## Summary
Figure C-1
Scenario C-1a Results
Faro Mine Remediation Project
C-1a

## Data
X14 WQ | [9 empty] | FaroPitElevation | [9 empty] | WTP Flows | [9 empty] | WTP Concentration for Zn | [10 empty] | CVP | [9 empty] | CVP WQ | [9 empty] | CVPReleases
Time (yr) | SelectorWQ:Mean | SelectorWQ:Least Result | SelectorWQ:5% | SelectorWQ:25% | SelectorWQ:Median | SelectorWQ:75% | SelectorWQ:95% | SelectorWQ:Greatest Result | Greatest Result | Time (yr) | Faro_Elevation:Mean | Faro_Elevation:Least Result | Faro_Elevation:5% | Faro_Elevation:25% | Faro_Elevation:Median | Faro_Elevation:75% | Faro_Elevation:95% | Faro_Elevation:Greatest Result | Greatest Result | Time (yr) | Total_Faro_Discharge:Mean | Total_Faro_Discharge:Least Result | Total_Faro_Discharge:5% | Total_Faro_Discharge:25% | Total_Faro_Discharge:Median | Total_Faro_Discharge:75% | Total_Faro_Discharge:95% | Total_Faro_Discharge:Greatest Result | Greatest Result | Time (yr) | SelectorWQ:Mean | SelectorWQ:Least Result | SelectorWQ:5% | SelectorWQ:25% | SelectorWQ:Median | SelectorWQ:75% | SelectorWQ:95% | SelectorWQ:Greatest Result | Greatest Result |  | Time (yr) | CVD_Elevation:Mean | CVD_Elevation:Least Result | CVD_Elevation:5% | CVD_Elevation:25% | CVD_Elevation:Median | CVD_Elevation:75% | CVD_Elevation:95% | CVD_Elevation:Greatest Result | Greatest Result | Time (yr) | SelectorWQ:Mean | SelectorWQ:Least Result | SelectorWQ:5% | SelectorWQ:25% | SelectorWQ:Median | SelectorWQ:75% | SelectorWQ:95% | SelectorWQ:Greatest Result | Greatest Result | Time (yr) | X14:Mean | X14:Least Result | X14:5% | X14:25% | X14:Median | X14:75% | X14:95% | X14:Greatest Result
0 | 0.04381 | 0.03505 | 0.037801 | 0.040767 | 0.043562 | 0.046194 | 0.050137 | 0.061341 |  | 0 | 1141.6 | 1141.6 | 1141.6 | 1141.6 | 1141.6 | 1141.6 | 1141.6 | 1141.6 |  | 0 | 0 | 0 | 0 | 0 | 0 | 0 | 0 | 0 |  | 0 | 0 | 0 | 0 | 0 | 0 | 0 | 0 | 0 |  | jan | 0 | 1027.796 | 1027.796 | 1027.796 | 1027.796 | 1027.796 | 1027.796 | 1027.796 | 1027.796 |  | 0 | 0.299 | 0.299 | 0.299 | 0.299 | 0.299 | 0.299 | 0.299 | 0.299 |  | 0 | 1003.2906 | 889.2451 | 940.9086 | 979.7186 | 1000.1486 | 1028.1622 | 1072.139 | 1098.1412
0.083333 | 0.035683 | 0.019279 | 0.028172 | 0.031874 | 0.035739 | 0.039377 | 0.044472 | 0.048247 |  | 0.083333 | 1141.7609 | 1141.6838 | 1141.7179 | 1141.7461 | 1141.7588 | 1141.7761 | 1141.8049 | 1141.8263 |  | 0.083333 | 0 | 0 | 0 | 0 | 0 | 0 | 0 | 0 |  | 0.083333 | 0 | 0 | 0 | 0 | 0 | 0 | 0 | 0 |  | feb | 0.083333 | 1027.1583 | 1027.1583 | 1027.1583 | 1027.1583 | 1027.1583 | 1027.1583 | 1027.1583 | 1027.1583 |  | 0.083333 | 0.22119 | 0.067535 | 0.12375 | 0.17972 | 0.22146 | 0.26093 | 0.31704 | 0.37361 |  | 0.083333 | 552.7459 | 0 | 500.4581 | 548.1038 | 555.2395 | 580.6805 | 611.8118 | 641.1622
0.16667 | 0.034549 | 0.020029 | 0.024305 | 0.030217 | 0.034746 | 0.039391 | 0.043509 | 0.049816 |  | 0.16667 | 1141.8972 | 1141.7523 | 1141.8254 | 1141.8667 | 1141.8892 | 1141.9237 | 1141.9771 | 1142.0483 |  | 0.16667 | 0 | 0 | 0 | 0 | 0 | 0 | 0 | 0 |  | 0.16667 | 0 | 0 | 0 | 0 | 0 | 0 | 0 | 0 |  | mar | 0.16667 | 1026.8431 | 1026.8325 | 1026.8325 | 1026.8325 | 1026.8325 | 1026.8325 | 1026.8325 | 1027.3612 |  | 0.16667 | 0.22619 | 0.060577 | 0.11677 | 0.18591 | 0.2216 | 0.27782 | 0.33261 | 0.36871 |  | 0.16667 | 364.4181 | 0 | 290.4279 | 353.6499 | 367.5456 | 392.0495 | 422.7434 | 448.66
0.25 | 0.029489 | 0.023132 | 0.024603 | 0.026664 | 0.029226 | 0.031618 | 0.035386 | 0.037673 |  | 0.25 | 1142.0816 | 1141.8226 | 1141.9333 | 1141.9988 | 1142.0458 | 1142.1777 | 1142.2722 | 1142.4209 |  | 0.25 | 0 | 0 | 0 | 0 | 0 | 0 | 0 | 0 |  | 0.25 | 0 | 0 | 0 | 0 | 0 | 0 | 0 | 0 |  | apr | 0.25 | 1026.6878 | 1026.6663 | 1026.6663 | 1026.6663 | 1026.6663 | 1026.6663 | 1026.6663 | 1027.5592 |  | 0.25 | 0.19844 | 0.0077568 | 0.07944 | 0.15139 | 0.19981 | 0.25019 | 0.29323 | 0.34929 |  | 0.25 | 270.2643 | 0 | 0 | 269.6741 | 285.6028 | 319.6777 | 352.5455 | 376.7865
0.33333 | 0.031168 | 0.0094777 | 0.012641 | 0.020267 | 0.029693 | 0.039779 | 0.054061 | 0.074255 |  | 0.33333 | 1142.2694 | 1141.8588 | 1142.0125 | 1142.1704 | 1142.2363 | 1142.3989 | 1142.5388 | 1142.7205 |  | 0.33333 | 8099.9999 | 8099.9999 | 8099.9999 | 8099.9999 | 8099.9999 | 8099.9999 | 8099.9999 | 8099.9999 |  | 0.33333 | 0.1 | 0.1 | 0.1 | 0.1 | 0.1 | 0.1 | 0.1 | 0.1 |  | may | 0.33333 | 1026.6273 | 1026.5831 | 1026.5831 | 1026.5831 | 1026.5831 | 1026.5831 | 1026.8508 | 1027.7728 |  | 0.33333 | 0.12737 | 0.0006546 | 0.0082348 | 0.086922 | 0.13314 | 0.17722 | 0.22066 | 0.25177 |  | 0.33333 | 6117.2774 | 3912.7243 | 3916.1044 | 3939.8458 | 7286.0779 | 7293.8966 | 7313.2811 | 7339.5877
0.41667 | 0.025422 | 0.0091081 | 0.011411 | 0.019122 | 0.025431 | 0.03085 | 0.039672 | 0.046148 |  | 0.41667 | 1140.3393 | 1139.7537 | 1140.0725 | 1140.2593 | 1140.3013 | 1140.4766 | 1140.6332 | 1140.7704 |  | 0.41667 | 6753.2475 | 3556.0747 | 5033.0318 | 6140.8197 | 6590.8352 | 7962.0471 | 8099.9999 | 8099.9999 |  | 0.41667 | 0.1 | 0.1 | 0.1 | 0.1 | 0.1 | 0.1 | 0.1 | 0.1 |  | jun | 0.41667 | 1027.6539 | 1026.5426 | 1026.5427 | 1026.5428 | 1026.73 | 1029.4474 | 1029.4474 | 1029.4474 |  | 0.41667 | 0.091822 | 0.023677 | 0.046771 | 0.069538 | 0.085391 | 0.11647 | 0.14307 | 0.18642 |  | 0.41667 | 6133.5308 | 1766.8789 | 3809.5486 | 4113.3584 | 7252.3894 | 7281.8463 | 8919.8073 | 8967.1394
0.5 | 0.022269 | 0.0095566 | 0.011847 | 0.017954 | 0.021543 | 0.02672 | 0.033706 | 0.041383 |  | 0.5 | 1138.9436 | 1138.8866 | 1138.8866 | 1138.8871 | 1138.8871 | 1138.8873 | 1139.2637 | 1139.6143 |  | 0.5 | 3528.5953 | 1532.7949 | 2691.4149 | 3078.7279 | 3324.3592 | 3776.4791 | 5175.1656 | 6743.5951 |  | 0.5 | 0.1 | 0.1 | 0.1 | 0.1 | 0.1 | 0.1 | 0.1 | 0.1 |  | jul | 0.5 | 1028.4699 | 1026.5212 | 1026.5214 | 1026.5214 | 1029.4048 | 1029.4352 | 1029.4353 | 1029.4355 |  | 0.5 | 0.078963 | 0.0025028 | 0.031448 | 0.056183 | 0.074945 | 0.097004 | 0.14885 | 0.18082 |  | 0.5 | 4158.0972 | 0 | 1000.4605 | 2971.2554 | 4531.2032 | 5172.5071 | 6482.9392 | 7357.8687
0.58333 | 0.018322 | 0.0079735 | 0.0094879 | 0.013843 | 0.017972 | 0.022332 | 0.029298 | 0.032147 |  | 0.58333 | 1138.9022 | 1138.9016 | 1138.9019 | 1138.9022 | 1138.9022 | 1138.9022 | 1138.9022 | 1138.9022 |  | 0.58333 | 1840.0549 | 883.2192 | 1308.6286 | 1636.4517 | 1802.3196 | 2152.1758 | 2546.8387 | 2580.4386 |  | 0.58333 | 0.1 | 0.1 | 0.1 | 0.1 | 0.1 | 0.1 | 0.1 | 0.1 |  | aug | 0.58333 | 1028.9631 | 1026.5106 | 1026.5107 | 1029.4166 | 1029.4166 | 1029.4309 | 1029.4451 | 1029.4451 |  | 0.58333 | 0.069249 | 0.00010594 | 0.011675 | 0.033712 | 0.05998 | 0.095156 | 0.16338 | 0.2034 |  | 0.58333 | 2905.0327 | 0 | 509.4568 | 2547.9703 | 2918.6823 | 3622.569 | 4783.9128 | 5543.8308
0.66667 | 0.021152 | 0.013376 | 0.014733 | 0.01825 | 0.0216 | 0.023805 | 0.026644 | 0.031576 |  | 0.66667 | 1138.9281 | 1138.9281 | 1138.9281 | 1138.9281 | 1138.9281 | 1138.9281 | 1138.9281 | 1138.9281 |  | 0.66667 | 1313.7439 | 602.5498 | 994.3897 | 1156.2565 | 1247.9598 | 1501.7709 | 1862.1033 | 1969.6063 |  | 0.66667 | 0.1 | 0.1 | 0.1 | 0.1 | 0.1 | 0.1 | 0.1 | 0.1 |  | sep | 0.66667 | 1028.9888 | 1026.5054 | 1027.2565 | 1029.035 | 1029.4387 | 1029.4387 | 1029.4492 | 1029.4493 |  | 0.66667 | 0.11543 | 0.062569 | 0.070188 | 0.089742 | 0.10859 | 0.13209 | 0.18693 | 0.21842 |  | 0.66667 | 3153.4502 | 1754.9131 | 1912.2338 | 2239.8672 | 2930.9416 | 4016.9742 | 4727.5909 | 4970.4991
0.75 | 0.022598 | 0.010781 | 0.015299 | 0.018478 | 0.02269 | 0.02663 | 0.030589 | 0.03569 |  | 0.75 | 1138.9721 | 1138.9645 | 1138.9723 | 1138.9723 | 1138.9723 | 1138.9723 | 1138.9723 | 1138.9723 |  | 0.75 | 0 | 0 | 0 | 0 | 0 | 0 | 0 | 0 |  | 0.75 | 0 | 0 | 0 | 0 | 0 | 0 | 0 | 0 |  | oct | 0.75 | 1028.3818 | 1026.5027 | 1026.8838 | 1028.0099 | 1028.01 | 1029.4763 | 1029.4763 | 1029.4778 |  | 0.75 | 0.12983 | 0.0003514 | 0.010649 | 0.079184 | 0.12084 | 0.17983 | 0.25463 | 0.33376 |  | 0.75 | 1251.0757 | 0 | 0 | 685.0506 | 1173.3542 | 1711.2091 | 2575.9248 | 2914.0866
0.83333 | 0.024997 | 0.016931 | 0.017922 | 0.020711 | 0.025313 | 0.028893 | 0.032213 | 0.036752 |  | 0.83333 | 1139.3728 | 1139.1963 | 1139.2805 | 1139.3303 | 1139.3628 | 1139.4244 | 1139.4861 | 1139.5645 |  | 0.83333 | 0 | 0 | 0 | 0 | 0 | 0 | 0 | 0 |  | 0.83333 | 0 | 0 | 0 | 0 | 0 | 0 | 0 | 0 |  | nov | 0.83333 | 1027.9747 | 1026.5013 | 1026.6919 | 1027.2655 | 1028.0293 | 1028.7498 | 1029.4968 | 1029.4968 |  | 0.83333 | 0.12803 | 0.002878 | 0.012576 | 0.084759 | 0.13292 | 0.1702 | 0.23673 | 0.30661 |  | 0.83333 | 726.1627 | 0 | 0 | 388.8739 | 742.0317 | 1085.3329 | 1524.5179 | 2405.1664
0.91667 | 0.023955 | 0.013325 | 0.015821 | 0.019731 | 0.023403 | 0.027738 | 0.03372 | 0.039727 |  | 0.91667 | 1139.6536 | 1139.3387 | 1139.4951 | 1139.5933 | 1139.6279 | 1139.7385 | 1139.8369 | 1139.9857 |  | 0.91667 | 0 | 0 | 0 | 0 | 0 | 0 | 0 | 0 |  | 0.91667 | 0 | 0 | 0 | 0 | 0 | 0 | 0 | 0 |  | dec | 0.91667 | 1027.7308 | 1026.5006 | 1026.5959 | 1026.8884 | 1027.2754 | 1028.9695 | 1029.5 | 1029.5 |  | 0.91667 | 0.15005 | 0.005015 | 0.016788 | 0.09568 | 0.15402 | 0.18977 | 0.28994 | 0.3186 |  | 0.91667 | 622.1434 | 0 | 0 | 323.8225 | 529.6145 | 749.6069 | 2086.0013 | 2218.411
1 | 0.028354 | 0.013167 | 0.017634 | 0.023588 | 0.027448 | 0.034109 | 0.040116 | 0.046631 |  | 1 | 1139.8535 | 1139.444 | 1139.6423 | 1139.7676 | 1139.8271 | 1139.9517 | 1140.0854 | 1140.2863 |  | 1 | 0 | 0 | 0 | 0 | 0 | 0 | 0 | 0 |  | 1 | 0 | 0 | 0 | 0 | 0 | 0 | 0 | 0 |  | jan | 1 | 1027.5226 | 1026.5004 | 1026.548 | 1026.6942 | 1026.8937 | 1028.0414 | 1029.5 | 1029.5 |  | 1 | 0.20821 | 0.033664 | 0.06005 | 0.13148 | 0.19386 | 0.27712 | 0.38474 | 0.43214 |  | 1 | 636.1407 | 0 | 231.6545 | 340.245 | 456.5572 | 681.0636 | 2001.5973 | 2236.6818
1.0833 | 0.026928 | 0.016315 | 0.018449 | 0.022586 | 0.026178 | 0.030797 | 0.036222 | 0.042673 |  | 1.0833 | 1140.0489 | 1139.6539 | 1139.8252 | 1139.9604 | 1140.0198 | 1140.1675 | 1140.2656 | 1140.4464 |  | 1.0833 | 0 | 0 | 0 | 0 | 0 | 0 | 0 | 0 |  | 1.0833 | 0 | 0 | 0 | 0 | 0 | 0 | 0 | 0 |  | feb | 1.0833 | 1027.2438 | 1026.5001 | 1026.5239 | 1026.5972 | 1026.6968 | 1027.4285 | 1029.5 | 1029.5 |  | 1.0833 | 0.15154 | 6.3368e-05 | 0.0065438 | 0.078871 | 0.1323 | 0.20945 | 0.33787 | 0.52113 |  | 1.0833 | 299.2977 | 0 | 0 | 0 | 224.5177 | 321.9283 | 1082.5566 | 1988.9314
1.1667 | 0.02859 | 0.010587 | 0.017431 | 0.023244 | 0.028713 | 0.03288 | 0.040266 | 0.046367 |  | 1.1667 | 1140.2051 | 1139.8207 | 1139.9559 | 1140.1113 | 1140.1917 | 1140.3171 | 1140.4475 | 1140.5878 |  | 1.1667 | 0 | 0 | 0 | 0 | 0 | 0 | 0 | 0 |  | 1.1667 | 0 | 0 | 0 | 0 | 0 | 0 | 0 | 0 |  | mar | 1.1667 | 1027.1593 | 1026.5001 | 1026.5121 | 1026.5486 | 1026.7576 | 1027.2671 | 1029.5 | 1029.5 |  | 1.1667 | 0.1593 | 0.00029883 | 0.018988 | 0.074417 | 0.14973 | 0.21816 | 0.3344 | 0.51627 |  | 1.1667 | 268.9489 | 0 | 0 | 156.0013 | 214.1773 | 293.4129 | 894.1866 | 1955.4337
1.25 | 0.027077 | 0.017069 | 0.020727 | 0.023625 | 0.026985 | 0.029961 | 0.034865 | 0.038597 |  | 1.25 | 1140.3595 | 1140.0034 | 1140.0422 | 1140.2524 | 1140.3588 | 1140.4771 | 1140.6528 | 1140.7196 |  | 1.25 | 0 | 0 | 0 | 0 | 0 | 0 | 0 | 0 |  | 1.25 | 0 | 0 | 0 | 0 | 0 | 0 | 0 | 0 |  | apr | 1.25 | 1027.0894 | 1026.5 | 1026.5061 | 1026.5243 | 1026.6683 | 1027.0818 | 1029.4915 | 1029.4934 |  | 1.25 | 0.13513 | 2.0257e-06 | 0.00044129 | 0.045492 | 0.11706 | 0.20602 | 0.31036 | 0.51191 |  | 1.25 | 189.8923 | 0 | 0 | 0 | 202.7979 | 247.9562 | 486.5433 | 1119.5898
1.3333 | 0.031409 | 0.0070999 | 0.0086068 | 0.019644 | 0.030879 | 0.040767 | 0.059756 | 0.064447 |  | 1.3333 | 1140.4723 | 1140.085 | 1140.1504 | 1140.3235 | 1140.4915 | 1140.5975 | 1140.8079 | 1140.8478 |  | 1.3333 | 6895.6384 | 4215.2386 | 5430.6617 | 5937.3043 | 6988.8969 | 7973.2821 | 8099.9999 | 8099.9999 |  | 1.3333 | 0.1 | 0.1 | 0.1 | 0.1 | 0.1 | 0.1 | 0.1 | 0.1 |  | may | 1.3333 | 1027.0989 | 1026.5 | 1026.5035 | 1026.5125 | 1026.6379 | 1027.2478 | 1029.4531 | 1029.4536 |  | 1.3333 | 0.077801 | 5.8698e-06 | 0.00037785 | 0.00079514 | 0.042505 | 0.13613 | 0.2392 | 0.40774 |  | 1.3333 | 5538.7922 | 2076.1165 | 3509.5569 | 4076.8512 | 5116.3897 | 7255.209 | 7295.6345 | 7680.2415
1.4167 | 0.021425 | 0.0077879 | 0.0096422 | 0.01405 | 0.021654 | 0.02696 | 0.038221 | 0.04364 |  | 1.4167 | 1138.9497 | 1138.905 | 1138.9055 | 1138.9058 | 1138.9061 | 1138.9076 | 1139.222 | 1139.436 |  | 1.4167 | 3692.9409 | 2170.2479 | 2741.1531 | 3285.8177 | 3527.0301 | 4057.7044 | 5100.2014 | 6439.6804 |  | 1.4167 | 0.1 | 0.1 | 0.1 | 0.1 | 0.1 | 0.1 | 0.1 | 0.1 |  | jun | 1.4167 | 1028.436 | 1026.5 | 1026.5031 | 1026.5123 | 1029.4304 | 1029.4451 | 1029.4481 | 1029.4481 |  | 1.4167 | 0.080779 | 0.00099454 | 0.046499 | 0.059962 | 0.074398 | 0.097768 | 0.14863 | 0.20473 |  | 1.4167 | 4279.4012 | 984.5002 | 1119.4232 | 3898.8506 | 4597.6793 | 5243.0423 | 6612.9812 | 7775.3554
1.5 | 0.022423 | 0.009659 | 0.013246 | 0.018855 | 0.022221 | 0.025963 | 0.032119 | 0.041572 |  | 1.5 | 1138.8889 | 1138.8881 | 1138.8882 | 1138.8885 | 1138.8885 | 1138.8885 | 1138.8885 | 1138.9141 |  | 1.5 | 3353.508 | 2205.1147 | 2708.6281 | 3041.7085 | 3308.0388 | 3768.3576 | 4076.6873 | 4524.4251 |  | 1.5 | 0.1 | 0.1 | 0.1 | 0.1 | 0.1 | 0.1 | 0.1 | 0.1 |  | jul | 1.5 | 1028.9739 | 1026.5015 | 1026.5031 | 1029.4048 | 1029.4049 | 1029.4088 | 1029.4376 | 1029.4376 |  | 1.5 | 0.080674 | 0.012332 | 0.025471 | 0.059502 | 0.077084 | 0.10665 | 0.14375 | 0.17602 |  | 1.5 | 4750.2081 | 530.3133 | 2699.0336 | 4281.6959 | 4627.9851 | 5432.7563 | 6443.9961 | 7501.7886
1.5833 | 0.018669 | 0.0089312 | 0.010419 | 0.014665 | 0.018048 | 0.022196 | 0.029012 | 0.03391 |  | 1.5833 | 1138.9021 | 1138.8988 | 1138.9011 | 1138.9022 | 1138.9022 | 1138.9022 | 1138.9022 | 1138.9022 |  | 1.5833 | 1834.3757 | 874.0798 | 1303.6873 | 1604.9763 | 1808.4415 | 2152.7117 | 2545.5907 | 2583.3706 |  | 1.5833 | 0.1 | 0.1 | 0.1 | 0.1 | 0.1 | 0.1 | 0.1 | 0.1 |  | aug | 1.5833 | 1028.819 | 1026.5007 | 1026.5017 | 1027.9933 | 1029.4165 | 1029.4169 | 1029.4309 | 1029.4453 |  | 1.5833 | 0.077098 | 0.0026039 | 0.015129 | 0.039786 | 0.079795 | 0.10494 | 0.15259 | 0.21004 |  | 1.5833 | 2837.3426 | 0 | 407.4098 | 2338.8315 | 2901.2481 | 3587.8122 | 4976.6471 | 5573.2136
1.6667 | 0.021683 | 0.01209 | 0.015248 | 0.018982 | 0.021638 | 0.024503 | 0.0275 | 0.029636 |  | 1.6667 | 1138.9279 | 1138.9218 | 1138.9281 | 1138.9281 | 1138.9281 | 1138.9281 | 1138.9281 | 1138.9281 |  | 1.6667 | 1295.5823 | 600.8655 | 819.7109 | 1145.6386 | 1252.4083 | 1494.9228 | 1830.7727 | 1970.5884 |  | 1.6667 | 0.1 | 0.1 | 0.1 | 0.1 | 0.1 | 0.1 | 0.1 | 0.1 |  | sep | 1.6667 | 1028.8839 | 1026.5007 | 1026.8892 | 1027.9988 | 1029.4387 | 1029.4387 | 1029.4493 | 1029.4597 |  | 1.6667 | 0.12063 | 0.063921 | 0.07509 | 0.09119 | 0.12047 | 0.14629 | 0.17887 | 0.21885 |  | 1.6667 | 3188.3043 | 1256.8998 | 1760.4963 | 2381.4099 | 3197.7592 | 3941.2041 | 4557.2155 | 4940.5722
1.75 | 0.021978 | 0.014051 | 0.016419 | 0.019137 | 0.021385 | 0.024432 | 0.029329 | 0.034355 |  | 1.75 | 1138.9718 | 1138.9613 | 1138.9677 | 1138.9723 | 1138.9723 | 1138.9723 | 1138.9723 | 1138.9723 |  | 1.75 | 0 | 0 | 0 | 0 | 0 | 0 | 0 | 0 |  | 1.75 | 0 | 0 | 0 | 0 | 0 | 0 | 0 | 0 |  | oct | 1.75 | 1028.2113 | 1026.5004 | 1026.6946 | 1027.2596 | 1028.01 | 1029.4763 | 1029.4763 | 1029.478 |  | 1.75 | 0.12183 | 0.0015764 | 0.012769 | 0.083687 | 0.11982 | 0.15729 | 0.22439 | 0.29055 |  | 1.75 | 1174.3236 | 0 | 0 | 693.9559 | 1112.4186 | 1675.9716 | 2538.0343 | 2913.9009
1.8333 | 0.024348 | 0.015278 | 0.017913 | 0.020998 | 0.024508 | 0.026949 | 0.031643 | 0.034336 |  | 1.8333 | 1139.3698 | 1139.1958 | 1139.2799 | 1139.3282 | 1139.3562 | 1139.4221 | 1139.4883 | 1139.5647 |  | 1.8333 | 0 | 0 | 0 | 0 | 0 | 0 | 0 | 0 |  | 1.8333 | 0 | 0 | 0 | 0 | 0 | 0 | 0 | 0 |  | nov | 1.8333 | 1027.8644 | 1026.5002 | 1026.5973 | 1027.2068 | 1027.6431 | 1028.6337 | 1029.4968 | 1029.4968 |  | 1.8333 | 0.11701 | 0.0045018 | 0.017059 | 0.081298 | 0.11749 | 0.14816 | 0.2173 | 0.27714 |  | 1.8333 | 659.898 | 0 | 0 | 390.49 | 703.6137 | 939.2045 | 1363.2196 | 2018.0919
1.9167 | 0.022244 | 0.013581 | 0.015794 | 0.01979 | 0.021687 | 0.02505 | 0.028644 | 0.031713 |  | 1.9167 | 1139.6481 | 1139.338 | 1139.4921 | 1139.5896 | 1139.6252 | 1139.7383 | 1139.8418 | 1139.9862 |  | 1.9167 | 0 | 0 | 0 | 0 | 0 | 0 | 0 | 0 |  | 1.9167 | 0 | 0 | 0 | 0 | 0 | 0 | 0 | 0 |  | dec | 1.9167 | 1027.6775 | 1026.5001 | 1026.5487 | 1026.8578 | 1027.2754 | 1028.9696 | 1029.5 | 1029.5 |  | 1.9167 | 0.12355 | 0.0029433 | 0.034506 | 0.082734 | 0.11962 | 0.16153 | 0.22225 | 0.30101 |  | 1.9167 | 463.7761 | 0 | 0 | 300.1244 | 482.0582 | 683.9022 | 923.1586 | 2218.9447
2 | 0.025822 | 0.016387 | 0.01757 | 0.021913 | 0.025506 | 0.029001 | 0.034892 | 0.039593 |  | 2 | 1139.8456 | 1139.4429 | 1139.644 | 1139.7616 | 1139.8203 | 1139.9514 | 1140.094 | 1140.2869 |  | 2 | 0 | 0 | 0 | 0 | 0 | 0 | 0 | 0 |  | 2 | 0 | 0 | 0 | 0 | 0 | 0 | 0 | 0 |  | jan | 2 | 1027.6032 | 1026.5 | 1026.5243 | 1026.6942 | 1026.8937 | 1029.2104 | 1029.5 | 1029.5 |  | 2 | 0.16394 | 0.032158 | 0.066568 | 0.11193 | 0.16276 | 0.21394 | 0.26366 | 0.36239 |  | 2 | 593.5323 | 0 | 0 | 302.1801 | 387.1123 | 525.826 | 2061.4261 | 2237.0727
2.0833 | 0.025022 | 0.018039 | 0.019198 | 0.021879 | 0.023479 | 0.026933 | 0.03454 | 0.044919 |  | 2.0833 | 1140.0403 | 1139.6522 | 1139.8131 | 1139.943 | 1140.0215 | 1140.1633 | 1140.2722 | 1140.447 |  | 2.0833 | 0 | 0 | 0 | 0 | 0 | 0 | 0 | 0 |  | 2.0833 | 0 | 0 | 0 | 0 | 0 | 0 | 0 | 0 |  | feb | 2.0833 | 1027.3646 | 1026.5 | 1026.5122 | 1026.597 | 1026.6968 | 1028.0414 | 1029.5 | 1029.5 |  | 2.0833 | 0.10262 | 9.0343e-05 | 0.0043352 | 0.050234 | 0.093387 | 0.14392 | 0.23479 | 0.33073 |  | 2.0833 | 237.4283 | 0 | 0 | 0 | 191.2878 | 268.9562 | 1015.4379 | 1988.9352
2.1667 | 0.02774 | 0.015547 | 0.017611 | 0.023984 | 0.027611 | 0.031515 | 0.037888 | 0.045665 |  | 2.1667 | 1140.1975 | 1139.8185 | 1139.9583 | 1140.0889 | 1140.1914 | 1140.3206 | 1140.4431 | 1140.5886 |  | 2.1667 | 0 | 0 | 0 | 0 | 0 | 0 | 0 | 0 |  | 2.1667 | 0 | 0 | 0 | 0 | 0 | 0 | 0 | 0 |  | mar | 2.1667 | 1027.3327 | 1026.5 | 1026.5105 | 1026.5547 | 1026.7598 | 1028.1689 | 1029.5 | 1029.5 |  | 2.1667 | 0.10759 | 7.0695e-05 | 0.0004341 | 0.056652 | 0.097159 | 0.14936 | 0.24311 | 0.32341 |  | 2.1667 | 197.5669 | 0 | 0 | 0 | 184.5276 | 260.0084 | 598.3061 | 1921.3846
2.25 | 0.025721 | 0.01476 | 0.020454 | 0.023438 | 0.025473 | 0.027872 | 0.0317 | 0.035188 |  | 2.25 | 1140.353 | 1140.0005 | 1140.054 | 1140.2312 | 1140.3623 | 1140.4796 | 1140.6475 | 1140.7205 |  | 2.25 | 0 | 0 | 0 | 0 | 0 | 0 | 0 | 0 |  | 2.25 | 0 | 0 | 0 | 0 | 0 | 0 | 0 | 0 |  | apr | 2.25 | 1027.3314 | 1026.5 | 1026.5061 | 1026.5492 | 1026.8477 | 1028.1414 | 1029.4915 | 1029.4917 |  | 2.25 | 0.094605 | 0.0003779 | 0.00058403 | 0.037505 | 0.088255 | 0.12825 | 0.23485 | 0.3375 |  | 2.25 | 164.6546 | 0 | 0 | 0 | 174.8116 | 241.253 | 387.8132 | 1978.1858
2.3333 | 0.026483 | 0.0077455 | 0.0090236 | 0.014704 | 0.023827 | 0.036715 | 0.051998 | 0.066367 |  | 2.3333 | 1140.467 | 1140.0773 | 1140.1362 | 1140.3201 | 1140.4866 | 1140.6038 | 1140.7981 | 1140.8438 |  | 2.3333 | 6870.3204 | 4187.2239 | 5482.4583 | 5914.5013 | 6980.3133 | 7981.5062 | 8099.9999 | 8099.9999 |  | 2.3333 | 0.1 | 0.1 | 0.1 | 0.1 | 0.1 | 0.1 | 0.1 | 0.1 |  | may | 2.3333 | 1027.3633 | 1026.5 | 1026.5031 | 1026.5249 | 1026.9288 | 1027.9868 | 1029.4531 | 1029.4539 |  | 2.3333 | 0.042705 | 2.3278e-06 | 0.00032707 | 0.00064811 | 0.028368 | 0.069309 | 0.16373 | 0.28485 |  | 2.3333 | 5025.0287 | 2014.696 | 3392.5706 | 3884.7887 | 4382.7462 | 6545.787 | 7270.6775 | 7295.7186
2.4167 | 0.021437 | 0.0088321 | 0.010242 | 0.014016 | 0.019051 | 0.02804 | 0.0367 | 0.051419 |  | 2.4167 | 1138.9519 | 1138.9052 | 1138.9054 | 1138.9058 | 1138.9061 | 1138.9064 | 1139.2091 | 1139.4296 |  | 2.4167 | 3714.1968 | 2165.5409 | 2746.8906 | 3304.1684 | 3511.4715 | 4051.8838 | 5156.8591 | 6415.2978 |  | 2.4167 | 0.1 | 0.1 | 0.1 | 0.1 | 0.1 | 0.1 | 0.1 | 0.1 |  | jun | 2.4167 | 1029.1395 | 1026.5 | 1026.5024 | 1029.4209 | 1029.4429 | 1029.4473 | 1029.4481 | 1029.4481 |  | 2.4167 | 0.079651 | 0.012836 | 0.047699 | 0.062259 | 0.075287 | 0.097309 | 0.12669 | 0.13989 |  | 2.4167 | 4981.4856 | 699.3307 | 2342.3446 | 4526.7369 | 4858.2681 | 5812.3154 | 7107.282 | 7718.6358
2.5 | 0.022128 | 0.0099595 | 0.014248 | 0.018403 | 0.022029 | 0.025793 | 0.031396 | 0.04036 |  | 2.5 | 1138.8887 | 1138.8881 | 1138.8882 | 1138.8885 | 1138.8885 | 1138.8885 | 1138.8885 | 1138.9008 |  | 2.5 | 3357.0585 | 2201.8646 | 2704.5057 | 3052.5389 | 3297.6654 | 3769.2463 | 4064.1538 | 4521.3088 |  | 2.5 | 0.1 | 0.1 | 0.1 | 0.1 | 0.1 | 0.1 | 0.1 | 0.1 |  | jul | 2.5 | 1029.0882 | 1026.5031 | 1028.0077 | 1029.4048 | 1029.4048 | 1029.4052 | 1029.4376 | 1029.4376 |  | 2.5 | 0.078611 | 0.012463 | 0.034603 | 0.054789 | 0.077282 | 0.096722 | 0.13312 | 0.14856 |  | 2.5 | 4654.7729 | 1349.0798 | 2648.8857 | 4164.3939 | 4579.2037 | 5327.9723 | 6346.1419 | 7511.5719
2.5833 | 0.018905 | 0.0074239 | 0.0086171 | 0.014689 | 0.018541 | 0.023046 | 0.02838 | 0.031852 |  | 2.5833 | 1138.9021 | 1138.8988 | 1138.9008 | 1138.9022 | 1138.9022 | 1138.9022 | 1138.9022 | 1138.9022 |  | 2.5833 | 1838.1094 | 870.4517 | 1306.0239 | 1574.8517 | 1795.4981 | 2162.4025 | 2547.2393 | 2845.9326 |  | 2.5833 | 0.1 | 0.1 | 0.1 | 0.1 | 0.1 | 0.1 | 0.1 | 0.1 |  | aug | 2.5833 | 1029.0275 | 1026.5015 | 1027.2679 | 1029.3501 | 1029.4169 | 1029.4169 | 1029.4309 | 1029.4309 |  | 2.5833 | 0.073975 | 0.000179 | 0.0038339 | 0.029321 | 0.074163 | 0.10572 | 0.14898 | 0.17878 |  | 2.5833 | 3060.2722 | 101.0434 | 899.2741 | 2442.5658 | 2921.7997 | 3821.2649 | 4914.8588 | 5551.5906
2.6667 | 0.021639 | 0.013371 | 0.014001 | 0.018449 | 0.021652 | 0.025249 | 0.028123 | 0.029999 |  | 2.6667 | 1138.9279 | 1138.9218 | 1138.9281 | 1138.9281 | 1138.9281 | 1138.9281 | 1138.9281 | 1138.9281 |  | 2.6667 | 1295.7835 | 596.7553 | 818.0559 | 1141.0513 | 1229.5151 | 1492.6414 | 1844.9372 | 1966.649 |  | 2.6667 | 0.1 | 0.1 | 0.1 | 0.1 | 0.1 | 0.1 | 0.1 | 0.1 |  | sep | 2.6667 | 1028.9065 | 1026.8896 | 1027.2565 | 1027.9988 | 1029.4387 | 1029.4387 | 1029.4493 | 1029.4597 |  | 2.6667 | 0.1188 | 0.061425 | 0.066367 | 0.084679 | 0.11496 | 0.14806 | 0.18043 | 0.19579 |  | 2.6667 | 3153.7879 | 1261.3567 | 1906.1713 | 2480.3982 | 3037.9245 | 3879.6355 | 4612.0825 | 4941.9142
2.75 | 0.022947 | 0.012748 | 0.015729 | 0.019421 | 0.023199 | 0.026245 | 0.029357 | 0.033384 |  | 2.75 | 1138.972 | 1138.9612 | 1138.9723 | 1138.9723 | 1138.9723 | 1138.9723 | 1138.9723 | 1138.9723 |  | 2.75 | 0 | 0 | 0 | 0 | 0 | 0 | 0 | 0 |  | 2.75 | 0 | 0 | 0 | 0 | 0 | 0 | 0 | 0 |  | oct | 2.75 | 1028.2494 | 1026.6948 | 1026.8838 | 1027.2596 | 1028.01 | 1029.4763 | 1029.4763 | 1029.4763 |  | 2.75 | 0.14098 | 0.0057298 | 0.038296 | 0.092922 | 0.13275 | 0.18818 | 0.25213 | 0.39851 |  | 2.75 | 1322.5649 | 0 | 0 | 824.8964 | 1298.2451 | 1713.1183 | 2581.1325 | 2634.3117
2.8333 | 0.024793 | 0.017588 | 0.018325 | 0.021302 | 0.025069 | 0.027887 | 0.03152 | 0.033923 |  | 2.8333 | 1139.3698 | 1139.1947 | 1139.2798 | 1139.3264 | 1139.3479 | 1139.4241 | 1139.4917 | 1139.5637 |  | 2.8333 | 0 | 0 | 0 | 0 | 0 | 0 | 0 | 0 |  | 2.8333 | 0 | 0 | 0 | 0 | 0 | 0 | 0 | 0 |  | nov | 2.8333 | 1027.7752 | 1026.5974 | 1026.6919 | 1026.8854 | 1027.2697 | 1028.0293 | 1029.4968 | 1029.4968 |  | 2.8333 | 0.13259 | 0.010261 | 0.040497 | 0.090002 | 0.12629 | 0.1777 | 0.23304 | 0.3758 |  | 2.8333 | 679.0086 | 0 | 0 | 401.8405 | 657.7455 | 938.786 | 1393.3611 | 1495.8815
2.9167 | 0.022036 | 0.012287 | 0.015803 | 0.018977 | 0.022453 | 0.024416 | 0.0281 | 0.031788 |  | 2.9167 | 1139.6484 | 1139.3362 | 1139.4913 | 1139.5776 | 1139.615 | 1139.7385 | 1139.8452 | 1139.9844 |  | 2.9167 | 0 | 0 | 0 | 0 | 0 | 0 | 0 | 0 |  | 2.9167 | 0 | 0 | 0 | 0 | 0 | 0 | 0 | 0 |  | dec | 2.9167 | 1027.567 | 1026.5487 | 1026.5959 | 1026.6927 | 1026.8914 | 1028.5614 | 1029.5 | 1029.5 |  | 2.9167 | 0.13231 | 0.012969 | 0.03807 | 0.092719 | 0.12673 | 0.17467 | 0.21699 | 0.37364 |  | 2.9167 | 516.457 | 0 | 0 | 341.9668 | 513.234 | 685.2958 | 924.1773 | 2295.5507
3 | 0.025889 | 0.014139 | 0.019301 | 0.022447 | 0.025319 | 0.028012 | 0.036404 | 0.040144 |  | 3 | 1139.8475 | 1139.4402 | 1139.644 | 1139.7578 | 1139.814 | 1139.9548 | 1140.0975 | 1140.2847 |  | 3 | 0 | 0 | 0 | 0 | 0 | 0 | 0 | 0 |  | 3 | 0 | 0 | 0 | 0 | 0 | 0 | 0 | 0 |  | jan | 3 | 1027.4467 | 1026.5243 | 1026.548 | 1026.5963 | 1026.6957 | 1028.5886 | 1029.5 | 1029.5 |  | 3 | 0.16575 | 0.03968 | 0.064083 | 0.12035 | 0.16398 | 0.20963 | 0.2449 | 0.40192 |  | 3 | 570.5017 | 0 | 192.4797 | 319.2426 | 412.7822 | 521.4752 | 1955.9943 | 2141.2806
3.0833 | 0.024481 | 0.014275 | 0.018208 | 0.021091 | 0.023654 | 0.027071 | 0.03383 | 0.047382 |  | 3.0833 | 1140.0439 | 1139.6478 | 1139.8115 | 1139.9492 | 1140.0226 | 1140.1628 | 1140.2756 | 1140.4445 |  | 3.0833 | 0 | 0 | 0 | 0 | 0 | 0 | 0 | 0 |  | 3.0833 | 0 | 0 | 0 | 0 | 0 | 0 | 0 | 0 |  | feb | 3.0833 | 1027.2277 | 1026.5122 | 1026.5239 | 1026.5482 | 1026.6093 | 1027.6416 | 1029.5 | 1029.5 |  | 3.0833 | 0.10323 | 7.6289e-06 | 0.00067101 | 0.0418 | 0.084272 | 0.14673 | 0.25235 | 0.38163 |  | 3.0833 | 182.1275 | 0 | 0 | 0 | 185.2409 | 242.1162 | 356.5781 | 1982.0692
3.1667 | 0.028126 | 0.012041 | 0.018471 | 0.024511 | 0.028058 | 0.031609 | 0.038791 | 0.039632 |  | 3.1667 | 1140.201 | 1139.813 | 1139.9603 | 1140.0927 | 1140.1887 | 1140.3264 | 1140.4478 | 1140.5857 |  | 3.1667 | 0 | 0 | 0 | 0 | 0 | 0 | 0 | 0 |  | 3.1667 | 0 | 0 | 0 | 0 | 0 | 0 | 0 | 0 |  | mar | 3.1667 | 1027.2469 | 1026.5061 | 1026.5127 | 1026.5486 | 1026.7676 | 1027.575 | 1029.5 | 1029.5 |  | 3.1667 | 0.11051 | 0.00031007 | 0.00052227 | 0.044 | 0.10904 | 0.16125 | 0.262 | 0.30476 |  | 3.1667 | 189.6468 | 0 | 0 | 0 | 197.3127 | 244.0049 | 494.9409 | 1078.8412
3.25 | 0.025867 | 0.014835 | 0.019122 | 0.023014 | 0.025962 | 0.028731 | 0.031963 | 0.035495 |  | 3.25 | 1140.3574 | 1139.9935 | 1140.049 | 1140.248 | 1140.353 | 1140.4888 | 1140.6531 | 1140.7172 |  | 3.25 | 0 | 0 | 0 | 0 | 0 | 0 | 0 | 0 |  | 3.25 | 0 | 0 | 0 | 0 | 0 | 0 | 0 | 0 |  | apr | 3.25 | 1027.2494 | 1026.5031 | 1026.5063 | 1026.5243 | 1026.8623 | 1027.3778 | 1029.4915 | 1029.4915 |  | 3.25 | 0.090104 | 0.00025873 | 0.00043004 | 0.030253 | 0.078011 | 0.13343 | 0.22432 | 0.32755 |  | 3.25 | 140.642 | 0 | 0 | 0 | 190.7806 | 234.3719 | 355.0193 | 663.4216
3.3333 | 0.027108 | 0.0076905 | 0.008089 | 0.013595 | 0.025674 | 0.037277 | 0.054437 | 0.063644 |  | 3.3333 | 1140.4719 | 1140.0908 | 1140.1506 | 1140.3289 | 1140.4916 | 1140.6074 | 1140.7966 | 1140.8452 |  | 3.3333 | 6913.6615 | 4236.899 | 5417.687 | 6173.7108 | 6960.8047 | 7992.9585 | 8099.9999 | 8099.9999 |  | 3.3333 | 0.1 | 0.1 | 0.1 | 0.1 | 0.1 | 0.1 | 0.1 | 0.1 |  | may | 3.3333 | 1027.303 | 1026.5015 | 1026.506 | 1026.5247 | 1026.8473 | 1027.5396 | 1029.4531 | 1029.4536 |  | 3.3333 | 0.041794 | 8.9577e-07 | 0.00031692 | 0.00065407 | 0.011876 | 0.063083 | 0.15992 | 0.24815 |  | 3.3333 | 5139.5914 | 2039.0371 | 3518.1641 | 3925.8009 | 4579.7762 | 7201.9037 | 7263.0935 | 7270.5121
3.4167 | 0.023005 | 0.0097805 | 0.010302 | 0.015654 | 0.023399 | 0.028802 | 0.038361 | 0.043695 |  | 3.4167 | 1138.9367 | 1138.905 | 1138.9054 | 1138.9058 | 1138.906 | 1138.9064 | 1139.0741 | 1139.432 |  | 3.4167 | 3683.4178 | 2173.8866 | 2738.3958 | 3297.1916 | 3506.6273 | 4022.4543 | 5076.7176 | 6424.4496 |  | 3.4167 | 0.1 | 0.1 | 0.1 | 0.1 | 0.1 | 0.1 | 0.1 | 0.1 |  | jun | 3.4167 | 1029.0066 | 1026.5007 | 1026.5029 | 1029.4208 | 1029.4421 | 1029.4463 | 1029.4481 | 1029.4481 |  | 3.4167 | 0.081629 | 0.046481 | 0.053854 | 0.063318 | 0.076913 | 0.10062 | 0.12626 | 0.16412 |  | 3.4167 | 4975.2236 | 987.8724 | 1305.6399 | 4508.6978 | 4832.4093 | 5689.404 | 7128.8445 | 8908.8463
3.5 | 0.022548 | 0.0095647 | 0.012462 | 0.018612 | 0.022463 | 0.026659 | 0.032502 | 0.039931 |  | 3.5 | 1138.8885 | 1138.8881 | 1138.8884 | 1138.8885 | 1138.8885 | 1138.8885 | 1138.8885 | 1138.8885 |  | 3.5 | 3372.5691 | 2207.6278 | 2703.8998 | 3069.8231 | 3331.2311 | 3772.5823 | 4063.2728 | 4522.476 |  | 3.5 | 0.1 | 0.1 | 0.1 | 0.1 | 0.1 | 0.1 | 0.1 | 0.1 |  | jul | 3.5 | 1028.9242 | 1026.5009 | 1026.5015 | 1028.0148 | 1029.4048 | 1029.4049 | 1029.4376 | 1029.4376 |  | 3.5 | 0.085874 | 0.0095659 | 0.030987 | 0.059707 | 0.08291 | 0.10844 | 0.15689 | 0.17082 |  | 3.5 | 4621.6886 | 902.0992 | 2035.8774 | 4160.0944 | 4582.1835 | 5163.436 | 6742.6589 | 7008.1316
3.5833 | 0.018708 | 0.0076532 | 0.0098364 | 0.014958 | 0.017666 | 0.022713 | 0.029195 | 0.03611 |  | 3.5833 | 1138.9022 | 1138.8998 | 1138.9016 | 1138.9022 | 1138.9022 | 1138.9022 | 1138.9022 | 1138.9022 |  | 3.5833 | 1841.4744 | 876.8853 | 1302.6169 | 1644.0864 | 1801.5952 | 2145.3331 | 2543.6775 | 2633.8464 |  | 3.5833 | 0.1 | 0.1 | 0.1 | 0.1 | 0.1 | 0.1 | 0.1 | 0.1 |  | aug | 3.5833 | 1028.912 | 1026.5007 | 1027.266 | 1027.9926 | 1029.4169 | 1029.4169 | 1029.4452 | 1029.4453 |  | 3.5833 | 0.072648 | 0.001257 | 0.0057192 | 0.036406 | 0.067226 | 0.095924 | 0.17229 | 0.21184 |  | 3.5833 | 2829.2139 | 0 | 615.6556 | 2355.454 | 2867.1916 | 3542.2369 | 4659.4756 | 5286.7197
3.6667 | 0.021247 | 0.01401 | 0.015417 | 0.017818 | 0.021551 | 0.024185 | 0.026844 | 0.028509 |  | 3.6667 | 1138.9281 | 1138.9281 | 1138.9281 | 1138.9281 | 1138.9281 | 1138.9281 | 1138.9281 | 1138.9281 |  | 3.6667 | 1307.6621 | 604.0441 | 817.2935 | 1149.7481 | 1253.3594 | 1492.978 | 1840.2129 | 1968.1243 |  | 3.6667 | 0.1 | 0.1 | 0.1 | 0.1 | 0.1 | 0.1 | 0.1 | 0.1 |  | sep | 3.6667 | 1028.9949 | 1026.8887 | 1027.2565 | 1028.6069 | 1029.4387 | 1029.4387 | 1029.4493 | 1029.455 |  | 3.6667 | 0.11724 | 0.064828 | 0.069536 | 0.090087 | 0.11248 | 0.13388 | 0.1956 | 0.22628 |  | 3.6667 | 3254.7418 | 1091.4648 | 1912.9837 | 2381.2892 | 3164.7217 | 4012.4659 | 4636.8384 | 4968.8854
3.75 | 0.022169 | 0.012446 | 0.014947 | 0.018392 | 0.022456 | 0.025442 | 0.030963 | 0.033532 |  | 3.75 | 1138.9723 | 1138.9723 | 1138.9723 | 1138.9723 | 1138.9723 | 1138.9723 | 1138.9723 | 1138.9723 |  | 3.75 | 0 | 0 | 0 | 0 | 0 | 0 | 0 | 0 |  | 3.75 | 0 | 0 | 0 | 0 | 0 | 0 | 0 | 0 |  | oct | 3.75 | 1028.2821 | 1026.6943 | 1026.8838 | 1027.8363 | 1028.01 | 1029.4763 | 1029.4763 | 1029.4788 |  | 3.75 | 0.12 | 0.0003703 | 0.02013 | 0.075866 | 0.12471 | 0.16222 | 0.21328 | 0.28459 |  | 3.75 | 1233.6596 | 0 | 0 | 703.8514 | 1186.9392 | 1721.3877 | 2503.9738 | 2738.6169
3.8333 | 0.023811 | 0.016111 | 0.017461 | 0.02023 | 0.024312 | 0.026457 | 0.031349 | 0.03467 |  | 3.8333 | 1139.3728 | 1139.1967 | 1139.2791 | 1139.3325 | 1139.3628 | 1139.4224 | 1139.4894 | 1139.5641 |  | 3.8333 | 0 | 0 | 0 | 0 | 0 | 0 | 0 | 0 |  | 3.8333 | 0 | 0 | 0 | 0 | 0 | 0 | 0 | 0 |  | nov | 3.8333 | 1027.8873 | 1026.5972 | 1026.6919 | 1027.2655 | 1027.9128 | 1028.6337 | 1029.4968 | 1029.4968 |  | 3.8333 | 0.11364 | 0.0061603 | 0.022502 | 0.073926 | 0.11831 | 0.15218 | 0.19673 | 0.25519 |  | 3.8333 | 626.716 | 0 | 0 | 352.6469 | 609.8751 | 971.2677 | 1265.3963 | 1523.2258
3.9167 | 0.021997 | 0.011739 | 0.015291 | 0.018984 | 0.022565 | 0.025003 | 0.028285 | 0.029718 |  | 3.9167 | 1139.6532 | 1139.3395 | 1139.4896 | 1139.5923 | 1139.6346 | 1139.7373 | 1139.8409 | 1139.985 |  | 3.9167 | 0 | 0 | 0 | 0 | 0 | 0 | 0 | 0 |  | 3.9167 | 0 | 0 | 0 | 0 | 0 | 0 | 0 | 0 |  | dec | 3.9167 | 1027.727 | 1026.5486 | 1026.5959 | 1026.8884 | 1027.2754 | 1028.9707 | 1029.5 | 1029.5 |  | 3.9167 | 0.11179 | 0.0066078 | 0.023727 | 0.072192 | 0.11739 | 0.14646 | 0.19784 | 0.25072 |  | 3.9167 | 492.2255 | 0 | 0 | 316.6858 | 497.3423 | 717.0914 | 967.281 | 1955.943
4 | 0.023844 | 0.012003 | 0.015444 | 0.021175 | 0.024091 | 0.026835 | 0.030146 | 0.034693 |  | 4 | 1139.8531 | 1139.4449 | 1139.6404 | 1139.7701 | 1139.8263 | 1139.9561 | 1140.0928 | 1140.2854 |  | 4 | 0 | 0 | 0 | 0 | 0 | 0 | 0 | 0 |  | 4 | 0 | 0 | 0 | 0 | 0 | 0 | 0 | 0 |  | jan | 4 | 1027.6283 | 1026.5243 | 1026.548 | 1026.6942 | 1026.8937 | 1029.2452 | 1029.5 | 1029.5 |  | 4 | 0.14283 | 0.033771 | 0.055136 | 0.097753 | 0.15487 | 0.17915 | 0.22691 | 0.27885 |  | 4 | 450.3763 | 0 | 0 | 311.4466 | 379.9852 | 484.2226 | 1082.4624 | 2155.0731
4.0833 | 0.023489 | 0.016275 | 0.01762 | 0.020463 | 0.0233 | 0.026255 | 0.030732 | 0.036205 |  | 4.0833 | 1140.0471 | 1139.6555 | 1139.8109 | 1139.9585 | 1140.0203 | 1140.1621 | 1140.2708 | 1140.4454 |  | 4.0833 | 0 | 0 | 0 | 0 | 0 | 0 | 0 | 0 |  | 4.0833 | 0 | 0 | 0 | 0 | 0 | 0 | 0 | 0 |  | feb | 4.0833 | 1027.5062 | 1026.5122 | 1026.5239 | 1026.5972 | 1026.6968 | 1029.3248 | 1029.5 | 1029.5 |  | 4.0833 | 0.082768 | 1.7043e-05 | 3.5642e-05 | 0.032104 | 0.076257 | 0.11586 | 0.23472 | 0.33572 |  | 4.0833 | 209.0815 | 0 | 0 | 0 | 183.929 | 242.0487 | 527.8469 | 2024.2532
4.1667 | 0.027997 | 0.010667 | 0.018479 | 0.023662 | 0.027483 | 0.031646 | 0.03907 | 0.04245 |  | 4.1667 | 1140.2035 | 1139.8226 | 1139.9565 | 1140.1042 | 1140.1902 | 1140.3271 | 1140.4338 | 1140.5868 |  | 4.1667 | 0 | 0 | 0 | 0 | 0 | 0 | 0 | 0 |  | 4.1667 | 0 | 0 | 0 | 0 | 0 | 0 | 0 | 0 |  | mar | 4.1667 | 1027.4983 | 1026.5061 | 1026.5173 | 1026.5624 | 1026.8013 | 1028.6863 | 1029.5 | 1029.5 |  | 4.1667 | 0.095422 | 1.7258e-05 | 0.000377 | 0.031998 | 0.087317 | 0.13808 | 0.22796 | 0.372 |  | 4.1667 | 219.9979 | 0 | 0 | 0 | 190.7051 | 246.4718 | 1099.2275 | 1971.9189
4.25 | 0.025056 | 0.015563 | 0.0185 | 0.023031 | 0.024909 | 0.026855 | 0.031812 | 0.03381 |  | 4.25 | 1140.358 | 1140.006 | 1140.0513 | 1140.249 | 1140.355 | 1140.4854 | 1140.6361 | 1140.7184 |  | 4.25 | 0 | 0 | 0 | 0 | 0 | 0 | 0 | 0 |  | 4.25 | 0 | 0 | 0 | 0 | 0 | 0 | 0 | 0 |  | apr | 4.25 | 1027.4773 | 1026.5031 | 1026.5121 | 1026.5808 | 1026.9092 | 1028.3059 | 1029.4915 | 1029.4916 |  | 4.25 | 0.078091 | 0.0003019 | 0.0004139 | 0.012302 | 0.061829 | 0.11559 | 0.2178 | 0.36486 |  | 4.25 | 121.7392 | 0 | 0 | 0 | 0 | 232.4643 | 316.8253 | 660.5924
4.3333 | 0.029966 | 0.0074951 | 0.0092948 | 0.020017 | 0.028286 | 0.038105 | 0.054447 | 0.079572 |  | 4.3333 | 1140.4708 | 1140.0891 | 1140.1445 | 1140.3247 | 1140.4926 | 1140.6079 | 1140.7944 | 1140.8433 |  | 4.3333 | 6884.546 | 4230.5224 | 5453.4667 | 5890.3534 | 6940.5227 | 8006.237 | 8099.9999 | 8099.9999 |  | 4.3333 | 0.1 | 0.1 | 0.1 | 0.1 | 0.1 | 0.1 | 0.1 | 0.1 |  | may | 4.3333 | 1027.5447 | 1026.5031 | 1026.5061 | 1026.5881 | 1027.0763 | 1028.491 | 1029.4531 | 1029.4535 |  | 4.3333 | 0.033912 | 3.6368e-06 | 4.3901e-05 | 0.00057936 | 0.0054238 | 0.049045 | 0.13909 | 0.27424 |  | 4.3333 | 5303.0281 | 2117.8635 | 3763.6647 | 4085.5175 | 4629.7083 | 7245.6415 | 7271.9519 | 7310.3963
4.4167 | 0.024338 | 0.010385 | 0.011024 | 0.018444 | 0.023759 | 0.030438 | 0.037624 | 0.054141 |  | 4.4167 | 1138.9411 | 1138.9054 | 1138.9054 | 1138.9058 | 1138.906 | 1138.9064 | 1139.0889 | 1139.4287 |  | 4.4167 | 3671.0681 | 2172.816 | 2744.3449 | 3254.2403 | 3514.0197 | 4042.8954 | 5097.4446 | 6412.2873 |  | 4.4167 | 0.1 | 0.1 | 0.1 | 0.1 | 0.1 | 0.1 | 0.1 | 0.1 |  | jun | 4.4167 | 1029.0935 | 1026.5015 | 1026.504 | 1029.4208 | 1029.4417 | 1029.4448 | 1029.4481 | 1029.4481 |  | 4.4167 | 0.078558 | 0.034376 | 0.048375 | 0.063538 | 0.071107 | 0.087458 | 0.12227 | 0.17383 |  | 4.4167 | 4866.9197 | 26.8443 | 2485.61 | 4477.5086 | 4759.7328 | 5374.4811 | 7085.6604 | 7823.2563
4.5 | 0.021643 | 0.0098631 | 0.013427 | 0.017063 | 0.021444 | 0.025258 | 0.03056 | 0.038878 |  | 4.5 | 1138.8897 | 1138.8881 | 1138.8884 | 1138.8885 | 1138.8885 | 1138.8885 | 1138.8885 | 1139.0032 |  | 4.5 | 3351.4324 | 2206.8883 | 2708.0237 | 3038.9737 | 3309.6085 | 3772.3749 | 4065.9205 | 5019.9167 |  | 4.5 | 0.1 | 0.1 | 0.1 | 0.1 | 0.1 | 0.1 | 0.1 | 0.1 |  | jul | 4.5 | 1029.092 | 1026.5007 | 1026.5031 | 1029.4048 | 1029.4049 | 1029.405 | 1029.4089 | 1029.4376 |  | 4.5 | 0.07882 | 0.011983 | 0.031863 | 0.05762 | 0.078849 | 0.098714 | 0.12719 | 0.2056 |  | 4.5 | 4631.393 | 1100.7949 | 2057.8703 | 4173.5599 | 4590.8591 | 5245.0707 | 6572.0233 | 6871.9833
4.5833 | 0.018606 | 0.0074292 | 0.0089901 | 0.014363 | 0.018951 | 0.022964 | 0.028689 | 0.031013 |  | 4.5833 | 1138.9021 | 1138.8988 | 1138.9021 | 1138.9022 | 1138.9022 | 1138.9022 | 1138.9022 | 1138.9022 |  | 4.5833 | 1820.6313 | 876.0595 | 1299.8108 | 1553.4522 | 1794.4574 | 2150.2681 | 2541.3124 | 2579.4324 |  | 4.5833 | 0.1 | 0.1 | 0.1 | 0.1 | 0.1 | 0.1 | 0.1 | 0.1 |  | aug | 4.5833 | 1029.0411 | 1026.5004 | 1027.2666 | 1029.4165 | 1029.4169 | 1029.4169 | 1029.431 | 1029.4453 |  | 4.5833 | 0.075934 | 0.00012778 | 0.0074212 | 0.041183 | 0.070461 | 0.10318 | 0.15769 | 0.23172 |  | 4.5833 | 3011.2082 | 0 | 964.2078 | 2380.3553 | 2889.1411 | 3626.0818 | 5484.0549 | 5572.7072
4.6667 | 0.021828 | 0.010932 | 0.015294 | 0.018834 | 0.022424 | 0.024871 | 0.02739 | 0.029505 |  | 4.6667 | 1138.928 | 1138.9219 | 1138.9281 | 1138.9281 | 1138.9281 | 1138.9281 | 1138.9281 | 1138.9281 |  | 4.6667 | 1294.0274 | 603.1083 | 822.5089 | 1130.3512 | 1235.514 | 1497.4472 | 1840.8577 | 1966.1579 |  | 4.6667 | 0.1 | 0.1 | 0.1 | 0.1 | 0.1 | 0.1 | 0.1 | 0.1 |  | sep | 4.6667 | 1028.9448 | 1026.5002 | 1027.2565 | 1028.0061 | 1029.4387 | 1029.4387 | 1029.4493 | 1029.4545 |  | 4.6667 | 0.11977 | 0.063457 | 0.07088 | 0.092813 | 0.11459 | 0.14678 | 0.18417 | 0.2345 |  | 4.6667 | 3277.5777 | 1259.1019 | 1919.8397 | 2617.0289 | 3271.5172 | 4002.7628 | 4549.9145 | 4768.7854
4.75 | 0.022892 | 0.013164 | 0.014879 | 0.018242 | 0.022317 | 0.026944 | 0.031124 | 0.038326 |  | 4.75 | 1138.9721 | 1138.963 | 1138.9723 | 1138.9723 | 1138.9723 | 1138.9723 | 1138.9723 | 1138.9723 |  | 4.75 | 0 | 0 | 0 | 0 | 0 | 0 | 0 | 0 |  | 4.75 | 0 | 0 | 0 | 0 | 0 | 0 | 0 | 0 |  | oct | 4.75 | 1028.2001 | 1026.5001 | 1026.8838 | 1027.2634 | 1028.01 | 1029.4763 | 1029.4763 | 1029.4763 |  | 4.75 | 0.13486 | 0.0001622 | 0.024876 | 0.084929 | 0.12579 | 0.17605 | 0.25216 | 0.31768 |  | 4.75 | 1201.8607 | 0 | 0 | 667.5023 | 1205.4414 | 1656.7069 | 2574.5525 | 2634.038
4.8333 | 0.024725 | 0.013707 | 0.018214 | 0.020628 | 0.024414 | 0.028125 | 0.031939 | 0.03754 |  | 4.8333 | 1139.3683 | 1139.1964 | 1139.2788 | 1139.3237 | 1139.349 | 1139.4227 | 1139.4879 | 1139.5636 |  | 4.8333 | 0 | 0 | 0 | 0 | 0 | 0 | 0 | 0 |  | 4.8333 | 0 | 0 | 0 | 0 | 0 | 0 | 0 | 0 |  | nov | 4.8333 | 1027.8262 | 1026.5 | 1026.6919 | 1027.2316 | 1027.2697 | 1028.5914 | 1029.4968 | 1029.4968 |  | 4.8333 | 0.12659 | 0.0030086 | 0.028842 | 0.083475 | 0.1184 | 0.16311 | 0.23326 | 0.29045 |  | 4.8333 | 654.1783 | 0 | 0 | 368.9742 | 643.6965 | 962.6255 | 1412.6543 | 1495.735
4.9167 | 0.021725 | 0.012727 | 0.01484 | 0.019374 | 0.021631 | 0.023977 | 0.029614 | 0.031164 |  | 4.9167 | 1139.6463 | 1139.3391 | 1139.4924 | 1139.5627 | 1139.6211 | 1139.7371 | 1139.8403 | 1139.9841 |  | 4.9167 | 0 | 0 | 0 | 0 | 0 | 0 | 0 | 0 |  | 4.9167 | 0 | 0 | 0 | 0 | 0 | 0 | 0 | 0 |  | dec | 4.9167 | 1027.6379 | 1026.5 | 1026.5959 | 1026.8707 | 1026.8906 | 1028.8966 | 1029.5 | 1029.5 |  | 4.9167 | 0.12222 | 0.010579 | 0.030733 | 0.080033 | 0.11798 | 0.15756 | 0.22556 | 0.28163 |  | 4.9167 | 441.6597 | 0 | 0 | 282.8734 | 488.0435 | 682.6946 | 921.0419 | 944.8951
5 | 0.024808 | 0.013342 | 0.017634 | 0.020831 | 0.024328 | 0.028035 | 0.035718 | 0.041735 |  | 5 | 1139.8443 | 1139.4443 | 1139.6409 | 1139.7555 | 1139.8225 | 1139.9546 | 1140.0918 | 1140.2844 |  | 5 | 0 | 0 | 0 | 0 | 0 | 0 | 0 | 0 |  | 5 | 0 | 0 | 0 | 0 | 0 | 0 | 0 | 0 |  | jan | 5 | 1027.5795 | 1026.5 | 1026.548 | 1026.6942 | 1026.8937 | 1029.1727 | 1029.5 | 1029.5 |  | 5 | 0.15124 | 0.036945 | 0.058091 | 0.10552 | 0.14892 | 0.19012 | 0.25037 | 0.31012 |  | 5 | 564.6904 | 0 | 0 | 326.2432 | 392.9465 | 498.468 | 2044.8386 | 2122.6855
5.0833 | 0.023597 | 0.015226 | 0.018466 | 0.020739 | 0.022737 | 0.025115 | 0.031347 | 0.044016 |  | 5.0833 | 1140.0383 | 1139.6545 | 1139.8121 | 1139.9396 | 1140.0148 | 1140.167 | 1140.27 | 1140.4441 |  | 5.0833 | 0 | 0 | 0 | 0 | 0 | 0 | 0 | 0 |  | 5.0833 | 0 | 0 | 0 | 0 | 0 | 0 | 0 | 0 |  | feb | 5.0833 | 1027.3626 | 1026.5 | 1026.5239 | 1026.597 | 1026.6968 | 1028.0414 | 1029.5 | 1029.5 |  | 5.0833 | 0.085552 | 2.0656e-06 | 6.7646e-05 | 0.033099 | 0.079899 | 0.12039 | 0.22462 | 0.33321 |  | 5.0833 | 161.1167 | 0 | 0 | 0 | 0 | 236.2928 | 383.339 | 1957.1664
5.1667 | 0.028489 | 0.017254 | 0.019369 | 0.02453 | 0.028649 | 0.031943 | 0.040573 | 0.046296 |  | 5.1667 | 1140.1953 | 1139.8214 | 1139.9532 | 1140.0845 | 1140.1855 | 1140.3247 | 1140.4373 | 1140.5853 |  | 5.1667 | 0 | 0 | 0 | 0 | 0 | 0 | 0 | 0 |  | 5.1667 | 0 | 0 | 0 | 0 | 0 | 0 | 0 | 0 |  | mar | 5.1667 | 1027.3971 | 1026.5 | 1026.5181 | 1026.5984 | 1026.7778 | 1028.1763 | 1029.5 | 1029.5 |  | 5.1667 | 0.095759 | 5.9805e-05 | 0.00043099 | 0.034083 | 0.083822 | 0.13723 | 0.24781 | 0.33744 |  | 5.1667 | 196.3309 | 0 | 0 | 0 | 179.7497 | 240.9336 | 744.788 | 1947.0078
5.25 | 0.024898 | 0.015717 | 0.018103 | 0.021915 | 0.024805 | 0.028021 | 0.031363 | 0.033807 |  | 5.25 | 1140.3511 | 1140.0044 | 1140.0393 | 1140.2255 | 1140.3657 | 1140.4832 | 1140.6403 | 1140.7168 |  | 5.25 | 0 | 0 | 0 | 0 | 0 | 0 | 0 | 0 |  | 5.25 | 0 | 0 | 0 | 0 | 0 | 0 | 0 | 0 |  | apr | 5.25 | 1027.3979 | 1026.5 | 1026.5111 | 1026.5492 | 1026.9188 | 1028.3033 | 1029.4915 | 1029.4916 |  | 5.25 | 0.078831 | 8.3519e-05 | 0.00035028 | 0.016375 | 0.059054 | 0.1323 | 0.22999 | 0.30583 |  | 5.25 | 127.6648 | 0 | 0 | 0 | 0 | 233.4642 | 341.0737 | 670.2268
5.3333 | 0.027254 | 0.0076659 | 0.0087789 | 0.016836 | 0.026192 | 0.036051 | 0.049292 | 0.055525 |  | 5.3333 | 1140.4654 | 1140.0807 | 1140.1475 | 1140.3123 | 1140.4877 | 1140.6055 | 1140.7881 | 1140.8309 |  | 5.3333 | 6865.9 | 4197.1943 | 5405.3268 | 5925.9961 | 6928.2168 | 7974.8929 | 8099.9999 | 8099.9999 |  | 5.3333 | 0.1 | 0.1 | 0.1 | 0.1 | 0.1 | 0.1 | 0.1 | 0.1 |  | may | 5.3333 | 1027.4604 | 1026.5 | 1026.506 | 1026.5667 | 1027.0579 | 1028.4634 | 1029.4531 | 1029.4535 |  | 5.3333 | 0.037546 | 1.7658e-06 | 0.00035689 | 0.00058695 | 0.0046934 | 0.064433 | 0.1643 | 0.23063 |  | 5.3333 | 5305.3135 | 2938.9862 | 3695.062 | 4150.7843 | 4596.162 | 6920.5322 | 7270.6231 | 7332.8951
5.4167 | 0.022563 | 0.0080619 | 0.010748 | 0.017042 | 0.022328 | 0.028356 | 0.037725 | 0.041342 |  | 5.4167 | 1138.9401 | 1138.9052 | 1138.9054 | 1138.9056 | 1138.9061 | 1138.9064 | 1139.0792 | 1139.4092 |  | 5.4167 | 3672.5879 | 2167.7091 | 2745.9411 | 3272.1226 | 3462.5172 | 4044.2502 | 5041.724 | 6339.2447 |  | 5.4167 | 0.1 | 0.1 | 0.1 | 0.1 | 0.1 | 0.1 | 0.1 | 0.1 |  | jun | 5.4167 | 1028.9945 | 1026.5 | 1026.5051 | 1029.4208 | 1029.4417 | 1029.4451 | 1029.448 | 1029.4481 |  | 5.4167 | 0.083276 | 0.0040926 | 0.056496 | 0.067001 | 0.082735 | 0.10055 | 0.11864 | 0.12941 |  | 5.4167 | 4957.4202 | 689.8071 | 1880.3343 | 4494.4462 | 4811.0215 | 5518.6853 | 7271.0709 | 8925.0176
5.5 | 0.022226 | 0.0087211 | 0.011935 | 0.018338 | 0.021928 | 0.027499 | 0.030638 | 0.035529 |  | 5.5 | 1138.8886 | 1138.8881 | 1138.8884 | 1138.8885 | 1138.8885 | 1138.8885 | 1138.8885 | 1138.8927 |  | 5.5 | 3359.8868 | 2203.3417 | 2709.1302 | 3050.5204 | 3312.1707 | 3774.0107 | 4059.037 | 4511.5736 |  | 5.5 | 0.1 | 0.1 | 0.1 | 0.1 | 0.1 | 0.1 | 0.1 | 0.1 |  | jul | 5.5 | 1028.9179 | 1026.5 | 1026.5031 | 1028.0148 | 1029.4049 | 1029.405 | 1029.4375 | 1029.4376 |  | 5.5 | 0.081613 | 0.0025239 | 0.023187 | 0.056784 | 0.078392 | 0.10854 | 0.13564 | 0.1516 |  | 5.5 | 4589.2697 | 805.9414 | 1771.8261 | 4103.412 | 4600.3643 | 5184.5782 | 6306.3843 | 6877.8403
5.5833 | 0.018011 | 0.0075449 | 0.0098956 | 0.014169 | 0.01723 | 0.021376 | 0.027623 | 0.038565 |  | 5.5833 | 1138.9022 | 1138.8995 | 1138.9021 | 1138.9022 | 1138.9022 | 1138.9022 | 1138.9022 | 1138.9022 |  | 5.5833 | 1827.1006 | 872.101 | 1302.8012 | 1606.8925 | 1760.0221 | 2151.4908 | 2541.412 | 2568.9315 |  | 5.5833 | 0.1 | 0.1 | 0.1 | 0.1 | 0.1 | 0.1 | 0.1 | 0.1 |  | aug | 5.5833 | 1028.9092 | 1026.5015 | 1027.2657 | 1027.9926 | 1029.4169 | 1029.4169 | 1029.431 | 1029.4453 |  | 5.5833 | 0.06797 | 0.00010187 | 0.0026382 | 0.030331 | 0.06689 | 0.094968 | 0.15566 | 0.20962 |  | 5.5833 | 2748.814 | 0 | 185.9434 | 2311.9779 | 2841.3902 | 3573.1305 | 4665.5952 | 5567.8809
5.6667 | 0.021688 | 0.014645 | 0.014999 | 0.018566 | 0.022133 | 0.024642 | 0.027661 | 0.029007 |  | 5.6667 | 1138.9281 | 1138.9244 | 1138.9281 | 1138.9281 | 1138.9281 | 1138.9281 | 1138.9281 | 1138.9281 |  | 5.6667 | 1303.5926 | 590.6229 | 823.9084 | 1148.2533 | 1254.4903 | 1500.4896 | 1846.2237 | 1954.3447 |  | 5.6667 | 0.1 | 0.1 | 0.1 | 0.1 | 0.1 | 0.1 | 0.1 | 0.1 |  | sep | 5.6667 | 1029.0448 | 1026.8885 | 1027.2565 | 1029.3583 | 1029.4387 | 1029.4387 | 1029.4493 | 1029.4545 |  | 5.6667 | 0.11354 | 0.057651 | 0.067525 | 0.087127 | 0.11111 | 0.13279 | 0.18134 | 0.20136 |  | 5.6667 | 3211.251 | 1864.3663 | 2037.4218 | 2310.3831 | 3135.7834 | 3949.2383 | 4666.8338 | 4955.2361
5.75 | 0.022243 | 0.013552 | 0.014972 | 0.018644 | 0.022465 | 0.025313 | 0.030189 | 0.036286 |  | 5.75 | 1138.9722 | 1138.9677 | 1138.9723 | 1138.9723 | 1138.9723 | 1138.9723 | 1138.9723 | 1138.9723 |  | 5.75 | 0 | 0 | 0 | 0 | 0 | 0 | 0 | 0 |  | 5.75 | 0 | 0 | 0 | 0 | 0 | 0 | 0 | 0 |  | oct | 5.75 | 1028.3634 | 1026.6943 | 1026.8838 | 1028.0078 | 1028.01 | 1029.4763 | 1029.4763 | 1029.4767 |  | 5.75 | 0.13253 | 0.0052504 | 0.040596 | 0.083783 | 0.12692 | 0.17395 | 0.24917 | 0.33437 |  | 5.75 | 1231.4848 | 0 | 0 | 729.1095 | 1173.5388 | 1690.0494 | 2528.9335 | 2633.8566
5.8333 | 0.024509 | 0.015822 | 0.0182 | 0.021024 | 0.024611 | 0.027615 | 0.030697 | 0.033933 |  | 5.8333 | 1139.3715 | 1139.1952 | 1139.28 | 1139.3284 | 1139.3674 | 1139.4226 | 1139.4895 | 1139.5604 |  | 5.8333 | 0 | 0 | 0 | 0 | 0 | 0 | 0 | 0 |  | 5.8333 | 0 | 0 | 0 | 0 | 0 | 0 | 0 | 0 |  | nov | 5.8333 | 1027.9689 | 1026.5972 | 1026.6919 | 1027.2654 | 1028.0292 | 1028.7773 | 1029.4968 | 1029.4968 |  | 5.8333 | 0.12429 | 0.0094847 | 0.042214 | 0.079621 | 0.12202 | 0.16097 | 0.23012 | 0.28075 |  | 5.8333 | 651.9369 | 0 | 0 | 384.8893 | 635.9403 | 903.48 | 1277.9558 | 1495.6397
5.9167 | 0.021693 | 0.011029 | 0.015573 | 0.019399 | 0.021473 | 0.024519 | 0.027901 | 0.030573 |  | 5.9167 | 1139.6506 | 1139.337 | 1139.4937 | 1139.5903 | 1139.6321 | 1139.7396 | 1139.8413 | 1139.9788 |  | 5.9167 | 0 | 0 | 0 | 0 | 0 | 0 | 0 | 0 |  | 5.9167 | 0 | 0 | 0 | 0 | 0 | 0 | 0 | 0 |  | dec | 5.9167 | 1027.7853 | 1026.5486 | 1026.5959 | 1026.8884 | 1027.2754 | 1029.3071 | 1029.5 | 1029.5 |  | 5.9167 | 0.12081 | 0.012155 | 0.038988 | 0.077804 | 0.11864 | 0.1551 | 0.22204 | 0.25382 |  | 5.9167 | 455.2243 | 0 | 0 | 306.893 | 484.5484 | 682.4313 | 856.932 | 944.8015
6 | 0.024767 | 0.013796 | 0.015432 | 0.021732 | 0.024453 | 0.027944 | 0.035051 | 0.044794 |  | 6 | 1139.8495 | 1139.4414 | 1139.6416 | 1139.7605 | 1139.8212 | 1139.957 | 1140.093 | 1140.2781 |  | 6 | 0 | 0 | 0 | 0 | 0 | 0 | 0 | 0 |  | 6 | 0 | 0 | 0 | 0 | 0 | 0 | 0 | 0 |  | jan | 6 | 1027.718 | 1026.5243 | 1026.548 | 1026.6942 | 1026.8937 | 1029.5 | 1029.5 | 1029.5 |  | 6 | 0.14921 | 0.039691 | 0.063656 | 0.10288 | 0.15025 | 0.18503 | 0.25068 | 0.27317 |  | 6 | 613.5444 | 0 | 0 | 313.5482 | 415.6364 | 529.0866 | 2036.4575 | 2236.8492
6.0833 | 0.023802 | 0.017545 | 0.01821 | 0.020841 | 0.023149 | 0.025604 | 0.030917 | 0.042447 |  | 6.0833 | 1140.0442 | 1139.6499 | 1139.8164 | 1139.9507 | 1140.0286 | 1140.1633 | 1140.2712 | 1140.4364 |  | 6.0833 | 0 | 0 | 0 | 0 | 0 | 0 | 0 | 0 |  | 6.0833 | 0 | 0 | 0 | 0 | 0 | 0 | 0 | 0 |  | feb | 6.0833 | 1027.4645 | 1026.5121 | 1026.5239 | 1026.5972 | 1026.6968 | 1028.2695 | 1029.5 | 1029.5 |  | 6.0833 | 0.085305 | 1.0771e-05 | 3.9478e-05 | 0.012756 | 0.0758 | 0.12577 | 0.21214 | 0.28101 |  | 6.0833 | 164.4603 | 0 | 0 | 0 | 173.6549 | 242.4038 | 335.4511 | 1967.428
6.1667 | 0.02722 | 0.012507 | 0.017025 | 0.023049 | 0.027479 | 0.031251 | 0.037721 | 0.04298 |  | 6.1667 | 1140.2002 | 1139.8154 | 1139.9607 | 1140.0925 | 1140.1932 | 1140.3237 | 1140.444 | 1140.5767 |  | 6.1667 | 0 | 0 | 0 | 0 | 0 | 0 | 0 | 0 |  | 6.1667 | 0 | 0 | 0 | 0 | 0 | 0 | 0 | 0 |  | mar | 6.1667 | 1027.4939 | 1026.5061 | 1026.5154 | 1026.5984 | 1026.7955 | 1028.2649 | 1029.5 | 1029.5 |  | 6.1667 | 0.094711 | 0.0001053 | 0.00031344 | 0.026723 | 0.086919 | 0.14514 | 0.24296 | 0.3403 |  | 6.1667 | 173.6878 | 0 | 0 | 0 | 183.6467 | 228.4203 | 646.6016 | 1104.2582
6.25 | 0.025622 | 0.018713 | 0.019809 | 0.022948 | 0.025261 | 0.028126 | 0.032079 | 0.039825 |  | 6.25 | 1140.3555 | 1139.9967 | 1140.0511 | 1140.2307 | 1140.3647 | 1140.4795 | 1140.6484 | 1140.7069 |  | 6.25 | 0 | 0 | 0 | 0 | 0 | 0 | 0 | 0 |  | 6.25 | 0 | 0 | 0 | 0 | 0 | 0 | 0 | 0 |  | apr | 6.25 | 1027.5117 | 1026.5031 | 1026.5081 | 1026.5492 | 1026.9485 | 1028.4653 | 1029.4915 | 1029.4916 |  | 6.25 | 0.077424 | 3.7209e-07 | 0.00028428 | 0.021262 | 0.060774 | 0.11086 | 0.21202 | 0.34685 |  | 6.25 | 124.5431 | 0 | 0 | 0 | 0 | 222.0602 | 313.4685 | 680.9003
6.3333 | 0.026547 | 0.0078077 | 0.008777 | 0.016712 | 0.025036 | 0.034308 | 0.05057 | 0.058735 |  | 6.3333 | 1140.4692 | 1140.0769 | 1140.1326 | 1140.3154 | 1140.4906 | 1140.6094 | 1140.7925 | 1140.837 |  | 6.3333 | 6883.4818 | 4184.9357 | 5463.2349 | 5905.0902 | 6969.743 | 7992.4124 | 8099.9999 | 8099.9999 |  | 6.3333 | 0.1 | 0.1 | 0.1 | 0.1 | 0.1 | 0.1 | 0.1 | 0.1 |  | may | 6.3333 | 1027.578 | 1026.5015 | 1026.5073 | 1026.6652 | 1027.0956 | 1028.6113 | 1029.4531 | 1029.4537 |  | 6.3333 | 0.0321 | 1.7249e-06 | 1.9859e-05 | 0.0005602 | 0.0051063 | 0.043395 | 0.14738 | 0.27657 |  | 6.3333 | 5306.8634 | 2372.6187 | 3771.8456 | 4054.6184 | 4656.0603 | 6946.6065 | 7280.7013 | 7453.9175
6.4167 | 0.023328 | 0.010457 | 0.010753 | 0.016431 | 0.022491 | 0.027873 | 0.038732 | 0.050679 |  | 6.4167 | 1138.9391 | 1138.9052 | 1138.9054 | 1138.9056 | 1138.906 | 1138.9064 | 1139.0734 | 1139.4189 |  | 6.4167 | 3672.991 | 2165.3366 | 2743.3452 | 3276.4833 | 3517.2697 | 4015.191 | 5034.4825 | 6375.7594 |  | 6.4167 | 0.1 | 0.1 | 0.1 | 0.1 | 0.1 | 0.1 | 0.1 | 0.1 |  | jun | 6.4167 | 1029.1144 | 1026.5007 | 1026.5066 | 1029.4208 | 1029.4414 | 1029.4457 | 1029.4481 | 1029.4481 |  | 6.4167 | 0.083737 | 0.022583 | 0.05918 | 0.064202 | 0.076668 | 0.096648 | 0.13391 | 0.18339 |  | 6.4167 | 4927.5304 | 995.3064 | 1950.0648 | 4441.5325 | 4796.6131 | 5694.8042 | 7080.2649 | 7381.6944
6.5 | 0.022241 | 0.0092464 | 0.012232 | 0.018479 | 0.022225 | 0.025878 | 0.032257 | 0.033218 |  | 6.5 | 1138.8885 | 1138.8881 | 1138.8884 | 1138.8885 | 1138.8885 | 1138.8885 | 1138.8885 | 1138.8909 |  | 6.5 | 3358.4268 | 2201.7158 | 2707.3196 | 3070.5369 | 3322.2961 | 3771.7001 | 4058.5098 | 4516.2459 |  | 6.5 | 0.1 | 0.1 | 0.1 | 0.1 | 0.1 | 0.1 | 0.1 | 0.1 |  | jul | 6.5 | 1029.0679 | 1026.5031 | 1028.0009 | 1029.4048 | 1029.4049 | 1029.405 | 1029.4375 | 1029.4376 |  | 6.5 | 0.081532 | 0.0069308 | 0.026283 | 0.057927 | 0.080979 | 0.1053 | 0.13912 | 0.16057 |  | 6.5 | 4756.0064 | 1150.079 | 2810.2259 | 4172.2207 | 4725.8553 | 5566.6575 | 6293.931 | 7490.7624
6.5833 | 0.018534 | 0.0079281 | 0.0095775 | 0.013786 | 0.017909 | 0.02231 | 0.029942 | 0.032411 |  | 6.5833 | 1138.9022 | 1138.8998 | 1138.9019 | 1138.9022 | 1138.9022 | 1138.9022 | 1138.9022 | 1138.9022 |  | 6.5833 | 1825.236 | 870.2857 | 1298.1194 | 1583.3651 | 1796.9855 | 2147.1501 | 2542.7687 | 2574.1808 |  | 6.5833 | 0.1 | 0.1 | 0.1 | 0.1 | 0.1 | 0.1 | 0.1 | 0.1 |  | aug | 6.5833 | 1028.9204 | 1026.5031 | 1027.267 | 1027.9924 | 1029.4169 | 1029.4169 | 1029.431 | 1029.4452 |  | 6.5833 | 0.074501 | 0.0016204 | 0.008914 | 0.034879 | 0.064963 | 0.10962 | 0.15945 | 0.20059 |  | 6.5833 | 2933.3769 | 0 | 431.4781 | 2373.4409 | 3055.7095 | 3749.0364 | 4949.4113 | 5557.7452
6.6667 | 0.021251 | 0.013693 | 0.014794 | 0.018712 | 0.021536 | 0.023648 | 0.027142 | 0.029144 |  | 6.6667 | 1138.9281 | 1138.9254 | 1138.9281 | 1138.9281 | 1138.9281 | 1138.9281 | 1138.9281 | 1138.9281 |  | 6.6667 | 1300.6699 | 596.567 | 821.6189 | 1151.0233 | 1242.4218 | 1492.1475 | 1841.2685 | 1960.2499 |  | 6.6667 | 0.1 | 0.1 | 0.1 | 0.1 | 0.1 | 0.1 | 0.1 | 0.1 |  | sep | 6.6667 | 1028.8945 | 1026.5016 | 1027.2565 | 1027.9988 | 1029.4387 | 1029.4387 | 1029.4493 | 1029.4583 |  | 6.6667 | 0.11879 | 0.060918 | 0.068955 | 0.090542 | 0.11036 | 0.15014 | 0.18377 | 0.20475 |  | 6.6667 | 3153.9047 | 1251.3964 | 2033.4839 | 2502.8883 | 3026.0154 | 3858.4664 | 4562.7452 | 4937.5145
6.75 | 0.022004 | 0.012249 | 0.014884 | 0.018499 | 0.022165 | 0.024995 | 0.029253 | 0.034381 |  | 6.75 | 1138.9722 | 1138.965 | 1138.9723 | 1138.9723 | 1138.9723 | 1138.9723 | 1138.9723 | 1138.9723 |  | 6.75 | 0 | 0 | 0 | 0 | 0 | 0 | 0 | 0 |  | 6.75 | 0 | 0 | 0 | 0 | 0 | 0 | 0 | 0 |  | oct | 6.75 | 1028.2553 | 1026.5007 | 1026.8838 | 1027.2596 | 1028.01 | 1029.4763 | 1029.4763 | 1029.4763 |  | 6.75 | 0.12624 | 0.00071726 | 0.028561 | 0.078501 | 0.12644 | 0.16331 | 0.22442 | 0.2729 |  | 6.75 | 1281.299 | 0 | 0 | 799.0355 | 1209.1776 | 1721.5692 | 2554.7418 | 2634.1929
6.8333 | 0.024317 | 0.017439 | 0.018393 | 0.021092 | 0.024645 | 0.026741 | 0.03075 | 0.0361 |  | 6.8333 | 1139.3706 | 1139.1947 | 1139.2786 | 1139.3303 | 1139.3547 | 1139.4233 | 1139.4849 | 1139.562 |  | 6.8333 | 0 | 0 | 0 | 0 | 0 | 0 | 0 | 0 |  | 6.8333 | 0 | 0 | 0 | 0 | 0 | 0 | 0 | 0 |  | nov | 6.8333 | 1027.8186 | 1026.5004 | 1026.6919 | 1026.9054 | 1027.8992 | 1028.4248 | 1029.4968 | 1029.4968 |  | 6.8333 | 0.1189 | 0.0049915 | 0.032016 | 0.075601 | 0.1202 | 0.15138 | 0.20493 | 0.24876 |  | 6.8333 | 659.5844 | 0 | 0 | 394.5846 | 651.0599 | 971.7944 | 1348.1486 | 1495.8182
6.9167 | 0.022045 | 0.012163 | 0.014977 | 0.019644 | 0.022138 | 0.024646 | 0.02847 | 0.03439 |  | 6.9167 | 1139.6493 | 1139.3361 | 1139.4912 | 1139.5952 | 1139.6273 | 1139.7385 | 1139.8334 | 1139.9814 |  | 6.9167 | 0 | 0 | 0 | 0 | 0 | 0 | 0 | 0 |  | 6.9167 | 0 | 0 | 0 | 0 | 0 | 0 | 0 | 0 |  | dec | 6.9167 | 1027.6269 | 1026.5002 | 1026.5959 | 1026.7026 | 1027.2754 | 1028.635 | 1029.5 | 1029.5 |  | 6.9167 | 0.11564 | 0.0077289 | 0.032666 | 0.077399 | 0.1125 | 0.14276 | 0.20058 | 0.24774 |  | 6.9167 | 461.1194 | 0 | 0 | 313.6513 | 482.4612 | 685.6502 | 913.3461 | 1426.1434
7 | 0.023913 | 0.015761 | 0.016561 | 0.021431 | 0.024092 | 0.026662 | 0.030726 | 0.033349 |  | 7 | 1139.8471 | 1139.4401 | 1139.6389 | 1139.7729 | 1139.8196 | 1139.9537 | 1140.0819 | 1140.2812 |  | 7 | 0 | 0 | 0 | 0 | 0 | 0 | 0 | 0 |  | 7 | 0 | 0 | 0 | 0 | 0 | 0 | 0 | 0 |  | jan | 7 | 1027.5512 | 1026.5001 | 1026.548 | 1026.6013 | 1026.8936 | 1029.0502 | 1029.5 | 1029.5 |  | 7 | 0.14497 | 0.034967 | 0.057193 | 0.10204 | 0.1461 | 0.17518 | 0.2302 | 0.27659 |  | 7 | 467.3699 | 0 | 0 | 294.8731 | 371.6124 | 479.3066 | 1556.4872 | 2112.3095
7.0833 | 0.023849 | 0.015595 | 0.018373 | 0.020471 | 0.022676 | 0.025108 | 0.030813 | 0.055256 |  | 7.0833 | 1140.0404 | 1139.6477 | 1139.8113 | 1139.9497 | 1140.0198 | 1140.1614 | 1140.2605 | 1140.4403 |  | 7.0833 | 0 | 0 | 0 | 0 | 0 | 0 | 0 | 0 |  | 7.0833 | 0 | 0 | 0 | 0 | 0 | 0 | 0 | 0 |  | feb | 7.0833 | 1027.4134 | 1026.5 | 1026.5239 | 1026.558 | 1026.6968 | 1028.3615 | 1029.5 | 1029.5 |  | 7.0833 | 0.082482 | 2.6608e-05 | 0.00019262 | 0.032044 | 0.070608 | 0.12399 | 0.1905 | 0.36931 |  | 7.0833 | 204.9762 | 0 | 0 | 0 | 178.4053 | 228.5876 | 957.1578 | 1932.8307
7.1667 | 0.027205 | 0.010556 | 0.018683 | 0.022338 | 0.026379 | 0.030896 | 0.037048 | 0.051662 |  | 7.1667 | 1140.1958 | 1139.8127 | 1139.9633 | 1140.092 | 1140.1837 | 1140.3237 | 1140.4435 | 1140.5811 |  | 7.1667 | 0 | 0 | 0 | 0 | 0 | 0 | 0 | 0 |  | 7.1667 | 0 | 0 | 0 | 0 | 0 | 0 | 0 | 0 |  | mar | 7.1667 | 1027.4105 | 1026.5 | 1026.5126 | 1026.5984 | 1026.7975 | 1028.0406 | 1029.5 | 1029.5 |  | 7.1667 | 0.088913 | 1.9162e-06 | 0.00038521 | 0.035178 | 0.08422 | 0.13161 | 0.19989 | 0.35592 |  | 7.1667 | 190.9868 | 0 | 0 | 0 | 183.0509 | 233.4895 | 618.5502 | 1948.0162
7.25 | 0.025295 | 0.017021 | 0.019369 | 0.02331 | 0.025048 | 0.027598 | 0.03105 | 0.041736 |  | 7.25 | 1140.3501 | 1139.9932 | 1140.0587 | 1140.2357 | 1140.3345 | 1140.4868 | 1140.6479 | 1140.7118 |  | 7.25 | 0 | 0 | 0 | 0 | 0 | 0 | 0 | 0 |  | 7.25 | 0 | 0 | 0 | 0 | 0 | 0 | 0 | 0 |  | apr | 7.25 | 1027.4126 | 1026.5 | 1026.509 | 1026.5542 | 1026.928 | 1027.9707 | 1029.4915 | 1029.4916 |  | 7.25 | 0.070131 | 1.3856e-07 | 0.00045422 | 0.018954 | 0.058466 | 0.11057 | 0.16995 | 0.29937 |  | 7.25 | 136.0849 | 0 | 0 | 0 | 0 | 222.4196 | 326.3536 | 1910.6626
7.3333 | 0.027193 | 0.0075369 | 0.0081797 | 0.013971 | 0.024333 | 0.037483 | 0.053841 | 0.071844 |  | 7.3333 | 1140.4621 | 1140.0957 | 1140.1472 | 1140.3169 | 1140.4456 | 1140.5962 | 1140.7998 | 1140.8319 |  | 7.3333 | 6834.6335 | 4254.0642 | 5438.5726 | 5889.2278 | 6871.2785 | 7970.8626 | 8099.9999 | 8099.9999 |  | 7.3333 | 0.1 | 0.1 | 0.1 | 0.1 | 0.1 | 0.1 | 0.1 | 0.1 |  | may | 7.3333 | 1027.4671 | 1026.5 | 1026.5043 | 1026.6416 | 1027.0784 | 1028.0432 | 1029.4534 | 1029.4537 |  | 7.3333 | 0.027906 | 7.3518e-07 | 3.8812e-06 | 0.00054691 | 0.0034728 | 0.040821 | 0.10378 | 0.21847 |  | 7.3333 | 5043.1103 | 2081.5363 | 3557.1522 | 3924.7182 | 4482.2669 | 6720.1322 | 7283.4826 | 7462.9436
7.4167 | 0.022317 | 0.010185 | 0.010679 | 0.015199 | 0.021316 | 0.028689 | 0.037777 | 0.046091 |  | 7.4167 | 1138.9398 | 1138.905 | 1138.9054 | 1138.9058 | 1138.9061 | 1138.9064 | 1139.0692 | 1139.4108 |  | 7.4167 | 3648.9711 | 2176.8898 | 2811.5395 | 3281.9409 | 3435.5698 | 3944.738 | 5044.8521 | 6345.3242 |  | 7.4167 | 0.1 | 0.1 | 0.1 | 0.1 | 0.1 | 0.1 | 0.1 | 0.1 |  | jun | 7.4167 | 1029.2297 | 1026.5 | 1026.5188 | 1029.4208 | 1029.4426 | 1029.4458 | 1029.4481 | 1029.4481 |  | 7.4167 | 0.078099 | 0.043495 | 0.052718 | 0.062998 | 0.071174 | 0.087282 | 0.12227 | 0.16495 |  | 7.4167 | 4957.0308 | 689.5717 | 3415.8422 | 4485.7497 | 4671.2708 | 5642.5103 | 6989.8001 | 7630.0251
7.5 | 0.022976 | 0.010416 | 0.015089 | 0.018524 | 0.022568 | 0.026716 | 0.034192 | 0.038819 |  | 7.5 | 1138.8885 | 1138.8881 | 1138.8883 | 1138.8885 | 1138.8885 | 1138.8885 | 1138.8885 | 1138.8903 |  | 7.5 | 3329.3791 | 2209.697 | 2704.949 | 3035.3231 | 3292.007 | 3579.2358 | 4056.2226 | 4512.3516 |  | 7.5 | 0.1 | 0.1 | 0.1 | 0.1 | 0.1 | 0.1 | 0.1 | 0.1 |  | jul | 7.5 | 1029.1381 | 1026.5 | 1028.0009 | 1029.4048 | 1029.4049 | 1029.405 | 1029.4089 | 1029.4376 |  | 7.5 | 0.083039 | 0.02753 | 0.03834 | 0.062475 | 0.081075 | 0.10177 | 0.14075 | 0.15359 |  | 7.5 | 4704.9422 | 521.259 | 2907.3564 | 4235.7615 | 4650.8103 | 5348.5575 | 6241.2205 | 6741.3169
7.5833 | 0.019571 | 0.0085619 | 0.0095329 | 0.014652 | 0.019344 | 0.0237 | 0.029142 | 0.039298 |  | 7.5833 | 1138.9021 | 1138.8988 | 1138.9015 | 1138.9022 | 1138.9022 | 1138.9022 | 1138.9022 | 1138.9022 |  | 7.5833 | 1812.2137 | 879.1952 | 1301.6216 | 1573.2026 | 1731.3011 | 1983.2277 | 2540.1909 | 2569.8054 |  | 7.5833 | 0.1 | 0.1 | 0.1 | 0.1 | 0.1 | 0.1 | 0.1 | 0.1 |  | aug | 7.5833 | 1029.0127 | 1026.5015 | 1027.267 | 1028.6019 | 1029.4169 | 1029.4169 | 1029.4309 | 1029.4453 |  | 7.5833 | 0.077921 | 0.00067877 | 0.013903 | 0.043595 | 0.073477 | 0.10991 | 0.16358 | 0.21801 |  | 7.5833 | 3068.5696 | 0 | 653.6285 | 2577.5916 | 3004.4727 | 3828.5116 | 4984.4961 | 5566.8682
7.6667 | 0.021535 | 0.013945 | 0.016099 | 0.01952 | 0.021857 | 0.023769 | 0.026284 | 0.028491 |  | 7.6667 | 1138.928 | 1138.9227 | 1138.9281 | 1138.9281 | 1138.9281 | 1138.9281 | 1138.9281 | 1138.9281 |  | 7.6667 | 1282.0426 | 606.6613 | 818.5692 | 1129.8567 | 1232.5185 | 1477.7344 | 1835.2783 | 1955.3275 |  | 7.6667 | 0.1 | 0.1 | 0.1 | 0.1 | 0.1 | 0.1 | 0.1 | 0.1 |  | sep | 7.6667 | 1028.8502 | 1026.889 | 1027.2565 | 1027.9988 | 1029.4387 | 1029.4387 | 1029.4493 | 1029.4597 |  | 7.6667 | 0.12173 | 0.057157 | 0.070018 | 0.095455 | 0.1166 | 0.14801 | 0.18663 | 0.22214 |  | 7.6667 | 3114.9546 | 1089.4364 | 1752.8712 | 2493.8829 | 3092.1358 | 3863.4561 | 4410.502 | 4951.7854
7.75 | 0.022443 | 0.012399 | 0.01474 | 0.017818 | 0.022323 | 0.026374 | 0.031424 | 0.050494 |  | 7.75 | 1138.9719 | 1138.9614 | 1138.9717 | 1138.9723 | 1138.9723 | 1138.9723 | 1138.9723 | 1138.9723 |  | 7.75 | 0 | 0 | 0 | 0 | 0 | 0 | 0 | 0 |  | 7.75 | 0 | 0 | 0 | 0 | 0 | 0 | 0 | 0 |  | oct | 7.75 | 1028.2376 | 1026.6945 | 1026.8838 | 1027.2596 | 1028.01 | 1029.4763 | 1029.4763 | 1029.4767 |  | 7.75 | 0.13178 | 0.00029044 | 0.01305 | 0.07095 | 0.13251 | 0.18332 | 0.27877 | 0.36181 |  | 7.75 | 1128.3498 | 0 | 0 | 594.3657 | 1057.3152 | 1611.4917 | 2548.2927 | 2738.4938
7.8333 | 0.024279 | 0.016768 | 0.017534 | 0.02003 | 0.024434 | 0.027491 | 0.032072 | 0.046853 |  | 7.8333 | 1139.3663 | 1139.1974 | 1139.2791 | 1139.3235 | 1139.3478 | 1139.4183 | 1139.486 | 1139.5607 |  | 7.8333 | 0 | 0 | 0 | 0 | 0 | 0 | 0 | 0 |  | 7.8333 | 0 | 0 | 0 | 0 | 0 | 0 | 0 | 0 |  | nov | 7.8333 | 1027.927 | 1026.5973 | 1026.6919 | 1027.2655 | 1027.9684 | 1028.6143 | 1029.4968 | 1029.4969 |  | 7.8333 | 0.12374 | 0.0059268 | 0.015354 | 0.068693 | 0.12386 | 0.16986 | 0.25424 | 0.33029 |  | 7.8333 | 595.1792 | 0 | 0 | 326.0026 | 564.3451 | 838.1022 | 1339.2854 | 1523.161
7.9167 | 0.021908 | 0.012367 | 0.014937 | 0.018529 | 0.021402 | 0.025082 | 0.029883 | 0.042052 |  | 7.9167 | 1139.6422 | 1139.3407 | 1139.4916 | 1139.5657 | 1139.6141 | 1139.7263 | 1139.8375 | 1139.9791 |  | 7.9167 | 0 | 0 | 0 | 0 | 0 | 0 | 0 | 0 |  | 7.9167 | 0 | 0 | 0 | 0 | 0 | 0 | 0 | 0 |  | dec | 7.9167 | 1027.7861 | 1026.5486 | 1026.5959 | 1026.8884 | 1027.2754 | 1028.9447 | 1029.5 | 1029.5 |  | 7.9167 | 0.12082 | 0.0075208 | 0.013401 | 0.067641 | 0.12167 | 0.16579 | 0.2391 | 0.32844 |  | 7.9167 | 453.8115 | 0 | 0 | 310.7975 | 476.4159 | 640.7869 | 937.7686 | 1519.6022
8 | 0.024799 | 0.014788 | 0.016839 | 0.021061 | 0.024565 | 0.028489 | 0.033468 | 0.037786 |  | 8 | 1139.8389 | 1139.4467 | 1139.6417 | 1139.7554 | 1139.8135 | 1139.9448 | 1140.0879 | 1140.2786 |  | 8 | 0 | 0 | 0 | 0 | 0 | 0 | 0 | 0 |  | 8 | 0 | 0 | 0 | 0 | 0 | 0 | 0 | 0 |  | jan | 8 | 1027.7093 | 1026.5243 | 1026.548 | 1026.6942 | 1026.8937 | 1029.2102 | 1029.5 | 1029.5 |  | 8 | 0.14948 | 0.032048 | 0.041526 | 0.0914 | 0.15575 | 0.19327 | 0.26762 | 0.36175 |  | 8 | 549.0829 | 0 | 0 | 313.1058 | 380.1367 | 502.4054 | 1973.5213 | 2076.0665
8.0833 | 0.024395 | 0.014091 | 0.018919 | 0.02131 | 0.023514 | 0.026804 | 0.032185 | 0.055937 |  | 8.0833 | 1140.0339 | 1139.6583 | 1139.812 | 1139.9462 | 1140.0132 | 1140.162 | 1140.2687 | 1140.4371 |  | 8.0833 | 0 | 0 | 0 | 0 | 0 | 0 | 0 | 0 |  | 8.0833 | 0 | 0 | 0 | 0 | 0 | 0 | 0 | 0 |  | feb | 8.0833 | 1027.5013 | 1026.5122 | 1026.5239 | 1026.597 | 1026.6968 | 1028.3794 | 1029.5 | 1029.5 |  | 8.0833 | 0.088462 | 1.5141e-05 | 7.5238e-05 | 0.024921 | 0.075848 | 0.12684 | 0.23855 | 0.32095 |  | 8.0833 | 164.0735 | 0 | 0 | 0 | 176.8934 | 240.9449 | 405.8139 | 1797.4034
8.1667 | 0.027585 | 0.015709 | 0.018023 | 0.023095 | 0.027597 | 0.031851 | 0.03528 | 0.051505 |  | 8.1667 | 1140.1916 | 1139.8262 | 1139.9625 | 1140.0908 | 1140.1841 | 1140.3062 | 1140.4463 | 1140.5774 |  | 8.1667 | 0 | 0 | 0 | 0 | 0 | 0 | 0 | 0 |  | 8.1667 | 0 | 0 | 0 | 0 | 0 | 0 | 0 | 0 |  | mar | 8.1667 | 1027.5333 | 1026.5061 | 1026.512 | 1026.5488 | 1026.8463 | 1028.5098 | 1029.5 | 1029.5 |  | 8.1667 | 0.097313 | 7.4059e-06 | 0.00049935 | 0.036324 | 0.078836 | 0.14644 | 0.25847 | 0.31155 |  | 8.1667 | 157.4292 | 0 | 0 | 0 | 188.4499 | 242.2469 | 382.6704 | 979.9337
8.25 | 0.025046 | 0.012879 | 0.01879 | 0.022701 | 0.024795 | 0.027424 | 0.031041 | 0.036841 |  | 8.25 | 1140.3465 | 1140.0104 | 1140.0586 | 1140.239 | 1140.3523 | 1140.4602 | 1140.6514 | 1140.7078 |  | 8.25 | 0 | 0 | 0 | 0 | 0 | 0 | 0 | 0 |  | 8.25 | 0 | 0 | 0 | 0 | 0 | 0 | 0 | 0 |  | apr | 8.25 | 1027.5629 | 1026.5031 | 1026.5061 | 1026.5492 | 1026.9446 | 1028.6582 | 1029.4915 | 1029.4922 |  | 8.25 | 0.078902 | 8.4266e-05 | 0.00027817 | 0.015267 | 0.06035 | 0.1175 | 0.24688 | 0.27475 |  | 8.25 | 148.0781 | 0 | 0 | 0 | 172.4656 | 242.4662 | 337.2225 | 1401.2302
8.3333 | 0.028812 | 0.0076256 | 0.0089944 | 0.018479 | 0.028099 | 0.038065 | 0.053658 | 0.066588 |  | 8.3333 | 1140.4598 | 1140.0818 | 1140.1565 | 1140.3156 | 1140.4753 | 1140.5861 | 1140.7969 | 1140.8483 |  | 8.3333 | 6842.5799 | 4203.7722 | 5450.3527 | 5905.4373 | 6879.6372 | 7795.2623 | 8099.9999 | 8099.9999 |  | 8.3333 | 0.1 | 0.1 | 0.1 | 0.1 | 0.1 | 0.1 | 0.1 | 0.1 |  | may | 8.3333 | 1027.6097 | 1026.5015 | 1026.5033 | 1026.5312 | 1027.0835 | 1028.7991 | 1029.4534 | 1029.4623 |  | 8.3333 | 0.036383 | 9.267e-07 | 3.2339e-05 | 0.00049567 | 0.0066815 | 0.050929 | 0.16936 | 0.20965 |  | 8.3333 | 5415.974 | 2105.1238 | 3684.3116 | 4171.3209 | 4835.8836 | 7072.6086 | 7267.8919 | 7287.6958
8.4167 | 0.023795 | 0.0094929 | 0.010973 | 0.017816 | 0.023585 | 0.029679 | 0.037954 | 0.051731 |  | 8.4167 | 1138.9372 | 1138.905 | 1138.9054 | 1138.9056 | 1138.906 | 1138.9062 | 1139.1161 | 1139.4344 |  | 8.4167 | 3660.4294 | 2168.3218 | 2741.8281 | 3276.9578 | 3464.2515 | 3972.9681 | 5178.0712 | 6435.5273 |  | 8.4167 | 0.1 | 0.1 | 0.1 | 0.1 | 0.1 | 0.1 | 0.1 | 0.1 |  | jun | 8.4167 | 1029.0543 | 1026.5007 | 1026.5031 | 1029.4208 | 1029.4385 | 1029.4451 | 1029.4481 | 1029.4481 |  | 8.4167 | 0.083283 | 0.020809 | 0.049675 | 0.063573 | 0.081806 | 0.099404 | 0.13175 | 0.13765 |  | 8.4167 | 4964.2376 | 892.1845 | 2134.2084 | 4491.8571 | 4761.1688 | 5690.9378 | 7000.9439 | 8083.6434
8.5 | 0.022555 | 0.009477 | 0.013059 | 0.017962 | 0.022698 | 0.026195 | 0.033121 | 0.036905 |  | 8.5 | 1138.8886 | 1138.8881 | 1138.8883 | 1138.8885 | 1138.8885 | 1138.8885 | 1138.8885 | 1138.8926 |  | 8.5 | 3348.7406 | 2203.7848 | 2706.2123 | 3046.2091 | 3301.8412 | 3682.8614 | 4076.8701 | 4524.8195 |  | 8.5 | 0.1 | 0.1 | 0.1 | 0.1 | 0.1 | 0.1 | 0.1 | 0.1 |  | jul | 8.5 | 1028.9672 | 1026.5007 | 1026.5015 | 1029.4048 | 1029.4049 | 1029.405 | 1029.4374 | 1029.4376 |  | 8.5 | 0.088711 | 0.0077988 | 0.03177 | 0.06524 | 0.088394 | 0.11614 | 0.13828 | 0.2003 |  | 8.5 | 4803.3466 | 1315.5145 | 3012.8016 | 4235.4781 | 4624.2883 | 5556.0427 | 6709.6705 | 6872.5596
8.5833 | 0.018696 | 0.0079287 | 0.0092654 | 0.013867 | 0.018 | 0.023944 | 0.029217 | 0.034825 |  | 8.5833 | 1138.9021 | 1138.8992 | 1138.9014 | 1138.9022 | 1138.9022 | 1138.9022 | 1138.9022 | 1138.9022 |  | 8.5833 | 1823.7131 | 882.1633 | 1301.6072 | 1572.3809 | 1765.1857 | 2107.1292 | 2553.9333 | 2583.8059 |  | 8.5833 | 0.1 | 0.1 | 0.1 | 0.1 | 0.1 | 0.1 | 0.1 | 0.1 |  | aug | 8.5833 | 1028.768 | 1026.5004 | 1027.2607 | 1027.9926 | 1029.4169 | 1029.4169 | 1029.4309 | 1029.4453 |  | 8.5833 | 0.072569 | 0.00010379 | 0.0021049 | 0.035519 | 0.07068 | 0.10659 | 0.14342 | 0.16471 |  | 8.5833 | 2834.0616 | 0 | 336.9396 | 2356.5395 | 2914.3112 | 3744.8852 | 4592.1823 | 5330.3063
8.6667 | 0.021401 | 0.01177 | 0.013601 | 0.018398 | 0.021668 | 0.024972 | 0.027183 | 0.030343 |  | 8.6667 | 1138.928 | 1138.9216 | 1138.9281 | 1138.9281 | 1138.9281 | 1138.9281 | 1138.9281 | 1138.9281 |  | 8.6667 | 1294.9628 | 599.1867 | 820.2189 | 1138.2521 | 1234.6743 | 1493.6396 | 1839.568 | 1971.0781 |  | 8.6667 | 0.1 | 0.1 | 0.1 | 0.1 | 0.1 | 0.1 | 0.1 | 0.1 |  | sep | 8.6667 | 1028.8249 | 1026.5004 | 1026.886 | 1027.9988 | 1029.4387 | 1029.4387 | 1029.4545 | 1029.4545 |  | 8.6667 | 0.1187 | 0.05587 | 0.063941 | 0.091941 | 0.11534 | 0.1486 | 0.17839 | 0.19817 |  | 8.6667 | 3174.7831 | 1263.147 | 1908.4462 | 2344.1391 | 3038.4309 | 4014.5878 | 4703.9886 | 4954.743
8.75 | 0.02245 | 0.013561 | 0.015005 | 0.018208 | 0.022541 | 0.026277 | 0.030251 | 0.03602 |  | 8.75 | 1138.972 | 1138.9612 | 1138.9712 | 1138.9723 | 1138.9723 | 1138.9723 | 1138.9723 | 1138.9723 |  | 8.75 | 0 | 0 | 0 | 0 | 0 | 0 | 0 | 0 |  | 8.75 | 0 | 0 | 0 | 0 | 0 | 0 | 0 | 0 |  | oct | 8.75 | 1028.1632 | 1026.5002 | 1026.693 | 1027.2596 | 1028.01 | 1029.4763 | 1029.4763 | 1029.4763 |  | 8.75 | 0.13006 | 0.00062835 | 0.027995 | 0.08693 | 0.12426 | 0.17191 | 0.25478 | 0.33381 |  | 8.75 | 1232.137 | 0 | 0 | 593.4702 | 1132.0355 | 1857.3545 | 2538.21 | 2913.6246
8.8333 | 0.024207 | 0.01551 | 0.017552 | 0.020582 | 0.024447 | 0.02769 | 0.031467 | 0.035164 |  | 8.8333 | 1139.369 | 1139.1954 | 1139.2794 | 1139.3257 | 1139.3494 | 1139.4229 | 1139.4882 | 1139.5648 |  | 8.8333 | 0 | 0 | 0 | 0 | 0 | 0 | 0 | 0 |  | 8.8333 | 0 | 0 | 0 | 0 | 0 | 0 | 0 | 0 |  | nov | 8.8333 | 1027.77 | 1026.5001 | 1026.6919 | 1027.1825 | 1027.6819 | 1028.0293 | 1029.4968 | 1029.4968 |  | 8.8333 | 0.12199 | 0.0029199 | 0.031296 | 0.083216 | 0.11401 | 0.16018 | 0.23323 | 0.30789 |  | 8.8333 | 621.423 | 0 | 0 | 0 | 598.1091 | 1056.8163 | 1330.5809 | 1620.7141
8.9167 | 0.021703 | 0.014099 | 0.01579 | 0.018567 | 0.021594 | 0.024164 | 0.028648 | 0.031932 |  | 8.9167 | 1139.6472 | 1139.3373 | 1139.4924 | 1139.5879 | 1139.6191 | 1139.7363 | 1139.8411 | 1139.9863 |  | 8.9167 | 0 | 0 | 0 | 0 | 0 | 0 | 0 | 0 |  | 8.9167 | 0 | 0 | 0 | 0 | 0 | 0 | 0 | 0 |  | dec | 8.9167 | 1027.6118 | 1026.5 | 1026.5959 | 1026.8884 | 1027.2754 | 1028.5183 | 1029.5 | 1029.5 |  | 8.9167 | 0.11807 | 0.00048774 | 0.027043 | 0.079498 | 0.11148 | 0.15277 | 0.2179 | 0.29945 |  | 8.9167 | 417.8085 | 0 | 0 | 0 | 440.8144 | 720.7661 | 860.8493 | 1064.625
9 | 0.024671 | 0.015312 | 0.017372 | 0.021089 | 0.024323 | 0.02733 | 0.034694 | 0.042069 |  | 9 | 1139.8458 | 1139.4418 | 1139.6436 | 1139.7607 | 1139.8164 | 1139.9603 | 1140.095 | 1140.287 |  | 9 | 0 | 0 | 0 | 0 | 0 | 0 | 0 | 0 |  | 9 | 0 | 0 | 0 | 0 | 0 | 0 | 0 | 0 |  | jan | 9 | 1027.5724 | 1026.5 | 1026.548 | 1026.6942 | 1026.8937 | 1028.9521 | 1029.5 | 1029.5 |  | 9 | 0.14672 | 0.025814 | 0.054968 | 0.10304 | 0.14468 | 0.18007 | 0.24523 | 0.32789 |  | 9 | 519.9503 | 0 | 0 | 304.4689 | 401.2266 | 525.3729 | 1847.8983 | 2133.8315
9.0833 | 0.024204 | 0.017735 | 0.019735 | 0.021511 | 0.023834 | 0.025302 | 0.031307 | 0.046504 |  | 9.0833 | 1140.0401 | 1139.6504 | 1139.8135 | 1139.9443 | 1140.0203 | 1140.1675 | 1140.2743 | 1140.4474 |  | 9.0833 | 0 | 0 | 0 | 0 | 0 | 0 | 0 | 0 |  | 9.0833 | 0 | 0 | 0 | 0 | 0 | 0 | 0 | 0 |  | feb | 9.0833 | 1027.3917 | 1026.5 | 1026.5239 | 1026.5972 | 1026.6968 | 1028.0542 | 1029.5 | 1029.5 |  | 9.0833 | 0.087905 | 5.3557e-07 | 5.9184e-05 | 0.034796 | 0.084291 | 0.13346 | 0.19929 | 0.23997 |  | 9.0833 | 173.2945 | 0 | 0 | 0 | 186.3213 | 245.9418 | 460.4953 | 1951.1887
9.1667 | 0.027093 | 0.014047 | 0.01684 | 0.023891 | 0.027508 | 0.030772 | 0.0354 | 0.042356 |  | 9.1667 | 1140.1963 | 1139.8163 | 1139.9624 | 1140.0908 | 1140.189 | 1140.3164 | 1140.4417 | 1140.5889 |  | 9.1667 | 0 | 0 | 0 | 0 | 0 | 0 | 0 | 0 |  | 9.1667 | 0 | 0 | 0 | 0 | 0 | 0 | 0 | 0 |  | mar | 9.1667 | 1027.4137 | 1026.5 | 1026.512 | 1026.5486 | 1026.814 | 1028.2085 | 1029.5 | 1029.5 |  | 9.1667 | 0.099912 | 0.00032938 | 0.0005409 | 0.044826 | 0.083944 | 0.15284 | 0.24122 | 0.30987 |  | 9.1667 | 176.1842 | 0 | 0 | 0 | 172.5092 | 226.6344 | 457.1774 | 1893.8559
9.25 | 0.025191 | 0.01655 | 0.018655 | 0.022513 | 0.024271 | 0.027995 | 0.033606 | 0.038777 |  | 9.25 | 1140.3521 | 1139.9977 | 1140.0537 | 1140.2368 | 1140.3505 | 1140.4868 | 1140.6458 | 1140.7209 |  | 9.25 | 0 | 0 | 0 | 0 | 0 | 0 | 0 | 0 |  | 9.25 | 0 | 0 | 0 | 0 | 0 | 0 | 0 | 0 |  | apr | 9.25 | 1027.4292 | 1026.5031 | 1026.5085 | 1026.5492 | 1026.9163 | 1028.2881 | 1029.4915 | 1029.4937 |  | 9.25 | 0.084136 | 0.00012255 | 0.00049963 | 0.021972 | 0.070841 | 0.13137 | 0.21867 | 0.29109 |  | 9.25 | 143.3291 | 0 | 0 | 0 | 0 | 232.2312 | 313.4349 | 1958.9367
9.3333 | 0.026075 | 0.0076241 | 0.0087857 | 0.015891 | 0.025585 | 0.03315 | 0.048439 | 0.064137 |  | 9.3333 | 1140.4654 | 1140.0811 | 1140.1562 | 1140.3125 | 1140.4613 | 1140.6088 | 1140.7976 | 1140.8401 |  | 9.3333 | 6849.101 | 4220.9383 | 5391.7214 | 5921.9153 | 6890.3077 | 7973.5929 | 8099.9999 | 8099.9999 |  | 9.3333 | 0.1 | 0.1 | 0.1 | 0.1 | 0.1 | 0.1 | 0.1 | 0.1 |  | may | 9.3333 | 1027.4795 | 1026.5015 | 1026.506 | 1026.5273 | 1027.097 | 1028.2783 | 1029.4534 | 1029.459 |  | 9.3333 | 0.036922 | 2.38e-06 | 0.00013709 | 0.00059098 | 0.0086228 | 0.05987 | 0.15259 | 0.22639 |  | 9.3333 | 5262.0505 | 2186.8012 | 3602.4807 | 4036.6237 | 4724.6484 | 6954.3076 | 7268.9457 | 7310.3963
9.4167 | 0.023271 | 0.0081829 | 0.010697 | 0.017641 | 0.023737 | 0.028933 | 0.036847 | 0.047678 |  | 9.4167 | 1138.9536 | 1138.905 | 1138.9054 | 1138.9058 | 1138.9061 | 1138.9064 | 1139.2792 | 1139.4238 |  | 9.4167 | 3699.3568 | 2167.6928 | 2736.828 | 3296.8364 | 3463.0966 | 4074.0288 | 5054.1404 | 6394.0333 |  | 9.4167 | 0.1 | 0.1 | 0.1 | 0.1 | 0.1 | 0.1 | 0.1 | 0.1 |  | jun | 9.4167 | 1029.0491 | 1026.5007 | 1026.5061 | 1029.4208 | 1029.4409 | 1029.446 | 1029.4481 | 1029.4481 |  | 9.4167 | 0.08376 | 0.038364 | 0.050145 | 0.064354 | 0.07876 | 0.09739 | 0.12941 | 0.14616 |  | 9.4167 | 4964.2296 | 3.9362 | 2531.69 | 4533.0809 | 4877.3479 | 5684.0936 | 6640.7885 | 8925.0828
9.5 | 0.021815 | 0.0081148 | 0.012233 | 0.017344 | 0.021891 | 0.025781 | 0.032254 | 0.033788 |  | 9.5 | 1138.8886 | 1138.8881 | 1138.8882 | 1138.8885 | 1138.8885 | 1138.8885 | 1138.8885 | 1138.8928 |  | 9.5 | 3345.1366 | 2203.4928 | 2702.7933 | 3049.5176 | 3303.188 | 3682.8806 | 4051.094 | 4518.5841 |  | 9.5 | 0.1 | 0.1 | 0.1 | 0.1 | 0.1 | 0.1 | 0.1 | 0.1 |  | jul | 9.5 | 1028.9881 | 1026.5015 | 1026.5033 | 1029.4048 | 1029.4049 | 1029.405 | 1029.4103 | 1029.4376 |  | 9.5 | 0.077137 | 0.0072697 | 0.026542 | 0.057439 | 0.076138 | 0.092346 | 0.14038 | 0.1773 |  | 9.5 | 4461.2441 | 781.2936 | 1141.9951 | 4128.0521 | 4575.4351 | 5086.9899 | 6442.9771 | 7508.8473
9.5833 | 0.018506 | 0.0072319 | 0.0095286 | 0.014625 | 0.017842 | 0.021844 | 0.02899 | 0.035554 |  | 9.5833 | 1138.9021 | 1138.8988 | 1138.9009 | 1138.9022 | 1138.9022 | 1138.9022 | 1138.9022 | 1138.9022 |  | 9.5833 | 1830.9899 | 872.2666 | 1302.329 | 1571.1436 | 1758.7704 | 2152.0487 | 2534.4402 | 2858.8447 |  | 9.5833 | 0.1 | 0.1 | 0.1 | 0.1 | 0.1 | 0.1 | 0.1 | 0.1 |  | aug | 9.5833 | 1029.0841 | 1026.5017 | 1027.2679 | 1029.4165 | 1029.4169 | 1029.4169 | 1029.431 | 1029.4453 |  | 9.5833 | 0.069923 | 0.0005878 | 0.0029873 | 0.031849 | 0.068651 | 0.09508 | 0.15958 | 0.2212 |  | 9.5833 | 2978.4019 | 0 | 1023.9522 | 2442.4785 | 2885.8448 | 3665.8831 | 4690.7894 | 5467.8661
9.6667 | 0.021613 | 0.012703 | 0.014921 | 0.018037 | 0.02185 | 0.024326 | 0.028442 | 0.031409 |  | 9.6667 | 1138.928 | 1138.9218 | 1138.9281 | 1138.9281 | 1138.9281 | 1138.9281 | 1138.9281 | 1138.9281 |  | 9.6667 | 1293.2257 | 598.8117 | 815.8942 | 1135.694 | 1241.2934 | 1519.1999 | 1856.523 | 1962.1299 |  | 9.6667 | 0.1 | 0.1 | 0.1 | 0.1 | 0.1 | 0.1 | 0.1 | 0.1 |  | sep | 9.6667 | 1029.0254 | 1026.8893 | 1027.2565 | 1028.8436 | 1029.4387 | 1029.4387 | 1029.4493 | 1029.4545 |  | 9.6667 | 0.11519 | 0.059225 | 0.066791 | 0.086721 | 0.11226 | 0.13278 | 0.17421 | 0.22048 |  | 9.6667 | 3249.8559 | 1253.4718 | 1872.0898 | 2432.7907 | 3242.6666 | 4018.1887 | 4695.6535 | 4944.8292
9.75 | 0.023341 | 0.013562 | 0.015087 | 0.019607 | 0.023425 | 0.027031 | 0.031382 | 0.038871 |  | 9.75 | 1138.9719 | 1138.962 | 1138.9692 | 1138.9723 | 1138.9723 | 1138.9723 | 1138.9723 | 1138.9723 |  | 9.75 | 0 | 0 | 0 | 0 | 0 | 0 | 0 | 0 |  | 9.75 | 0 | 0 | 0 | 0 | 0 | 0 | 0 | 0 |  | oct | 9.75 | 1028.298 | 1026.6947 | 1026.8838 | 1028.009 | 1028.01 | 1029.4763 | 1029.4763 | 1029.4783 |  | 9.75 | 0.14271 | 1.709e-05 | 0.038551 | 0.094188 | 0.13847 | 0.18267 | 0.25718 | 0.27735 |  | 9.75 | 1337.9064 | 0 | 0 | 767.8809 | 1487.6305 | 1790.0343 | 2559.06 | 2760.1842
9.8333 | 0.025217 | 0.015833 | 0.017552 | 0.020696 | 0.025756 | 0.028803 | 0.032527 | 0.03749 |  | 9.8333 | 1139.3678 | 1139.1926 | 1139.2788 | 1139.3251 | 1139.3491 | 1139.422 | 1139.488 | 1139.5627 |  | 9.8333 | 0 | 0 | 0 | 0 | 0 | 0 | 0 | 0 |  | 9.8333 | 0 | 0 | 0 | 0 | 0 | 0 | 0 | 0 |  | nov | 9.8333 | 1027.8104 | 1026.5973 | 1026.6919 | 1027.2655 | 1027.3348 | 1028.0293 | 1029.4968 | 1029.4971 |  | 9.8333 | 0.13302 | 0.0039174 | 0.039381 | 0.091277 | 0.12995 | 0.17216 | 0.23662 | 0.25174 |  | 9.8333 | 704.1576 | 0 | 0 | 404.3521 | 757.1001 | 1036.9348 | 1350.7817 | 1526.1654
9.9167 | 0.022934 | 0.012498 | 0.016196 | 0.020095 | 0.022672 | 0.025474 | 0.030082 | 0.033336 |  | 9.9167 | 1139.6451 | 1139.3372 | 1139.4904 | 1139.5754 | 1139.615 | 1139.7366 | 1139.8408 | 1139.9828 |  | 9.9167 | 0 | 0 | 0 | 0 | 0 | 0 | 0 | 0 |  | 9.9167 | 0 | 0 | 0 | 0 | 0 | 0 | 0 | 0 |  | dec | 9.9167 | 1027.5775 | 1026.5487 | 1026.6021 | 1026.8884 | 1027.0276 | 1028.2573 | 1029.5 | 1029.5 |  | 9.9167 | 0.12892 | 0.011124 | 0.037291 | 0.088248 | 0.12738 | 0.1687 | 0.22986 | 0.24999 |  | 9.9167 | 486.7247 | 0 | 0 | 326.2187 | 514.3994 | 696.5653 | 921.2769 | 982.151
10 | 0.025297 | 0.012475 | 0.016814 | 0.0221 | 0.025687 | 0.028494 | 0.032993 | 0.035674 |  | 10 | 1139.8432 | 1139.4415 | 1139.6406 | 1139.7585 | 1139.8152 | 1139.9548 | 1140.0925 | 1140.2828 |  | 10 | 0 | 0 | 0 | 0 | 0 | 0 | 0 | 0 |  | 10 | 0 | 0 | 0 | 0 | 0 | 0 | 0 | 0 |  | jan | 10 | 1027.4776 | 1026.5243 | 1026.5511 | 1026.6942 | 1026.8936 | 1028.6251 | 1029.5 | 1029.5 |  | 10 | 0.15731 | 0.03591 | 0.061792 | 0.11365 | 0.15911 | 0.19862 | 0.25763 | 0.27602 |  | 10 | 562.6602 | 0 | 186.196 | 324.2365 | 421.4532 | 511.1843 | 2006.7927 | 2237.2167
Note on A2: GoldSim Version: 10.50.200 Model: C:\Projects\Faro\Model\Current Model\FMC_WB_WQModel_V2.0\X14Analysis\FMC_WB_WQModel_V2.07_S1a.gsm Element ID: \Faro_SWWQM\Results\SingleWQ_4Dash\SingleWQ_X14\R_SingleWQ Element Description: Simulated on: 6/17/2013 16:32:27 Exported on: 6/17/2013 16:33:00 # of Realizations: 100 # of Time Values: 121 Time Display Units: yr
Note on L2: GoldSim Version: 10.50.200 Model: C:\Projects\Faro\Model\Current Model\FMC_WB_WQModel_V2.0\X14Analysis\FMC_WB_WQModel_V2.07_S1a.gsm Element ID: \Faro_SWWQM\Results\StorageResults\R_Elev_FaroPit Element Description: Simulated on: 6/17/2013 16:32:27 Exported on: 6/17/2013 16:33:05 # of Realizations: 100 # of Time Values: 121 Time Display Units: yr
Note on W2: GoldSim Version: 10.50.200 Model: C:\Projects\Faro\Model\Current Model\FMC_WB_WQModel_V2.0\X14Analysis\FMC_WB_WQModel_V2.07_S1a.gsm Element ID: \Faro_SWWQM\Results\FlowsResults\R_Faro_WTP Element Description: Simulated on: 6/17/2013 16:32:27 Exported on: 6/17/2013 16:33:03 # of Realizations: 100 # of Time Values: 121 Time Display Units: yr
Note on AH2: GoldSim Version: 10.50.200 Model: C:\Projects\Faro\Model\Current Model\FMC_WB_WQModel_V2.0\X14Analysis\FMC_WB_WQModel_V2.07_S1a.gsm Element ID: \Faro_SWWQM\Results\SingleWQ_4Dash\SingleWQ_EfluentWTP_Faro\R_SingleWQ Element Description: Simulated on: 6/17/2013 16:32:27 Exported on: 6/17/2013 16:33:02 # of Realizations: 100 # of Time Values: 121 Time Display Units: yr
Note on AS2: GoldSim Version: 10.50.200 Model: C:\Projects\Faro\Model\Current Model\FMC_WB_WQModel_V2.0\X14Analysis\FMC_WB_WQModel_V2.07_S1a.gsm Element ID: \Faro_SWWQM\Results\StorageResults\R_Elev_CVD Element Description: Simulated on: 6/17/2013 16:32:27 Exported on: 6/17/2013 16:33:06 # of Realizations: 100 # of Time Values: 121 Time Display Units: yr
Note on BD2: GoldSim Version: 10.50.200 Model: C:\Projects\Faro\Model\Current Model\FMC_WB_WQModel_V2.0\X14Analysis\FMC_WB_WQModel_V2.07_S1a.gsm Element ID: \Faro_SWWQM\Results\SingleWQ_4Dash\SingleWQ_CVD\R_SingleWQ Element Description: Simulated on: 6/17/2013 16:32:27 Exported on: 6/17/2013 16:33:01 # of Realizations: 100 # of Time Values: 121 Time Display Units: yr
Note on BO2: GoldSim Version: 10.50.200 Model: C:\Projects\Faro\Model\Current Model\FMC_WB_WQModel_V2.0\X14Analysis\FMC_WB_WQModel_V2.07_S1a.gsm Element ID: \Faro_SWWQM\Results\FlowsResults\R_Q_CVPOUT Element Description: Simulated on: 6/17/2013 16:32:27 Exported on: 6/17/2013 16:33:04 # of Realizations: 100 # of Time Values: 121 Time Display Units: yr
Note on AH4: GoldSim Version: 10.50.200 Model: C:\Projects\Faro\Model\Current Model\FMC_WB_WQModel_V2.0\X14Analysis\FMC_WB_WQModel_V2.04_S4.gsm Element ID: \Faro_SWWQM\Results\SingleWQ_4Dash\SingleWQ_EfluentWTP_Faro\R_SingleWQ Element Description: Simulated on: 5/10/2013 12:06:40 Exported on: 5/10/2013 12:10:14 # of Realizations: 100 # of Time Values: 121 Time Display Units: yr

## Calcs
| C-1a | - Scenario C-1a
|  | Plot A- Zinc Concentrations at X14 | [6 empty] | Plot C - Faro Pit Elevation |  |  |  | Plot B - CVP Operation |  |  |  | Plot D - CVP Zinc Concentration |  |  |  | Plot D - CVP Discharges
|  | Plot A- Zinc Concentrations at X14 - Scenario C-1a | [6 empty] | Plot C - Faro Pit Elevation - Scenario C-1a |  |  |  | Plot B - CVP Operation - Scenario C-1a |  |  |  | Plot D - CVP Zinc Concentration - Scenario C-1a |  |  |  | Plot D - CVP Discharges | [7 empty] | X2 Zinc
[9 empty] | 2004-01-15 | 1141.6951 |  |  | 2004-02-12 | 1030.329 |  |  | 2004-04-14 | 0.2415 |  |  | 2005-01-31 |  | 0 |  | Date/Time | CVP_Outflow [l/s] | 31778 | 1987-01-01 | 0.05
[9 empty] | 2004-01-30 | 1141.7956 |  |  | 2004-02-23 | 1030.23 |  |  | 2004-07-12 | 0.11 |  |  | 2005-02-28 | 110.2678 | 1747.7804 |  | 2004-02-12 | 0 |  | 1987-02-01 | 0.07
| 27395 | 1975-01-01 | [6 empty] | 2004-02-15 | 1141.884 |  |  | 2004-02-29 | 1030.065 |  |  | 2004-08-09 | 0.17 |  |  | 2005-03-31 | 267.8995 | 4246.2935 |  | 2004-02-13 | 21.343 |  | 1987-03-01 | 0.06
| 27548 | 1975-06-03 | 0.1 | 0-0.1 | 0.1 | 750 | 84.55% |  | 2004-02-29 | 1141.945 |  |  | 2004-03-04 | 1030.038 |  |  | 2004-10-12 | 0.4 |  |  | 2005-04-30 | 0 | 0 |  | 2004-02-14 | 21.343 |  | 1987-04-01 | 0.04 | 0.04
|  | 1975-06-11 | 0.08 | 0.1-0.2 | 0.2 | 117 | 13.19% |  | 2004-03-15 | 1142.0364 |  |  | 2004-03-08 | 1029.715 |  |  | 2004-10-26 |  |  |  | 2005-05-31 | 297.432 | 4714.3939 |  | 2004-02-15 | 21.343 |  | 1987-05-01 | 0.1
|  | 1975-06-17 | 0.04 | 0.2-0.3 | 0.3 | 8 | 0.9019% |  | 2004-03-31 | 1142.1248 |  |  | 2004-04-19 | 1030.165 |  |  | 2004-11-15 | 0.52 |  |  | 2005-06-30 | 435.828 | 6908.0151 |  | 2004-02-16 | 21.343 |  | 1987-06-01 | 0.03
|  | 1975-07-02 | 0.05 | 0.3-0.4 | 0.4 | 4 | 0.451% |  | 2004-04-15 | 1142.1858 |  |  | 2004-04-22 | 1030.3 |  |  | 2005-01-21 | 0.4 |  |  | 2005-07-31 | 351.6432 | 5573.6583 |  | 2004-02-17 | 21.343 |  | 1987-07-01 | 0.03
|  | 1975-07-08 | 0.1 | 0.4-0.5 | 0.5 | 0 | 0% |  | 2004-04-30 | 1142.2742 |  |  | 2004-04-23 | 1030.27 |  |  | 2005-02-08 | 0.27 |  |  | 2005-08-31 | 273.2532 | 4331.1515 |  | 2004-02-18 | 21.343 |  | 1987-08-01 | 0.05
|  | 1975-07-16 | 0.02 | 0.5-1 | 1 | 7 | 0.7892% |  | 2004-05-15 | 1142.4662 |  |  | 2004-04-26 | 1030.15 |  |  | 2005-04-11 | 0.22 |  |  | 2005-09-30 | 274.1472 | 4345.3219 |  | 2004-02-19 | 21.343 |  | 1987-08-11 | 0.05
|  | 1975-07-24 | 0.02 | 1-2 | 2 | 1 | 0.1127% |  | 2004-05-18 | 1142.515 |  |  | 2004-04-30 | 1029.882 |  |  | 2005-05-31 | 0.2 |  |  | 2005-10-31 | 36.7835 | 583.0308 |  | 2004-02-20 | 21.343 |  | 1987-09-01 | 0.04
|  | 1975-07-28 | 0.01 |  | 10 | 0 | 0% |  | 2004-05-23 | 1142.4754 |  |  | 2004-05-03 | 1029.795 |  |  | 2005-11-02 | 0.65 |  |  | 2005-11-30 | 0 | 0 |  | 2004-02-21 | 21.343 |  | 1987-09-08 | 0.04
|  | 1975-08-05 | 0.01 |  | 20 | 0 | 0% |  | 2004-05-25 | 1142.4357 |  |  | 2004-05-06 | 1029.702 |  |  | 2005-12-15 | 0.61 |  |  | 2005-12-31 | 0 | 0 |  | 2004-02-22 | 21.343 |  | 1987-10-01 | 0.06
|  | 1975-08-12 | 0.01 | [5 empty] | 2004-05-31 | 1142.326 |  |  | 2004-05-10 | 1029.61 |  |  | 2006-01-23 | 0.39 |  |  | 2006-01-31 | 0 | 0 |  | 2004-02-23 | 21.343 |  | 1987-10-06 | 0.06
|  | 1975-08-19 | 0.07 |  |  | 887 |  |  | 2004-06-07 | 1142.2711 |  |  | 2004-05-11 | 1029.644 |  |  | 2006-02-14 |  |  |  | 2006-02-28 | 0 | 0 |  | 2004-02-24 | 65.213 |  | 1987-11-01 | 0.05
|  | 1975-08-27 | 0.01 | [5 empty] | 2004-06-14 | 1142.1949 |  |  | 2004-05-12 | 1029.645 |  |  | 2006-03-24 | 0.59 |  |  | 2006-03-31 | 0 | 0 |  | 2004-02-25 | 65.213 |  | 1987-11-10 | 0.05
|  | 1975-09-02 | 146 | [5 empty] | 2004-06-21 | 1142.0608 |  |  | 2004-05-13 | 1029.658 |  |  | 2006-04-25 | 0.049 |  |  | 2006-04-30 | 0 | 0 |  | 2004-02-26 | 65.213 |  | 1987-12-01 | 0.02
|  | 1975-09-09 | 0.03 | [5 empty] | 2004-06-28 | 1142.0944 |  |  | 2004-05-16 | 1029.642 |  |  | 2006-05-18 | 0.047 |  |  | 2006-05-31 | 286.9323 | 4547.9689 |  | 2004-02-27 | 65.213 |  | 1987-12-09 | 0.02
|  | 1975-09-16 | 0.08 | [5 empty] | 2004-07-05 | 1142.1462 |  |  | 2004-05-21 | 1029.61 |  |  | 2006-09-12 | 0.23 |  |  | 2006-06-30 | 286.3384 | 4538.5554 |  | 2004-02-28 | 65.213 |  | 1988-01-27 | 0.045
|  | 1975-09-24 | 0.01 | [5 empty] | 2004-07-09 | 1142.1797 |  |  | 2004-05-28 | 1029.73 |  |  | 2006-10-17 | 0.49 |  |  | 2006-07-31 | 314.195 | 4980.0929 |  | 2004-02-29 | 65.213 |  | 1988-02-17 | 0.036
|  | 1975-10-14 | 0.01 | [5 empty] | 2004-07-12 | 1142.1949 |  |  | 2004-06-02 | 1029.803 |  |  | 2006-11-14 | 0.5 |  |  | 2006-08-31 | 234.7973 | 3721.6128 |  | 2004-03-01 | 16.007 |  | 1988-03-24 | 0.035
|  | 1977-01-04 | 0.02 | [5 empty] | 2004-07-19 | 1142.0669 |  |  | 2004-06-07 | 1029.868 |  |  | 2006-12-13 | 0.35 |  |  | 2006-09-30 | 93.8675 | 1487.8302 |  | 2004-03-02 | 16.007 |  | 1988-04-25 | 0.15 | 0.15
|  | 1977-01-11 | 0.1 | [5 empty] | 2004-07-26 | 1142.1157 |  |  | 2004-06-21 | 1029.698 |  |  | 2007-01-16 | 0.39 |  |  | 2006-10-31 | 0 | 0 |  | 2004-03-03 | 16.007 |  | 1988-05-25 | 0.017
|  | 1977-01-13 | 0.03 | [5 empty] | 2004-07-31 | 1142.1553 |  |  | 2004-07-08 | 1029.868 |  |  | 2007-02-15 | 0.3 |  |  | 2006-11-30 | 0 | 0 |  | 2004-03-04 | 16.007 |  | 1988-06-07 | 0.015
|  | 1977-01-17 | 0.06 | [5 empty] | 2004-08-15 | 1142.2407 |  |  | 2004-07-16 | 1029.805 |  |  | 2007-03-12 | 0.29 |  |  | 2006-12-31 | 0 | 0 |  | 2004-03-05 | 188.19 |  | 1988-07-11 | 0.027
|  | 1977-01-24 | 0.04 | [5 empty] | 2004-08-23 | 1142.2711 |  |  | 2004-07-30 | 1029.74 |  |  | 2007-04-19 | 0.24 |  |  | 2007-01-31 | 0 | 0 |  | 2004-03-06 | 188.19 |  | 1988-08-16 | 0.013
|  | 1977-01-27 | 0.04 | [5 empty] | 2004-08-31 | 1142.0334 |  |  | 2004-08-12 | 1029.868 |  |  | 2007-05-15 | 0.032 |  |  | 2007-02-28 | 0 | 0 |  | 2004-03-07 | 188.19 |  | 1988-09-13 | 0.025
|  | 1977-02-01 | 0.03 | [5 empty] | 2004-09-07 | 1141.8597 |  |  | 2004-08-19 | 1029.93 |  |  | 2007-11-14 | 0.19 |  |  | 2007-03-31 | 0 | 0 |  | 2004-03-08 | 188.19 |  | 1988-10-06 | 0.082
|  | 1977-02-08 | 0.04 | [5 empty] | 2004-09-15 | 1141.689 |  |  | 2004-09-17 | 1028.902 |  |  | 2007-12-10 | 0.21 |  |  | 2007-04-30 | 75.8628 | 1202.4505 |  | 2004-03-09 | 0 |  | 1988-11-01 | 0.021
|  | 1977-02-14 | 0.06 | [5 empty] | 2004-09-18 | 1141.6798 |  |  | 2004-09-24 | 1029.03 |  |  | 2007-12-11 |  |  |  | 2007-05-31 | 182.2493 | 2888.7098 |  | 2004-03-10 | 0 |  | 1988-11-30 | 0.022
|  | 1977-02-21 | 0.05 | [5 empty] | 2004-09-30 | 1141.7499 |  |  | 2004-10-05 | 1029.202 |  |  | 2008-01-08 | 0.16 |  |  | 2007-06-30 | 223.0797 | 3535.8851 |  | 2004-03-11 | 0 |  | 1989-02-07 | 0.025
|  | 1977-03-01 | 0.02 | [5 empty] | 2004-10-15 | 1141.8566 |  |  | 2004-10-08 | 1029.252 |  |  | 2008-02-19 | 0.12 |  |  | 2007-07-31 | 225.2206 | 3569.8185 |  | 2004-03-12 | 0 |  | 1989-05-09 | 0.024
|  | 1977-03-07 | 0.03 | [5 empty] | 2004-10-31 | 1141.9511 |  |  | 2004-10-14 | 1029.345 |  |  | 2008-03-18 | 0.12 |  |  | 2007-08-31 | 239.9144 | 3802.7214 |  | 2004-03-13 | 0 |  | 1989-05-31 | 0.0145
|  | 1977-03-15 | 0.1 | [5 empty] | 2004-11-15 | 1142.0395 |  |  | 2004-10-21 | 1029.261 |  |  | 2008-11-04 | 0.17 |  |  | 2007-09-30 | 119.7801 | 1898.5539 |  | 2004-03-14 | 0 |  | 1989-06-13 | 0.024
|  | 1977-03-21 | 0.02 | [5 empty] | 2004-11-30 | 1142.1248 |  |  | 2004-10-25 | 1028.782 |  |  | 2008-11-04 10:30 |  |  |  | 2007-10-31 | 49.5412 | 785.2439 |  | 2004-03-15 | 0 |  | 1989-07-10 | 0.037
|  | 1977-03-28 | 0.01 | [5 empty] | 2004-12-15 | 1142.2346 |  |  | 2004-10-26 | 1028.748 |  |  | 2008-12-01 | 0.19 |  |  | 2007-11-30 | 0 | 0 |  | 2004-03-16 | 0 |  | 1989-07-25 | 0.012
|  | 1977-04-04 | 0.12 | [5 empty] | 2004-12-31 | 1142.3351 |  |  | 2004-10-28 | 1028.795 |  |  | 2008-12-01 12:10 |  |  |  | 2007-12-31 | 0 | 0 |  | 2004-03-17 | 0 |  | 1989-07-28 | 0.042
|  | 1977-04-11 | 0.24 | [5 empty] | 2005-01-15 | 1142.4144 |  |  | 2004-10-28 | 1028.795 |  |  | 2008-12-03 |  |  |  | 2010-04-01 | 96.996 | 1537.4179 |  | 2004-03-18 | 0 |  | 1989-08-14 | 0.017
|  | 1977-04-18 | 0.05 | [5 empty] | 2005-01-31 | 1142.4845 |  |  | 2004-11-04 | 1028.929 |  |  | 2009-01-12 | 0.18 |  |  | 2010-05-01 | 325 | 5151.355 |  | 2004-03-19 | 0 |  | 1989-09-06
|  | 1977-04-25 | 0.16 | [5 empty] | 2005-02-15 | 1142.5576 |  |  | 2004-11-09 | 1029.02 |  |  | 2009-02-02 | 0.17 |  |  | 2010-06-01 | 391.801 | 6210.1724 |  | 2004-03-20 | 0 |  | 1989-09-11 | 0.013
|  | 1977-05-02 | 0.16 | [5 empty] | 2005-03-15 | 1142.675 |  |  | 2004-11-17 | 1029.135 |  |  | 2009-03-03 16:30 | 0.19 |  |  | 2010-07-01 | 417.278 | 6613.9911 |  | 2004-03-21 | 0 |  | 1989-09-18 | 0.013
|  | 1977-05-09 | 0.26 | [5 empty] | 2005-03-31 | 1142.7466 |  |  | 2004-11-24 | 1029.24 |  |  | 2009-03-24 |  |  |  | 2010-08-01 | 293.398 | 4650.4531 |  | 2004-03-22 | 0 |  | 1989-10-16 | 0.017
|  | 1977-05-16 | 0.14 | [5 empty] | 2005-04-15 | 1142.8045 |  |  | 2004-12-01 | 1029.33 |  |  | 2009-03-24 14:15 |  |  |  | 2010-09-01 | 248.33 | 3936.1107 |  | 2004-03-23 | 0 |  | 1989-11-06 | 0.021
|  | 1977-05-24 | 0.1 | [5 empty] | 2005-04-30 | 1142.96 |  |  | 2004-12-15 | 1029.515 |  |  | 2009-04-06 14:50 | 0.0927 |  |  | 2010-11-01 | 195 | 3090.813 |  | 2004-03-24 | 0 |  | 1989-12-11 | 0.024
|  | 1977-05-31 | 0.04 | [5 empty] | 2005-05-07 | 1142.9752 |  |  | 2004-12-22 | 1029.58 |  |  | 2009-05-04 13:45 | 0.009 |  |  | 2010-12-01 | 179.583 | 2846.4486 |  | 2004-03-25 | 0 |  | 1990-01-15 | 0.029
|  | 1977-06-06 | 0.05 | [5 empty] | 2005-05-15 | 1143.0118 |  |  | 2005-01-17 | 1029.878 |  |  | 2009-06-08 00:10 |  |  |  | 2011-03-01 | 123.935 | 1964.4098 |  | 2004-03-26 | 0 |  | 1990-02-12 | 0.057
|  | 1977-06-14 | 0.06 | [5 empty] | 2005-05-18 | 1143.0606 |  |  | 2005-01-25 | 1029.94 |  |  | 2009-06-08 12:10 | 0.0435 |  |  | 2011-04-01 | 138.125 | 2189.3259 |  | 2004-03-27 | 0 |  | 1990-03-12 | 0.097
|  | 1977-06-22 | 0.08 | [5 empty] | 2005-05-31 | 1142.9356 |  |  | 2005-02-03 | 1030.03 |  |  | 2009-07-13 10:20 | 0.185 |  |  | 2011-05-01 | 312.34 | 4950.6899 |  | 2004-03-28 | 0 |  | 1990-04-17 | 0.093 | 0.093
|  | 1977-06-27 | 0.13 | [5 empty] | 2005-06-15 | 1142.7893 |  |  | 2005-02-10 | 1030.09 |  |  | 2009-08-06 16:50 | 0.191 |  |  | 2011-06-01 | 273.642 | 4337.3141 |  | 2004-03-29 | 0 |  | 1990-05-01 | 0.0715
|  | 1977-07-04 | 0.11 | [5 empty] | 2005-06-20 | 1142.704 |  |  | 2005-02-17 | 1030.134 |  |  | 2009-09-03 14:45 | 0.236 |  |  | 2011-07-01 | 285.007 | 4517.453 |  | 2004-03-30 | 0 |  | 1990-05-14 | 0.035
|  | 1977-07-11 | 0.08 | [5 empty] | 2005-06-27 | 1142.5851 |  |  | 2005-02-22 | 1030.176 |  |  | 2009-09-09 11:40 |  |  |  | 2011-08-01 | 362.694 | 5748.8171 |  | 2004-03-31 | 0 |  | 1990-06-11 | 0.013
|  | 1977-07-19 | 0.12 | [5 empty] | 2005-06-30 | 1142.5455 |  |  | 2005-02-23 | 1030.045 |  |  | 2009-09-24 18:10 | 0.591 |  |  | 2011-09-01 | 357.102 | 5660.1821 |  | 2004-04-01 | 0 |  | 1990-07-06 | 0.01
|  | 1978-01-05 | 0.04 | [5 empty] | 2005-07-05 | 1142.4357 |  |  | 2005-02-24 | 1029.854 |  |  | 2009-10-04 14:20 | 0.397 |  |  | 2011-11-01 | 253 | 4010.1317 |  | 2004-04-02 | 0 |  | 1990-07-11 | 0.0045
|  | 1978-01-10 | 0.03 | [5 empty] | 2005-07-11 | 1142.3412 |  |  | 2005-02-25 | 1029.693 |  |  | 2009-11-05 09:05 | 0.293 |  |  | 2011-12-01 | 266.83 | 4229.3417 |  | 2004-04-03 | 0 |  | 1990-07-12 | 0.0065
|  | 1978-01-17 | 0.04 | [5 empty] | 2005-07-18 | 1142.2254 |  |  | 2005-02-26 | 1029.525 |  |  | 2009-11-05 21:05 |  |  |  | 2012-03-01 |  | 0 |  | 2004-04-04 | 0 |  | 1990-08-08 | 0.011
|  | 1978-01-23 | 0.07 | [5 empty] | 2005-07-25 | 1142.0944 |  |  | 2005-02-27 | 1029.355 |  |  | 2009-12-01 14:21 | 0.348 |  |  | 2012-04-01 | 191.115 | 3029.2345 |  | 2004-04-05 | 0 |  | 1990-10-02 | 0.0145
|  | 1978-01-31 | 0.07 | [5 empty] | 2005-07-31 | 1141.9938 |  |  | 2005-02-28 | 1029.185 |  |  | 2010-01-11 |  |  |  | 2012-05-01 | 240.043 | 3804.7591 |  | 2004-04-06 | 0 |  | 1991-01-02 | 0.018
|  | 1978-02-08 | 0.01 | [5 empty] | 2005-08-01 | 1141.9755 |  |  | 2005-03-02 | 1029.03 |  |  | 2010-01-11 12:12 | 0.453 |  |  | 2012-06-01 | 300.143 | 4757.3635 |  | 2004-04-07 | 0 |  | 1991-02-04 | 0.017
|  | 1978-02-15 | [6 empty] | 2005-08-08 | 1141.8353 |  |  | 2005-03-03 | 1028.94 |  |  | 2010-02-22 |  |  |  | 2012-07-01 | 368.829 | 5846.0588 |  | 2004-04-08 | 0 |  | 1991-02-27 | 0.0245 |  |  |  | 2004-01-01 | 37987
|  | 1978-02-22 | 0.08 | [5 empty] | 2005-08-15 | 1141.689 |  |  | 2005-03-06 | 1028.58 |  |  | 2010-02-22 08:50 | 0.34 |  |  | 2012-08-01 | 342.293 | 5425.4546 |  | 2004-04-09 | 0 |  | 1991-03-04 | 0.025
|  | 1978-03-01 | 0.04 | [5 empty] | 2005-08-22 | 1141.5488 |  |  | 2005-03-07 | 1028.443 |  |  | 2010-03-02 |  |  |  | 2012-09-01 |  | 0 |  | 2004-04-10 | 0 |  | 1991-04-01 | 0.047 | 0.047
|  | 1978-03-09 | 0.03 | [5 empty] | 2005-08-29 | 1141.4238 |  |  | 2005-03-08 | 1028.34 |  |  | 2010-03-02 11:30 | 0.326 |  |  | 2012-01-01 | 1000.1486 | 889.2451 | 1098.1412 | 2004-04-11 | 0 |  | 1991-05-01 | 0.096
|  | 1978-03-14 | 0.08 | [5 empty] | 2005-08-31 | 1141.3903 |  |  | 2005-03-09 | 1028.195 |  |  | 2010-04-13 |  |  |  | 2012-02-01 | 555.2395 | 0 | 641.1622 | 2004-04-12 | 0 |  | 1991-05-08 | 0.028
|  | 1978-03-22 | 0.09 | [5 empty] | 2005-09-05 | 1141.2866 |  |  | 2005-03-10 | 1028.18 |  |  | 2010-04-13 11:00 | 0.203 |  |  | 2012-03-01 | 367.5456 | 0 | 448.66 | 2004-04-13 | 0 |  | 1991-06-04 | 0.013
|  | 1978-03-28 | 0.03 | [5 empty] | 2005-09-12 | 1141.1556 |  |  | 2005-03-11 | 1028.05 |  |  | 2010-05-03 |  |  |  | 2012-04-01 | 285.6028 | 0 | 376.7865 | 2004-04-14 | 0 |  | 1991-07-02 | 0.068
|  | 1978-04-03 | 1 | [5 empty] | 2005-09-15 | 1141.0946 |  |  | 2005-03-12 | 1027.885 |  |  | 2010-05-03 15:44 | 0.0628 |  |  | 2012-05-01 | 7286.0779 | 3912.7243 | 7339.5877 | 2004-04-15 | 0 |  | 1991-07-17 | 0.068
|  | 1978-04-11 | 0.03 | [5 empty] | 2005-09-19 | 1141.0154 |  |  | 2005-03-13 | 1027.745 |  |  | 2010-05-03 15:54 |  |  |  | 2012-06-01 | 7252.3894 | 1766.8789 | 8967.1394 | 2004-04-16 | 0 |  | 1991-07-24 | 0.0035
|  | 1978-04-17 | 1 | [5 empty] | 2005-09-30 | 1141.1098 |  |  | 2005-03-14 | 1027.605 |  |  | 2010-06-04 |  |  |  | 2012-07-01 | 4531.2032 | 0 | 7357.8687 | 2004-04-17 | 0 |  | 1991-08-05 | 0.034
|  | 1978-04-25 | 0.15 | [5 empty] | 2005-10-13 | 1141.1952 |  |  | 2005-03-15 | 1027.457 |  |  | 2010-06-04 09:24 | 0.365 |  |  | 2012-08-01 | 2918.6823 | 0 | 5543.8308 | 2004-04-18 | 0 |  | 1991-09-03 | 0.022
|  | 1978-05-01 | 0.33 | [5 empty] | 2005-10-17 | 1141.2165 |  |  | 2005-03-16 | 1027.28 |  |  | 2010-07-10 |  |  |  | 2012-09-01 | 2930.9416 | 1754.9131 | 4970.4991 | 2004-04-19 | 0 |  | 1991-09-10 | 0.069
|  | 1978-05-08 | 0.2 | [5 empty] | 2005-10-31 | 1141.3049 |  |  | 2005-03-18 | 1027.018 |  |  | 2010-07-10 15:12 | 0.173 |  |  | 2012-10-01 | 1173.3542 | 0 | 2914.0866 | 2004-04-20 | 0 |  | 1991-10-07 | 0.025
|  | 1978-05-16 | 0.12 | [5 empty] | 2005-11-15 | 1141.4238 |  |  | 2005-03-21 | 1026.58 |  |  | 2010-08-03 |  |  |  | 2012-11-01 | 742.0317 | 0 | 2405.1664 | 2004-04-21 | 0 |  | 1991-11-06 | 0.03475
|  | 1978-05-23 | 0.08 | [5 empty] | 2005-11-30 | 1141.5305 |  |  | 2005-03-22 | 1026.453 |  |  | 2010-08-03 13:47 | 0.299 |  |  | 2012-12-01 | 529.6145 | 0 | 2218.411 | 2004-04-22 | 0 |  | 1991-12-03 | 0.022
|  | 1978-05-30 | 0.07 | [5 empty] | 2005-12-15 | 1141.6158 |  |  | 2005-03-23 | 1026.307 |  |  | 2010-09-02 |  |  |  | 2013-01-01 | 456.5572 | 0 | 2236.6818 | 2004-04-23 | 71.142 |  | 1992-01-10 | 0.023
|  | 1978-06-06 | 0.01 | [5 empty] | 2005-12-31 | 1141.7012 |  |  | 2005-04-04 | 1026.63 |  |  | 2010-09-02 12:12 | 0.229 |  |  | 2013-02-01 | 224.5177 | 0 | 1988.9314 | 2004-04-24 | 94.855 |  | 1992-01-21 | 0.025333
|  | 1978-06-13 | 1 | [5 empty] | 2006-01-15 | 1141.7804 |  |  | 2005-04-07 | 1026.702 |  |  | 2010-10-20 |  |  |  | 2013-03-01 | 214.1773 | 0 | 1955.4337 | 2004-04-25 | 94.855 |  | 1992-02-20 | 0.055
|  | 1978-06-20 | 1 | [5 empty] | 2006-01-31 | 1141.8658 |  |  | 2005-05-02 | 1027.923 |  |  | 2010-10-20 10:55 | 0.402 |  |  | 2013-04-01 | 202.7979 | 0 | 1119.5898 | 2004-04-26 | 94.855 |  | 1992-03-12 | 0.044
|  | 1978-06-28 | 0.05 | [5 empty] | 2006-02-15 | 1141.9511 |  |  | 2005-05-03 | 1027.847 |  |  | 2010-11-08 |  |  |  | 2013-05-01 | 5116.3897 | 2076.1165 | 7680.2415 | 2004-04-27 | 157.5 |  | 1992-04-29 | 0.048 | 0.048
|  | 1984-01-30 | 0.06 | [5 empty] | 2006-02-28 | 1142.0212 |  |  | 2005-05-04 | 1027.742 |  |  | 2010-11-08 11:55 | 0.36 |  |  | 2013-06-01 | 4597.6793 | 984.5002 | 7775.3554 | 2004-04-28 | 157.5 |  | 1992-09-09 | 0.009
|  | 1984-02-27 | 0.1 | [5 empty] | 2006-03-15 | 1142.0944 |  |  | 2005-05-05 | 1027.626 |  |  | 2010-12-01 |  |  |  | 2013-07-01 | 4627.9851 | 530.3133 | 7501.7886 | 2004-04-29 | 157.5 |  | 1992-10-08 | 0.026
|  | 1984-03-19 | 0.08 | [5 empty] | 2006-03-30 | 1142.1645 |  |  | 2005-05-09 | 1027.382 |  |  | 2010-12-01 08:50 | 0.433 |  |  | 2013-08-01 | 2901.2481 | 0 | 5573.2136 | 2004-04-30 | 157.5 |  | 1992-11-24 | 0.024
|  | 1984-04-30 | 0.07 | [5 empty] | 2006-04-16 | 1142.2437 |  |  | 2005-05-16 | 1027.26 |  |  | 2011-01-18 14:35 | 0.251 |  |  | 2013-09-01 | 3197.7592 | 1256.8998 | 4940.5722 | 2004-05-01 | 67.435 |  | 1992-11-25 | 0.02
|  | 1984-05-22 | 0.07 | [5 empty] | 2006-04-30 | 1142.3047 |  |  | 2005-05-24 | 1028.265 |  |  | 2011-02-03 10:16 | 0.262 |  |  | 2013-10-01 | 1112.4186 | 0 | 2913.9009 | 2004-05-02 | 67.435 |  | 1993-01-20 | 0.035
|  | 1984-06-18 | 0.06 | [5 empty] | 2006-05-15 | 1142.4418 |  |  | 2005-05-25 | 1028.313 |  |  | 2011-03-15 14:31 | 0.219 |  |  | 2013-11-01 | 703.6137 | 0 | 2018.0919 | 2004-05-03 | 67.435 |  | 1993-02-17 | 0.04
|  | 1984-07-16 | 0.06 | [5 empty] | 2006-05-31 | 1142.6338 |  |  | 2005-05-26 | 1028.31 |  |  | 2011-03-15 14:36 |  |  |  | 2013-12-01 | 482.0582 | 0 | 2218.9447 | 2004-05-04 | 72.086 |  | 1993-03-15 | 0.04
|  | 1984-08-27 | 0.11 | [5 empty] | 2006-06-15 | 1142.5363 |  |  | 2005-05-30 | 1028.262 |  |  | 2011-04-14 15:35 | 0.212 |  |  | 2014-01-01 | 387.1123 | 0 | 2237.0727 | 2004-05-05 | 72.086 |  | 1993-04-26 | 0.08 | 0.08
|  | 1984-09-17 | 0.05 | [5 empty] | 2006-06-30 | 1142.3351 |  |  | 2005-06-01 | 1028.213 |  |  | 2011-05-05 16:10 | 0.029 |  |  | 2014-02-01 | 191.2878 | 0 | 1988.9352 | 2004-05-06 | 72.086 |  | 1993-04-27 | 0.0515 | 0.0515
|  | 1984-10-22 | 0.11 | [5 empty] | 2006-07-15 | 1142.0852 |  |  | 2005-06-06 | 1028.145 |  |  | 2011-06-20 14:32 | 0.215 |  |  | 2014-03-01 | 184.5276 | 0 | 1921.3846 | 2004-05-07 | 53.483 |  | 1993-05-26 | 0.01
|  | 1985-08-12 | 0.03 | [5 empty] | 2006-07-31 | 1141.7865 |  |  | 2005-06-08 | 1028.129 |  |  | 2011-07-14 16:31 | 0.158 |  |  | 2014-04-01 | 174.8116 | 0 | 1978.1858 | 2004-05-08 | 53.483 |  | 1993-06-24 | 0.0096667
|  | 1985-09-16 | 0.04 | [5 empty] | 2006-08-15 | 1141.5244 |  |  | 2005-06-13 | 1028.134 |  |  | 2011-08-23 15:35 | 0.0511 |  |  | 2014-05-01 | 4382.7462 | 2014.696 | 7295.7186 | 2004-05-09 | 53.483 |  | 1993-08-02 | 0.0165
|  | 1985-10-13 | 0.05 | [5 empty] | 2006-08-22 | 1141.3689 |  |  | 2005-06-20 | 1028.183 |  |  | 2011-09-21 11:07 | 0.157 |  |  | 2014-06-01 | 4858.2681 | 699.3307 | 7718.6358 | 2004-05-10 | 53.483 |  | 1993-08-31 | 0.02
|  | 1985-10-28 | 0.04 | [5 empty] | 2006-08-31 | 1141.2013 |  |  | 2005-06-27 | 1028.343 |  |  | 2011-10-19 13:17 | 0.267 |  |  | 2014-07-01 | 4579.2037 | 1349.0798 | 7511.5719 | 2004-05-11 | 0 |  | 1993-09-01 | 0.03
|  | 1985-11-11 | 0.05 | [5 empty] | 2006-09-08 | 1141.0458 |  |  | 2005-06-29 | 1028.29 |  |  | 2011-11-15 13:30 | 0.238 |  |  | 2014-08-01 | 2921.7997 | 101.0434 | 5551.5906 | 2004-05-12 | 0 |  | 1993-09-30 | 0.03
|  | 1985-12-08 | 0.04 | [5 empty] | 2006-09-30 | 1141.2257 |  |  | 2005-06-30 | 1028.245 |  |  | 2011-12-05 10:55 | 0.212 |  |  | 2014-09-01 | 3037.9245 | 1261.3567 | 4941.9142 | 2004-05-13 | 0 |  | 1993-10-01 | 0.04
|  | 1987-01-01 | 0.09 | [5 empty] | 2006-10-15 | 1141.311 |  |  | 2005-07-05 | 1028.07 |  |  | 2012-01-12 12:45 | 0.299 |  |  | 2014-10-01 | 1298.2451 | 0 | 2634.3117 | 2004-05-14 | 12.402 |  | 1993-10-25 | 0.04
|  | 1987-02-01 | 0.07 | [5 empty] | 2006-10-31 | 1141.4146 |  |  | 2005-07-08 | 1028.015 |  |  | 2012-02-06 11:09 | 0.106 |  |  | 2014-11-01 | 657.7455 | 0 | 1495.8815 | 2004-05-15 | 12.402 |  | 1993-11-01 | 0.05
|  | 1987-03-01 | 0.08 | [5 empty] | 2006-11-15 | 1141.5091 |  |  | 2005-07-11 | 1028.021 |  |  | 2012-03-05 14:40 | 0.159 |  |  | 2014-12-01 | 513.234 | 0 | 2295.5507 | 2004-05-16 | 12.402 |  | 1993-11-29 | 0.1255
|  | 1987-04-01 | 0.06 | [5 empty] | 2006-11-30 | 1141.5945 |  |  | 2005-07-18 | 1027.84 |  |  | 2012-03-08 13:35 |  |  |  | 2015-01-01 | 412.7822 | 0 | 2141.2806 | 2004-05-17 | 14.882 |  | 1993-12-01 | 0.05
|  | 1987-05-01 | 0.05 | [5 empty] | 2006-12-15 | 1141.6646 |  |  | 2005-07-26 | 1027.685 |  |  | 2012-01-01 | 0.299 | 0.299 | 0.299 | 2015-02-01 | 185.2409 | 0 | 1982.0692 | 2004-05-18 | 14.882 |  | 1993-12-13 | 0.12
|  | 1987-06-01 | 0.03 | [5 empty] | 2006-12-31 | 1141.7347 |  |  | 2005-08-01 | 1027.568 |  |  | 2012-02-01 | 0.22146 | 0.067535 | 0.37361 | 2015-03-01 | 197.3127 | 0 | 1078.8412 | 2004-05-19 | 14.882 |  | 1994-01-01 | 0.05
|  | 1987-07-01 | 0.06 | [5 empty] | 2007-01-15 | 1141.8048 |  |  | 2005-08-08 | 1027.47 |  |  | 2012-03-01 | 0.2216 | 0.060577 | 0.36871 | 2015-04-01 | 190.7806 | 0 | 663.4216 | 2004-05-20 | 14.882 |  | 1994-01-17 | 0.0415
|  | 1987-08-01 | 0.07 | [5 empty] | 2007-01-31 | 1141.8658 |  |  | 2005-08-15 | 1027.335 |  |  | 2012-04-01 | 0.19981 | 0.0077568 | 0.34929 | 2015-05-01 | 4579.7762 | 2039.0371 | 7270.5121 | 2004-05-21 | 14.882 |  | 1994-01-31 | 0.05
|  | 1987-08-11 | 0.07 | [5 empty] | 2007-02-15 | 1141.9145 |  |  | 2005-08-22 | 1027.202 |  |  | 2012-05-01 | 0.13314 | 0.0006546 | 0.25177 | 2015-06-01 | 4832.4093 | 987.8724 | 8908.8463 | 2004-05-22 | 0 |  | 1994-03-01 | 0.05
|  | 1987-09-01 | 0.06 | [5 empty] | 2007-02-28 | 1141.9651 |  |  | 2005-08-30 | 1027.14 |  |  | 2012-06-01 | 0.085391 | 0.023677 | 0.18642 | 2015-07-01 | 4582.1835 | 902.0992 | 7008.1316 | 2004-05-23 | 0 |  | 1994-03-03 | 0.11
|  | 1987-09-08 | 0.06 | [5 empty] | 2007-03-15 | 1142.0151 |  |  | 2005-09-07 | 1027.395 |  |  | 2012-07-01 | 0.074945 | 0.0025028 | 0.18082 | 2015-08-01 | 2867.1916 | 0 | 5286.7197 | 2004-05-24 | 0 |  | 1994-04-26 | 0.17 | 0.17
|  | 1987-10-01 | 0.11 | [5 empty] | 2007-03-31 | 1142.0791 |  |  | 2005-09-12 | 1027.54 |  |  | 2012-08-01 | 0.05998 | 0.00010594 | 0.2034 | 2015-09-01 | 3164.7217 | 1091.4648 | 4968.8854 | 2004-05-25 | 0 |  | 1994-05-02 | 0.044
|  | 1987-10-06 | 0.11 | [5 empty] | 2007-04-15 | 1142.1462 |  |  | 2005-09-19 | 1027.67 |  |  | 2012-09-01 | 0.10859 | 0.062569 | 0.21842 | 2015-10-01 | 1186.9392 | 0 | 2738.6169 | 2004-05-26 | 0 |  | 1994-05-31 | 0.02
|  | 1987-11-01 | 0.12 | [5 empty] | 2007-04-30 | 1142.2346 |  |  | 2005-09-22 | 1027.525 |  |  | 2012-10-01 | 0.12084 | 0.0003514 | 0.33376 | 2015-11-01 | 609.8751 | 0 | 1523.2258 | 2004-05-27 | 0 |  | 1994-06-27 | 0.01
|  | 1987-11-10 | 0.12 | [5 empty] | 2007-05-15 | 1142.3748 |  |  | 2005-09-26 | 1027.264 |  |  | 2012-11-01 | 0.13292 | 0.002878 | 0.30661 | 2015-12-01 | 497.3423 | 0 | 1955.943 | 2004-05-28 | 0 |  | 1994-08-10 | 0.011333
|  | 1987-12-01 | 0.11 | [5 empty] | 2007-05-22 | 1142.3839 |  |  | 2005-09-27 | 1027.174 |  |  | 2012-12-01 | 0.15402 | 0.005015 | 0.3186 | 2016-01-01 | 379.9852 | 0 | 2155.0731 | 2004-05-29 | 0 |  | 1994-09-25 | 0.03
|  | 1987-12-09 | 0.11 | [5 empty] | 2007-05-28 | 1142.3748 |  |  | 2005-09-29 | 1026.949 |  |  | 2013-01-01 | 0.19386 | 0.033664 | 0.43214 | 2016-02-01 | 183.929 | 0 | 2024.2532 | 2004-05-30 | 0 |  | 1994-10-12 | 0.009
|  | 1988-01-27 | 0.093 | [5 empty] | 2007-05-31 | 1142.3748 |  |  | 2005-10-03 | 1026.54 |  |  | 2013-02-01 | 0.1323 | 6.3368e-05 | 0.52113 | 2016-03-01 | 190.7051 | 0 | 1971.9189 | 2004-05-31 | 0 |  | 1994-10-15 | 0.04
|  | 1988-02-05 | 0.035 | [5 empty] | 2007-06-04 | 1142.3717 |  |  | 2005-10-05 | 1026.325 |  |  | 2013-03-01 | 0.14973 | 0.00029883 | 0.51627 | 2016-04-01 | 0 | 0 | 660.5924 | 2004-06-01 | 0 |  | 1994-11-25 | 0.01
|  | 1988-02-17 | 0.043 | [5 empty] | 2007-06-11 | 1142.3839 |  |  | 2005-10-12 | 1026.564 |  |  | 2013-04-01 | 0.11706 | 2.0257e-06 | 0.51191 | 2016-05-01 | 4629.7083 | 2117.8635 | 7310.3963 | 2004-06-02 | 0 |  | 1995-01-25 | 0.005
|  | 1988-03-22 | 0.1365 | [5 empty] | 2007-06-14 | 1142.39 |  |  | 2005-10-17 | 1026.714 |  |  | 2013-05-01 | 0.042505 | 5.8698e-06 | 0.40774 | 2016-06-01 | 4759.7328 | 26.8443 | 7823.2563 | 2004-06-03 | 0 |  | 1995-01-31 | 0.05
|  | 1988-03-24 | 0.067 | [5 empty] | 2007-06-18 | 1142.3809 |  |  | 2005-10-24 | 1026.92 |  |  | 2013-06-01 | 0.074398 | 0.00099454 | 0.20473 | 2016-07-01 | 4590.8591 | 1100.7949 | 6871.9833 | 2004-06-04 | 0 |  | 1995-02-01 | 0.05
|  | 1988-04-25 | 0.126 | [5 empty] | 2007-06-30 | 1142.3138 |  |  | 2005-10-31 | 1027.115 |  |  | 2013-07-01 | 0.077084 | 0.012332 | 0.17602 | 2016-08-01 | 2889.1411 | 0 | 5572.7072 | 2004-06-05 | 0 |  | 1995-02-22 | 0.1
|  | 1988-05-25 | 0.042 | [5 empty] | 2007-07-09 | 1142.2407 |  |  | 2005-11-16 | 1027.515 |  |  | 2013-08-01 | 0.079795 | 0.0026039 | 0.21004 | 2016-09-01 | 3271.5172 | 1259.1019 | 4768.7854 | 2004-06-06 | 0 |  | 1995-02-24 | 0.1
|  | 1988-06-07 | 0.021 | [5 empty] | 2007-07-15 | 1142.1401 |  |  | 2005-11-30 | 1027.782 |  |  | 2013-09-01 | 0.12047 | 0.063921 | 0.21885 | 2016-10-01 | 1205.4414 | 0 | 2634.038 | 2004-06-07 | 0 |  | 1995-03-06 | 0.0033333
|  | 1988-07-20 | 0.046 | [5 empty] | 2007-07-23 | 1142.0151 |  |  | 2005-12-15 | 1028.032 |  |  | 2013-10-01 | 0.11982 | 0.0015764 | 0.29055 | 2016-11-01 | 643.6965 | 0 | 1495.735 | 2004-06-08 | 28.237 |  | 1995-03-08 | 0.03
|  | 1988-08-24 | 0.12 | [5 empty] | 2007-07-31 | 1141.8749 |  |  | 2006-01-17 | 1028.515 |  |  | 2013-11-01 | 0.11749 | 0.0045018 | 0.27714 | 2016-12-01 | 488.0435 | 0 | 944.8951 | 2004-06-09 | 28.237 |  | 1995-04-17 | 0.07 | 0.07
|  | 1988-09-13 | 0.135 | [5 empty] | 2007-08-15 | 1141.6158 |  |  | 2006-01-30 | 1028.655 |  |  | 2013-12-01 | 0.11962 | 0.0029433 | 0.30101 | 2017-01-01 | 392.9465 | 0 | 2122.6855 | 2004-06-10 | 28.237 |  | 1995-05-08 | 0.018
|  | 1988-10-06 | 0.185 | [5 empty] | 2007-08-31 | 1141.3141 |  |  | 2006-02-13 | 1028.613 |  |  | 2014-01-01 | 0.16276 | 0.032158 | 0.36239 | 2017-02-01 | 0 | 0 | 1957.1664 | 2004-06-11 | 28.237 |  | 1995-05-09 | 0.018
|  | 1988-11-01 | 0.02 | [5 empty] | 2007-09-10 | 1141.1312 |  |  | 2006-02-15 | 1028.615 |  |  | 2014-02-01 | 0.093387 | 9.0343e-05 | 0.33073 | 2017-03-01 | 179.7497 | 0 | 1947.0078 | 2004-06-12 | 28.237 |  | 1995-06-07 | 0.01
|  | 1988-11-30 | 0.175 | [5 empty] | 2007-09-11 | 1141.1403 |  |  | 2006-02-20 | 1028.602 |  |  | 2014-03-01 | 0.097159 | 7.0695e-05 | 0.32341 | 2017-04-01 | 0 | 0 | 670.2268 | 2004-06-13 | 28.237 |  | 1995-06-21 | 0.01
|  | 1989-01-27 | 0.115 | [5 empty] | 2007-09-15 | 1141.2552 |  |  | 2006-02-21 | 1028.545 |  |  | 2014-04-01 | 0.088255 | 0.0003779 | 0.3375 | 2017-05-01 | 4596.162 | 2938.9862 | 7332.8951 | 2004-06-14 | 28.237 |  | 1995-07-20 | 0.01
|  | 1989-02-07 | 0.0765 | [5 empty] | 2007-09-30 | 1141.3299 |  |  | 2006-02-23 | 1028.42 |  |  | 2014-05-01 | 0.028368 | 2.3278e-06 | 0.28485 | 2017-06-01 | 4811.0215 | 689.8071 | 8925.0176 | 2004-06-15 | 28.237 |  | 1995-08-23 | 0.01
|  | 1989-02-13 | 0.115 | [5 empty] | 2007-10-15 | 1141.4543 |  |  | 2006-02-27 | 1028.05 |  |  | 2014-06-01 | 0.075287 | 0.012836 | 0.13989 | 2017-07-01 | 4600.3643 | 805.9414 | 6877.8403 | 2004-06-16 | 28.237 |  | 1995-09-18 | 0.01
|  | 1989-03-14 | 0.058 | [5 empty] | 2007-10-31 | 1141.5884 |  |  | 2006-03-01 | 1027.89 |  |  | 2014-07-01 | 0.077282 | 0.012463 | 0.14856 | 2017-08-01 | 2841.3902 | 0 | 5567.8809 | 2004-06-17 | 28.237 |  | 1995-10-03 | 0.007
|  | 1989-04-12 | 0.046 | [5 empty] | 2007-11-15 | 1141.7042 |  |  | 2006-03-02 | 1027.795 |  |  | 2014-08-01 | 0.074163 | 0.000179 | 0.17878 | 2017-09-01 | 3135.7834 | 1864.3663 | 4955.2361 | 2004-06-18 | 28.237 |  | 1995-10-16 | 0.04
|  | 1989-05-31 | 0.034 | [5 empty] | 2007-11-30 | 1141.8017 |  |  | 2006-03-04 | 1027.63 |  |  | 2014-09-01 | 0.11496 | 0.061425 | 0.19579 | 2017-10-01 | 1173.5388 | 0 | 2633.8566 | 2004-06-19 | 28.237 |  | 1995-11-14 | 0.02
|  | 1989-06-12 | 0.052 | [5 empty] | 2007-12-15 | 1141.8962 |  |  | 2006-03-06 | 1027.452 |  |  | 2014-10-01 | 0.13275 | 0.0057298 | 0.39851 | 2017-11-01 | 635.9403 | 0 | 1495.6397 | 2004-06-20 | 28.237 |  | 1995-12-06 | 0.02
|  | 1989-07-10 | 0.08 | [5 empty] | 2007-12-31 | 1141.9877 |  |  | 2006-03-08 | 1027.275 |  |  | 2014-11-01 | 0.12629 | 0.010261 | 0.3758 | 2017-12-01 | 484.5484 | 0 | 944.8015 | 2004-06-21 | 28.237 |  | 1995-12-12 | 0.01
|  | 1989-07-25 | 0.0365 | [5 empty] | 2008-01-15 | 1142.0639 |  |  | 2006-03-09 | 1027.18 |  |  | 2014-12-01 | 0.12673 | 0.012969 | 0.37364 | 2018-01-01 | 415.6364 | 0 | 2236.8492 | 2004-06-22 | 0 |  | 1996-01-25 | 0.02
|  | 1989-08-14 | 0.049 | [5 empty] | 2008-01-31 | 1142.1553 |  |  | 2006-03-20 | 1027.433 |  |  | 2015-01-01 | 0.16398 | 0.03968 | 0.40192 | 2018-02-01 | 173.6549 | 0 | 1967.428 | 2004-06-23 | 0 |  | 1996-02-14 | 0.02
|  | 1989-09-06 | [6 empty] | 2008-02-15 | 1142.2151 |  |  | 2006-03-30 | 1027.61 |  |  | 2015-02-01 | 0.084272 | 7.6289e-06 | 0.38163 | 2018-03-01 | 183.6467 | 0 | 1104.2582 | 2004-06-24 | 0 |  | 1996-03-05 | 0.024
|  | 1989-09-11 | 0.046 | [5 empty] | 2008-02-29 | 1142.2849 |  |  | 2006-04-06 | 1027.725 |  |  | 2015-03-01 | 0.10904 | 0.00031007 | 0.30476 | 2018-04-01 | 0 | 0 | 680.9003 | 2004-06-25 | 0 |  | 1996-03-12 | 0.02
|  | 1989-10-16 | 0.024 | [5 empty] | 2008-03-15 | 1142.3443 |  |  | 2006-04-18 | 1027.89 |  |  | 2015-04-01 | 0.078011 | 0.00025873 | 0.32755 | 2018-05-01 | 4656.0603 | 2372.6187 | 7453.9175 | 2004-06-26 | 0 |  | 1996-04-09 | 0.0075 | 0.0075
|  | 1989-11-15 | 0.131 | [5 empty] | 2008-03-31 | 1142.4113 |  |  | 2006-04-24 | 1028.16 |  |  | 2015-05-01 | 0.011876 | 8.9577e-07 | 0.24815 | 2018-06-01 | 4796.6131 | 995.3064 | 7381.6944 | 2004-06-27 | 0 |  | 1996-04-23 | 0.08 | 0.08
|  | 1989-12-11 | 0.094 | [5 empty] | 2008-04-15 | 1142.4449 |  |  | 2006-05-01 | 1028.585 |  |  | 2015-06-01 | 0.076913 | 0.046481 | 0.16412 | 2018-07-01 | 4725.8553 | 1150.079 | 7490.7624 | 2004-06-28 | 0 |  | 1996-05-13 | 0.04
|  | 1990-01-15 | 0.083 | [5 empty] | 2008-04-30 | 1142.515 |  |  | 2006-05-03 | 1028.55 |  |  | 2015-07-01 | 0.08291 | 0.0095659 | 0.17082 | 2018-08-01 | 3055.7095 | 0 | 5557.7452 | 2004-06-29 | 0 |  | 1996-06-11 | 0.02
|  | 1990-02-12 | 0.064 | [5 empty] | 2008-05-15 | 1142.4936 |  |  | 2006-05-08 | 1028.422 |  |  | 2015-08-01 | 0.067226 | 0.001257 | 0.21184 | 2018-09-01 | 3026.0154 | 1251.3964 | 4937.5145 | 2004-06-30 | 0 |  | 1996-07-17 | 0.09
|  | 1990-03-12 | 0.027 | [5 empty] | 2008-05-31 | 1142.3961 |  |  | 2006-05-11 | 1028.065 |  |  | 2015-09-01 | 0.11248 | 0.064828 | 0.22628 | 2018-10-01 | 1209.1776 | 0 | 2634.1929 | 2004-07-01 | 0 |  | 1996-08-15 | 0.01
|  | 1990-04-17 | 0.047 | [5 empty] | 2008-06-15 | 1142.1888 |  |  | 2006-05-15 | 1027.87 |  |  | 2015-10-01 | 0.12471 | 0.0003703 | 0.28459 | 2018-11-01 | 651.0599 | 0 | 1495.8182 | 2004-07-02 | 0 |  | 1996-09-11 | 0.01
|  | 1990-05-01 | 0.0975 | [5 empty] | 2008-06-30 | 1141.9663 |  |  | 2006-05-23 | 1027.872 |  |  | 2015-11-01 | 0.11831 | 0.0061603 | 0.25519 | 2018-12-01 | 482.4612 | 0 | 1426.1434 | 2004-07-03 | 0 |  | 1996-10-21 | 0.09
|  | 1990-05-02 | 0.124 | [5 empty] | 2008-07-15 | 1141.8505 |  |  | 2006-05-25 | 1027.777 |  |  | 2015-12-01 | 0.11739 | 0.0066078 | 0.25072 | 2019-01-01 | 371.6124 | 0 | 2112.3095 | 2004-07-04 | 0 |  | 1996-11-21 | 0.06
|  | 1990-05-14 | 0.083 | [5 empty] | 2008-07-31 | 1141.6768 |  |  | 2006-05-29 | 1027.585 |  |  | 2016-01-01 | 0.15487 | 0.033771 | 0.27885 | 2019-02-01 | 178.4053 | 0 | 1932.8307 | 2004-07-05 | 0 |  | 1996-12-17
|  | 1990-06-11 | 0.06 | [5 empty] | 2008-08-15 | 1141.5061 |  |  | 2006-06-01 | 1027.463 |  |  | 2016-02-01 | 0.076257 | 1.7043e-05 | 0.33572 | 2019-03-01 | 183.0509 | 0 | 1948.0162 | 2004-07-06 | 0 |  | 1996-12-19 | 0.12
|  | 1990-07-11 | 0.097 | [5 empty] | 2008-08-31 | 1141.3842 |  |  | 2006-06-05 | 1027.475 |  |  | 2016-03-01 | 0.087317 | 1.7258e-05 | 0.372 | 2019-04-01 | 0 | 0 | 1910.6626 | 2004-07-07 | 0 |  | 1997-01-14 | 0.04
|  | 1990-08-13 | 0.039 | [5 empty] | 2008-09-11 | 1141.2074 |  |  | 2006-06-12 | 1027.522 |  |  | 2016-04-01 | 0.061829 | 0.0003019 | 0.36486 | 2019-05-01 | 4482.2669 | 2081.5363 | 7462.9436 | 2004-07-08 | 0 |  | 1997-02-26 | 0.03
|  | 1990-09-19 | 0.143 | [5 empty] | 2008-09-15 | 1141.1464 |  |  | 2006-06-21 | 1027.51 |  |  | 2016-05-01 | 0.0054238 | 3.6368e-06 | 0.27424 | 2019-06-01 | 4671.2708 | 689.5717 | 7630.0251 | 2004-07-09 | 18.312 |  | 1997-03-11 | 0.05
|  | 1990-10-02 | 0.0645 | [5 empty] | 2008-09-21 | 1141.065 |  |  | 2006-06-27 | 1027.272 |  |  | 2016-06-01 | 0.071107 | 0.034376 | 0.17383 | 2019-07-01 | 4650.8103 | 521.259 | 6741.3169 | 2004-07-10 | 18.312 |  | 1997-04-15 | 0.05 | 0.05
|  | 1990-10-04 | [6 empty] | 2008-09-30 | 1141.1949 |  |  | 2006-07-04 | 1027.52 |  |  | 2016-07-01 | 0.078849 | 0.011983 | 0.2056 | 2019-08-01 | 3004.4727 | 0 | 5566.8682 | 2004-07-11 | 18.312 |  | 1997-05-12 | 0.02
|  | 1990-10-18 | 0.157 | [5 empty] | 2008-10-15 | 1141.3842 |  |  | 2006-07-06 | 1027.521 |  |  | 2016-08-01 | 0.070461 | 0.00012778 | 0.23172 | 2019-09-01 | 3092.1358 | 1089.4364 | 4951.7854 | 2004-07-12 | 18.312 |  | 1997-06-23 | 0.02
|  | 1990-11-14 | 0.149 | [5 empty] | 2008-10-31 | 1141.564 |  |  | 2006-07-10 | 1027.552 |  |  | 2016-09-01 | 0.11459 | 0.063457 | 0.2345 | 2019-10-01 | 1057.3152 | 0 | 2738.4938 | 2004-07-13 | 18.312 |  | 1997-07-15 | 0.12
|  | 1990-12-10 | 0.316 | [5 empty] | 2008-11-15 | 1141.7347 |  |  | 2006-07-13 | 1027.522 |  |  | 2016-10-01 | 0.12579 | 0.0001622 | 0.31768 | 2019-11-01 | 564.3451 | 0 | 1523.161 | 2004-07-14 | 18.312 |  | 1997-08-12 | 0.11
|  | 1991-01-02 | 0.249 | [5 empty] | 2008-11-30 | 1141.845 |  |  | 2006-07-19 | 1027.522 |  |  | 2016-11-01 | 0.1184 | 0.0030086 | 0.29045 | 2019-12-01 | 476.4159 | 0 | 1519.6022 | 2004-07-15 | 18.312 |  | 1997-09-22 | 0.07
|  | 1991-01-14 | [6 empty] | 2008-12-15 | 1141.9663 |  |  | 2006-07-24 | 1027.518 |  |  | 2016-12-01 | 0.11798 | 0.010579 | 0.28163 | 2020-01-01 | 380.1367 | 0 | 2076.0665 | 2004-07-16 | 18.312 |  | 1997-10-20 | 0.02
|  | 1991-02-04 | 0.124 | [5 empty] | 2008-12-31 | 1142.0639 |  |  | 2006-07-31 | 1027.437 |  |  | 2017-01-01 | 0.14892 | 0.036945 | 0.31012 | 2020-02-01 | 176.8934 | 0 | 1797.4034 | 2004-07-17 | 10.796 |  | 1997-11-18 | 0.03
|  | 1991-02-27 | 0.719 | [5 empty] | 2009-01-15 | 1142.1492 |  |  | 2006-08-07 | 1027.555 |  |  | 2017-02-01 | 0.079899 | 2.0656e-06 | 0.33321 | 2020-03-01 | 188.4499 | 0 | 979.9337 | 2004-07-18 | 10.796 |  | 1997-12-08 | 0.02
|  | 1991-03-04 | 0.615 | [5 empty] | 2009-01-31 | 1142.2559 |  |  | 2006-08-14 | 1027.387 |  |  | 2017-03-01 | 0.083822 | 5.9805e-05 | 0.33744 | 2020-04-01 | 172.4656 | 0 | 1401.2302 | 2004-07-19 | 10.796 |  | 1998-01-12 | 0.03
|  | 1991-03-06 | [6 empty] | 2009-02-14 | 1142.3351 |  |  | 2006-08-22 | 1027.49 |  |  | 2017-04-01 | 0.059054 | 8.3519e-05 | 0.30583 | 2020-05-01 | 4835.8836 | 2105.1238 | 7287.6958 | 2004-07-20 | 10.796 |  | 1998-02-24 | 0.05
|  | 1991-04-01 | 0.139 | [5 empty] | 2009-02-26 | 1142.3961 |  |  | 2006-08-28 | 1027.57 |  |  | 2017-05-01 | 0.0046934 | 1.7658e-06 | 0.23063 | 2020-06-01 | 4761.1688 | 892.1845 | 8083.6434 | 2004-07-21 | 10.796 |  | 1998-03-17 | 0.02
|  | 1991-05-01 | 0.069 | [5 empty] | 2009-03-15 | 1142.4799 |  |  | 2006-08-29 | 1027.525 |  |  | 2017-06-01 | 0.082735 | 0.0040926 | 0.12941 | 2020-07-01 | 4624.2883 | 1315.5145 | 6872.5596 | 2004-07-22 | 10.796 |  | 1998-04-13 | 0.35 | 0.35
|  | 1991-05-08 | 0.0355 | [5 empty] | 2009-03-31 | 1142.55 |  |  | 2006-09-05 | 1027.268 |  |  | 2017-07-01 | 0.078392 | 0.0025239 | 0.1516 | 2020-08-01 | 2914.3112 | 0 | 5330.3063 | 2004-07-23 | 10.796 |  | 1998-05-18 | 0.05
|  | 1991-06-03 | 0.048 | [5 empty] | 2009-04-15 | 1142.6201 |  |  | 2006-09-12 | 1027.473 |  |  | 2017-08-01 | 0.06689 | 0.00010187 | 0.20962 | 2020-09-01 | 3038.4309 | 1263.147 | 4954.743 | 2004-07-24 | 10.796 |  | 1998-06-15 | 0.06
|  | 1991-06-07 | 0.039 | [5 empty] | 2009-04-30 | 1142.71 |  |  | 2006-09-19 | 1027.45 |  |  | 2017-09-01 | 0.11111 | 0.057651 | 0.20136 | 2020-10-01 | 1132.0355 | 0 | 2913.6246 | 2004-07-25 | 10.796 |  | 1998-07-21 | 0.04
|  | 1991-06-13 | 0.039 | [5 empty] | 2009-05-15 | 1142.85 |  |  | 2006-09-20 | 1027.336 |  |  | 2017-10-01 | 0.12692 | 0.0052504 | 0.33437 | 2020-11-01 | 598.1091 | 0 | 1620.7141 | 2004-07-26 | 10.796 |  | 1998-08-10 | 0.03
|  | 1991-06-30 | 0.039 | [5 empty] | 2009-05-31 | 1142.8701 |  |  | 2006-09-21 | 1027.227 |  |  | 2017-11-01 | 0.12202 | 0.0094847 | 0.28075 | 2020-12-01 | 440.8144 | 0 | 1064.625 | 2004-07-27 | 10.796 |  | 1998-09-10
|  | 1991-07-01 | 0.026 | [5 empty] | 2009-06-15 | 1142.8399 |  |  | 2006-09-26 | 1027.32 |  |  | 2017-12-01 | 0.11864 | 0.012155 | 0.25382 | 2021-01-01 | 401.2266 | 0 | 2133.8315 | 2004-07-28 | 10.796 |  | 1998-09-25 | 0.04
|  | 1991-07-02 | 0.026 | [5 empty] | 2009-06-30 | 1142.6652 |  |  | 2006-10-04 | 1027.468 |  |  | 2018-01-01 | 0.15025 | 0.039691 | 0.27317 | 2021-02-01 | 186.3213 | 0 | 1951.1887 | 2004-07-29 | 10.796 |  | 1998-10-19 | 0.03
|  | 1991-07-22 | 0.053 | [5 empty] | 2009-07-13 | 1142.5052 |  |  | 2006-10-10 | 1027.601 |  |  | 2018-02-01 | 0.0758 | 1.0771e-05 | 0.28101 | 2021-03-01 | 172.5092 | 0 | 1893.8559 | 2004-07-30 | 10.796 |  | 1998-11-17 | 0.03
|  | 1991-07-24 | 0.0415 | [5 empty] | 2009-07-20 | 1142.4351 |  |  | 2006-10-17 | 1027.749 |  |  | 2018-03-01 | 0.086919 | 0.0001053 | 0.3403 | 2021-04-01 | 0 | 0 | 1958.9367 | 2004-07-31 | 0 |  | 1998-12-21 | 0.02
|  | 1991-08-05 | 0.065 | [5 empty] | 2009-07-27 | 1142.3199 |  |  | 2006-10-24 | 1027.902 |  |  | 2018-04-01 | 0.060774 | 3.7209e-07 | 0.34685 | 2021-05-01 | 4724.6484 | 2186.8012 | 7310.3963 | 2004-08-01 | 0 |  | 1999-01-18 | 0.03
|  | 1991-09-03 | 0.062 | [5 empty] | 2009-08-03 | 1142.2001 |  |  | 2006-10-31 | 1028.035 |  |  | 2018-05-01 | 0.0051063 | 1.7249e-06 | 0.27657 | 2021-06-01 | 4877.3479 | 3.9362 | 8925.0828 | 2004-08-02 | 0 |  | 1999-02-22 | 0.07
|  | 1991-09-27 | 0.056 | [5 empty] | 2009-08-07 | 1142.1849 |  |  | 2006-11-07 | 1028.168 |  |  | 2018-06-01 | 0.076668 | 0.022583 | 0.18339 | 2021-07-01 | 4575.4351 | 781.2936 | 7508.8473 | 2004-08-03 | 0 |  | 1999-03-17 | 0.02
|  | 1991-10-07 | 0.05 | [5 empty] | 2009-08-10 | 1142.1651 |  |  | 2006-11-14 | 1028.303 |  |  | 2018-07-01 | 0.080979 | 0.0069308 | 0.16057 | 2021-08-01 | 2885.8448 | 0 | 5467.8661 | 2004-08-04 | 0 |  | 1999-04-20 | 0.02 | 0.02
|  | 1991-11-01 | 0.022 | [5 empty] | 2009-08-18 | 1142.0651 |  |  | 2006-11-21 | 1028.42 |  |  | 2018-08-01 | 0.064963 | 0.0016204 | 0.20059 | 2021-09-01 | 3242.6666 | 1253.4718 | 4944.8292 | 2004-08-05 | 0 |  | 1999-05-17 | 0.05
|  | 1991-11-06 | 0.053 | [5 empty] | 2009-08-24 | 1142.02 |  |  | 2006-12-07 | 1028.635 |  |  | 2018-09-01 | 0.11036 | 0.060918 | 0.20475 | 2021-10-01 | 1487.6305 | 0 | 2760.1842 | 2004-08-06 | 0 |  | 1999-07-03 | 0.05
|  | 1991-12-03 | 0.086 | [5 empty] | 2009-08-31 | 1141.845 |  |  | 2006-12-14 | 1028.732 |  |  | 2018-10-01 | 0.12644 | 0.00071726 | 0.2729 | 2021-11-01 | 757.1001 | 0 | 1526.1654 | 2004-08-07 | 0 |  | 1999-07-27 | 0.0075
|  | 1992-01-21 | 0.334 | [5 empty] | 2009-09-07 | 1141.6749 |  |  | 2007-01-04 | 1028.95 |  |  | 2018-11-01 | 0.1202 | 0.0049915 | 0.24876 | 2021-12-01 | 514.3994 | 0 | 982.151 | 2004-08-08 | 0 |  | 1999-07-29
|  | 1992-02-20 | 0.211 | [5 empty] | 2009-09-14 | 1141.5201 |  |  | 2007-01-18 | 1029.09 |  |  | 2018-12-01 | 0.1125 | 0.0077289 | 0.24774 | 2022-01-01 | 421.4532 | 0 | 2237.2167 | 2004-08-09 | 0 |  | 1999-08-12 | 0.02
|  | 1992-03-12 | 0.156 | [5 empty] | 2009-09-18 | 1141.415 |  |  | 2007-02-01 | 1029.2 |  |  | 2019-01-01 | 0.1461 | 0.034967 | 0.27659 |  |  |  |  | 2004-08-10 | 0 |  | 1999-08-31
|  | 1992-04-29 | 0.058667 | [5 empty] | 2009-09-19 | 1141.3799 |  |  | 2007-02-15 | 1029.308 |  |  | 2019-02-01 | 0.070608 | 2.6608e-05 | 0.36931 |  |  |  |  | 2004-08-11 | 0 |  | 1999-09-10 | 0.0075
|  | 1992-05-12 | 0.056 | [5 empty] | 2009-09-20 | 1141.34 |  |  | 2007-03-08 | 1029.48 |  |  | 2019-03-01 | 0.08422 | 1.9162e-06 | 0.35592 |  |  |  |  | 2004-08-12 | 0 |  | 1999-10-29 | 0.02
|  | 1992-06-09 | 0.01 | [5 empty] | 2009-09-21 | 1141.2949 |  |  | 2007-03-29 | 1029.632 |  |  | 2019-04-01 | 0.058466 | 1.3856e-07 | 0.29937 |  |  |  |  | 2004-08-13 | 0 |  | 1999-11-22 | 0.0075
|  | 1992-06-26 | 0.0265 | [5 empty] | 2009-09-24 | 1141.2001 |  |  | 2007-04-02 | 1029.65 |  |  | 2019-05-01 | 0.0034728 | 7.3518e-07 | 0.21847 |  |  |  |  | 2004-08-14 | 0 |  | 1999-12-14 | 0.09
|  | 1992-07-14 | 0.019 | [5 empty] | 2009-09-29 | 1141.24 |  |  | 2007-04-12 | 1028.75 |  |  | 2019-06-01 | 0.071174 | 0.043495 | 0.16495 |  |  |  |  | 2004-08-15 | 0 |  | 2000-01-27 | 0.09
|  | 1992-07-21 | 0.0315 | [5 empty] | 2009-10-01 | 1141.215 |  |  | 2007-04-26 | 1029.1 |  |  | 2019-07-01 | 0.081075 | 0.02753 | 0.15359 |  |  |  |  | 2004-08-16 | 0 |  | 2000-02-28 | 0.39
|  | 1992-08-10 | 0.043 | [5 empty] | 2009-10-05 | 1141.24 |  |  | 2007-05-03 | 1029.358 |  |  | 2019-08-01 | 0.073477 | 0.00067877 | 0.21801 |  |  |  |  | 2004-08-17 | 0 |  | 2000-03-23 | 0.02
|  | 1992-09-09 | 0.117 | [5 empty] | 2009-10-09 | 1141.2699 |  |  | 2007-05-07 | 1029.498 |  |  | 2019-09-01 | 0.1166 | 0.057157 | 0.22214 |  |  |  |  | 2004-08-18 | 0 |  | 2000-04-27 | 0.22 | 0.22
|  | 1992-09-10 | 0.163 | [5 empty] | 2009-10-12 | 1141.2851 |  |  | 2007-05-09 | 1029.295 |  |  | 2019-10-01 | 0.13251 | 0.00029044 | 0.36181 |  |  |  |  | 2004-08-19 | 0 |  | 2000-05-15 | 0.11
|  | 1992-10-06 | 0.26 | [5 empty] | 2009-10-19 | 1141.365 |  |  | 2007-05-10 | 1029.191 |  |  | 2019-11-01 | 0.12386 | 0.0059268 | 0.33029 |  |  |  |  | 2004-08-20 | 82.251 |  | 2000-06-26 | 0.33
|  | 1992-10-19 | [6 empty] | 2009-10-26 | 1141.5 |  |  | 2007-05-14 | 1028.77 |  |  | 2019-12-01 | 0.12167 | 0.0075208 | 0.32844 |  |  |  |  | 2004-08-21 | 82.251 |  | 2000-07-25 | 0.5
|  | 1992-11-24 | 0.122 | [5 empty] | 2009-11-02 | 1141.6451 |  |  | 2007-05-17 | 1028.98 |  |  | 2020-01-01 | 0.15575 | 0.032048 | 0.36175 |  |  |  |  | 2004-08-22 | 82.251 |  | 2000-08-29 | 0.13
|  | 1992-11-25 | 0.129 | [5 empty] | 2009-11-09 | 1141.6792 |  |  | 2007-05-22 | 1028.933 |  |  | 2020-02-01 | 0.075848 | 1.5141e-05 | 0.32095 |  |  |  |  | 2004-08-23 | 82.251 |  | 2000-09-25 | 0.022
|  | 1993-02-16 | 0.03 | [5 empty] | 2009-11-16 | 1141.7451 |  |  | 2007-05-24 | 1028.837 |  |  | 2020-03-01 | 0.078836 | 7.4059e-06 | 0.31155 |  |  |  |  | 2004-08-24 | 82.251 |  | 2000-10-28
|  | 1993-04-27 | 0.144 | [5 empty] | 2009-11-23 | 1141.7853 |  |  | 2007-05-28 | 1028.846 |  |  | 2020-04-01 | 0.06035 | 8.4266e-05 | 0.27475 |  |  |  |  | 2004-08-25 | 82.251 |  | 2000-10-29 | 0.01
|  | 1993-06-24 | 0.0155 | [5 empty] | 2009-11-30 | 1141.8252 |  |  | 2007-05-31 | 1028.84 |  |  | 2020-05-01 | 0.0066815 | 9.267e-07 | 0.20965 |  |  |  |  | 2004-08-26 | 82.251 |  | 2000-11-13 | 0.06
|  | 1993-08-02 | 0.04 | [5 empty] | 2009-12-07 | 1141.845 |  |  | 2007-06-04 | 1028.661 |  |  | 2020-06-01 | 0.081806 | 0.020809 | 0.13765 |  |  |  |  | 2004-08-27 | 82.251 |  | 2000-11-18 | 0.03
|  | 1993-09-20 | 0.067 | [5 empty] | 2009-12-14 | 1141.9063 |  |  | 2007-06-11 | 1028.626 |  |  | 2020-07-01 | 0.088394 | 0.0077988 | 0.2003 |  |  |  |  | 2004-08-28 | 82.251 |  | 2000-12-14 | 0.022
|  | 1993-10-04 | 0.047 | [5 empty] | 2010-01-04 | 1142.0002 |  |  | 2007-06-14 | 1028.605 |  |  | 2020-08-01 | 0.07068 | 0.00010379 | 0.16471 |  |  |  |  | 2004-08-29 | 82.251 |  | 2001-01-13 | 0.02
|  | 1993-10-18 | 0.04125 | [5 empty] | 2010-01-18 | 1142.0953 |  |  | 2007-06-18 | 1028.561 |  |  | 2020-09-01 | 0.11534 | 0.05587 | 0.19817 |  |  |  |  | 2004-08-30 | 82.251 |  | 2001-02-10 | 0.02
|  | 1993-11-01 | 0.0795 | [5 empty] | 2010-02-01 | 1142.1852 |  |  | 2007-06-21 | 1028.56 |  |  | 2020-10-01 | 0.12426 | 0.00062835 | 0.33381 |  |  |  |  | 2004-08-31 | 82.251 |  | 2001-03-10 | 0.03
|  | 1993-11-15 | 0.0835 | [5 empty] | 2010-02-16 | 1142.28 |  |  | 2007-06-25 | 1028.88 |  |  | 2020-11-01 | 0.11401 | 0.0029199 | 0.30789 |  |  |  |  | 2004-09-01 | 82.251 |  | 2001-04-16 | 0.02 | 0.02
|  | 1993-11-29 | 0.1035 | [5 empty] | 2010-03-01 | 1142.315 |  |  | 2007-06-28 | 1028.85 |  |  | 2020-12-01 | 0.11148 | 0.00048774 | 0.29945 |  |  |  |  | 2004-09-02 | 82.251 |  | 2001-05-14 | 0.07
|  | 1993-12-13 | 0.0546 | [5 empty] | 2010-03-15 | 1142.34 |  |  | 2007-07-03 | 1028.787 |  |  | 2021-01-01 | 0.14468 | 0.025814 | 0.32789 |  |  |  |  | 2004-09-03 | 82.251 |  | 2001-06-17 | 0.02
|  | 1994-01-17 | 0.08475 | [5 empty] | 2010-03-29 | 1142.5302 |  |  | 2007-07-05 | 1028.789 |  |  | 2021-02-01 | 0.084291 | 5.3557e-07 | 0.23997 |  |  |  |  | 2004-09-04 | 82.251 |  | 2001-07-14 | 0.06
|  | 1994-01-31 | 0.1015 | [5 empty] | 2010-04-05 | 1142.561 |  |  | 2007-07-09 | 1028.846 |  |  | 2021-03-01 | 0.083944 | 0.00032938 | 0.30987 |  |  |  |  | 2004-09-05 | 82.251 |  | 2001-08-14 | 0.03
|  | 1994-03-01 | 0.054 | [5 empty] | 2010-04-12 | 1142.6012 |  |  | 2007-07-12 | 1028.8 |  |  | 2021-04-01 | 0.070841 | 0.00012255 | 0.29109 |  |  |  |  | 2004-09-06 | 82.251 |  | 2001-09-17 | 0.03
|  | 1994-08-10 | 0.03725 | [5 empty] | 2010-04-19 | 1142.6455 |  |  | 2007-07-19 | 1028.763 |  |  | 2021-05-01 | 0.0086228 | 2.38e-06 | 0.22639 |  |  |  |  | 2004-09-07 | 82.251 |  | 2001-10-15 | 0.0075
|  | 1994-10-12 | 0.03475 | [5 empty] | 2010-04-26 | 1142.6465 |  |  | 2007-07-26 | 1028.692 |  |  | 2021-06-01 | 0.07876 | 0.038364 | 0.14616 |  |  |  |  | 2004-09-08 | 82.251 |  | 2001-11-13 | 0.06
|  | 1994-11-25 | 0.07 | [5 empty] | 2010-05-03 | 1142.6555 |  |  | 2007-08-02 | 1028.608 |  |  | 2021-07-01 | 0.076138 | 0.0072697 | 0.1773 |  |  |  |  | 2004-09-09 | 82.251 |  | 2001-12-14
|  | 1995-01-25 | 0.0055 | [5 empty] | 2010-05-10 | 1142.625 |  |  | 2007-08-09 | 1028.547 |  |  | 2021-08-01 | 0.068651 | 0.0005878 | 0.2212 |  |  |  |  | 2004-09-10 | 82.251 |  | 2001-12-15 | 0.02
|  | 1995-03-06 | 0.00375 | [5 empty] | 2010-05-17 | 1142.6092 |  |  | 2007-08-16 | 1028.374 |  |  | 2021-09-01 | 0.11226 | 0.059225 | 0.22048 |  |  |  |  | 2004-09-11 | 82.251 |  | 2002-01-15 | 0.09
|  | 1995-03-08 | 0.03 | [5 empty] | 2010-05-24 | 1142.5655 |  |  | 2007-08-23 | 1028.085 |  |  | 2021-10-01 | 0.13847 | 1.709e-05 | 0.27735 |  |  |  |  | 2004-09-12 | 82.251 |  | 2002-02-12 | 0.01
|  | 1995-05-08 | 0.0525 | [5 empty] | 2010-05-31 | 1142.461 |  |  | 2007-08-30 | 1028.038 |  |  | 2021-11-01 | 0.12995 | 0.0039174 | 0.25174 |  |  |  |  | 2004-09-13 | 82.251 |  | 2002-03-12 | 0.05
|  | 1995-06-21 | 0.01 | [5 empty] | 2010-06-07 | 1142.3321 |  |  | 2007-09-06 | 1028.025 |  |  | 2021-12-01 | 0.12738 | 0.011124 | 0.24999 |  |  |  |  | 2004-09-14 | 82.251 |  | 2002-04-15 | 0.04 | 0.04
|  | 1995-07-20 | 0.01 | [5 empty] | 2010-06-14 | 1142.2175 |  |  | 2007-09-11 | 1028.025 |  |  | 2022-01-01 | 0.15911 | 0.03591 | 0.27602 |  |  |  |  | 2004-09-15 | 82.251 |  | 2002-05-13 | 0.07
|  | 1995-08-23 | 0.05 | [5 empty] | 2010-06-21 | 1142.0831 |  |  | 2007-09-12 | 1027.91 | [10 empty] | 2004-09-16 | 82.251 |  | 2002-06-16 | 0.03
|  | 1995-10-16 | 0.08 | [5 empty] | 2010-06-28 | 1141.941 |  |  | 2007-09-13 | 1027.845 | [10 empty] | 2004-09-17 | 82.251 |  | 2002-07-16 | 0.017
|  | 1995-11-14 | 0.17 | [5 empty] | 2010-07-05 | 1141.8216 |  |  | 2007-09-17 | 1027.559 | [10 empty] | 2004-09-18 | 0 |  | 2002-08-12 | 0.009
|  | 1995-12-06 | 0.14 | [5 empty] | 2010-07-12 | 1141.6734 |  |  | 2007-09-24 | 1027.755 | [10 empty] | 2004-09-19 | 0 |  | 2002-09-16 | 0.011
|  | 1995-12-12 | 0.111 | [5 empty] | 2010-07-19 | 1141.4875 |  |  | 2007-09-27 | 1027.84 | [10 empty] | 2004-09-20 | 0 |  | 2002-10-15 | 0.024
|  | 1996-01-25 | 0.1 | [5 empty] | 2010-07-26 | 1141.3141 |  |  | 2007-10-15 | 1028.295 | [10 empty] | 2004-09-21 | 0 |  | 2002-11-12 | 0.031
|  | 1996-02-14 | 0.09 | [5 empty] | 2010-08-02 | 1141.1681 |  |  | 2007-10-18 | 1028.358 | [10 empty] | 2004-09-22 | 0 |  | 2002-12-10 | 0.034
|  | 1996-03-06 | 0.123 | [5 empty] | 2010-08-09 | 1141.0422 |  |  | 2007-10-22 | 1028.442 | [10 empty] | 2004-09-23 | 0 |  | 2003-01-14 | 0.029
|  | 1996-03-12 | 0.08 | [5 empty] | 2010-08-16 | 1140.894 |  |  | 2007-10-25 | 1028.22 | [10 empty] | 2004-09-24 | 0 |  | 2003-02-15 | 0.023
|  | 1996-04-09 | 0.02 | [5 empty] | 2010-08-23 | 1140.7673 |  |  | 2007-10-29 | 1027.997 | [10 empty] | 2004-09-25 | 0 |  | 2003-03-15 | 0.022
|  | 1996-05-15 | 0.05 | [5 empty] | 2010-08-27 | 1140.6801 |  |  | 2007-11-08 | 1028.268 | [10 empty] | 2004-09-26 | 0 |  | 2003-04-15 | 0.021 | 0.021
|  | 1996-05-29 | 0.04 | [5 empty] | 2010-08-30 | 1140.6965 |  |  | 2007-11-22 | 1028.551 | [10 empty] | 2004-09-27 | 0 |  | 2003-05-13 | 0.037
|  | 1996-06-11 | 0.02 | [5 empty] | 2010-09-06 | 1140.7703 |  |  | 2007-12-06 | 1028.802 | [10 empty] | 2004-09-28 | 0 |  | 2003-06-14 | 0.016
|  | 1996-06-21 | 1.48 | [5 empty] | 2010-09-13 | 1140.8102 |  |  | 2008-01-03 | 1029.27 | [10 empty] | 2004-09-29 | 0 |  | 2003-07-14 | 0.034
|  | 1996-07-17 | 0.02 | [5 empty] | 2010-09-20 | 1140.8502 |  |  | 2008-01-16 | 1029.442 | [10 empty] | 2004-09-30 | 0 |  | 2003-08-11 | 0.011
|  | 1996-08-05 | 0.01 | [5 empty] | 2010-09-27 | 1140.8691 |  |  | 2008-02-13 | 1029.782 | [10 empty] | 2004-10-01 | 0 |  | 2003-09-08 | 0.012
|  | 1996-08-15 | 0.03 | [5 empty] | 2010-10-04 | 1140.9413 |  |  | 2008-03-05 | 1029.996 | [10 empty] | 2004-10-02 | 0 |  | 2003-10-14 | 0.027
|  | 1996-09-03 | 0.04 | [5 empty] | 2010-10-12 | 1140.9663 |  |  | 2008-03-20 | 1030.116 | [10 empty] | 2004-10-03 | 0 |  | 2003-11-15 | 0.022
|  | 1996-09-11 | 0.04 | [5 empty] | 2010-10-25 | 1141.0611 |  |  | 2008-04-03 | 1030.211 | [10 empty] | 2004-10-04 | 0 |  | 2003-12-14
|  | 1996-10-02 | [6 empty] | 2010-11-08 | 1141.0861 |  |  | 2008-04-10 | 1030.254 | [10 empty] | 2004-10-05 | 0 |  | 2003-12-15 | 0.014
|  | 1996-10-16 | 0.08 | [5 empty] | 2010-11-22 | 1141.1641 |  |  | 2008-04-14 | 1029.93 | [10 empty] | 2004-10-06 | 0 |  | 2004-01-12 | 0.024
|  | 1996-10-21 | 0.09 | [5 empty] | 2010-12-06 | 1141.254 |  |  | 2008-04-21 | 1029.625 | [10 empty] | 2004-10-07 | 0 |  | 2004-02-16 | 0.032
|  | 1996-11-21 | 0.1 | [5 empty] | 2010-12-16 | 1141.3162 |  |  | 2008-04-24 | 1029.398 | [10 empty] | 2004-10-08 | 0 |  | 2004-03-15 | 0.031
|  | 1996-12-19 | 0.12 | [5 empty] | 2011-01-03 | 1141.4779 |  |  | 2008-04-28 | 1029.25 | [10 empty] | 2004-10-09 | 0 |  | 2004-04-13 | 0.024 | 0.024
|  | 1997-01-14 | 0.05 | [5 empty] | 2011-01-17 | 1141.556 |  |  | 2008-05-05 | 1029.433 | [10 empty] | 2004-10-10 | 0 |  | 2004-05-14 | 0.027
|  | 1997-02-17 | 0.06 | [5 empty] | 2011-01-31 | 1141.643 |  |  | 2008-05-06 | 1029.44 | [10 empty] | 2004-10-11 | 0 |  | 2004-06-14 | 0.007
|  | 1997-02-26 | [6 empty] | 2011-02-14 | 1141.729 |  |  | 2008-05-07 | 1029.421 | [10 empty] | 2004-10-12 | 0 |  | 2004-07-12 | 0.009
|  | 1997-03-11 | 0.05 | [5 empty] | 2011-02-28 | 1141.8592 |  |  | 2008-05-08 | 1029.402 | [10 empty] | 2004-10-13 | 0 |  | 2004-08-09 | 0.011
|  | 1997-04-15 | 0.06 | [5 empty] | 2011-03-07 | 1141.8946 |  |  | 2008-05-12 | 1029.362 | [10 empty] | 2004-10-14 | 0 |  | 2004-09-13 | 0.012
|  | 1997-04-28 | 0.04 | [5 empty] | 2011-03-21 | 1141.912 |  |  | 2008-05-20 | 1029.34 | [10 empty] | 2004-10-15 | 27.904 |  | 2004-10-12 | 0.025
|  | 1997-05-12 | 0.04 | [5 empty] | 2011-04-04 | 1141.972 |  |  | 2008-05-21 | 1029.335 | [10 empty] | 2004-10-16 | 27.904 |  | 2004-11-15 | 0.024
|  | 1997-06-23 | 0.04 | [5 empty] | 2011-04-18 | 1142.0833 |  |  | 2008-05-22 | 1029.332 | [10 empty] | 2004-10-17 | 27.904 |  | 2004-12-03 | 0.02
|  | 1997-07-15 | 0.07 | [5 empty] | 2011-05-02 | 1142.057 |  |  | 2008-05-26 | 1029.276 | [10 empty] | 2004-10-18 | 27.904 |  | 2005-01-21 | 0.031
|  | 1997-07-24 | [6 empty] | 2011-05-16 | 1141.948 |  |  | 2008-05-28 | 1029.254 | [10 empty] | 2004-10-19 | 27.904 |  | 2005-02-08 | 0.035
|  | 1997-08-06 | [6 empty] | 2011-05-30 | 1141.984 |  |  | 2008-06-02 | 1029.251 | [10 empty] | 2004-10-20 | 27.904 |  | 2005-03-15 | 0.031
|  | 1997-08-12 | 0.11 | [5 empty] | 2011-06-06 | 1141.942 |  |  | 2008-06-05 | 1029.164 | [10 empty] | 2004-10-21 | 27.904 |  | 2005-04-11 | 0.038 | 0.038
|  | 1997-09-22 | 0.15 | [5 empty] | 2011-06-09 | 1141.936 |  |  | 2008-06-11 | 1028.976 | [10 empty] | 2004-10-22 | 275.55 |  | 2005-05-09 | 0.031
|  | 1997-09-30 | 0.12 | [5 empty] | 2011-06-13 | 1141.8269 |  |  | 2008-06-18 | 1028.891 | [10 empty] | 2004-10-23 | 275.55 |  | 2005-06-20 | 0.016
|  | 1997-10-07 | 0.11 | [5 empty] | 2011-06-20 | 1141.873 |  |  | 2008-06-23 | 1028.686 | [10 empty] | 2004-10-24 | 275.55 |  | 2005-07-25 | 0.015
|  | 1997-10-20 | 0.08 | [5 empty] | 2011-06-27 | 1141.848 |  |  | 2008-06-24 | 1028.638 | [10 empty] | 2004-10-25 | 275.55 |  | 2005-08-22 | 0.023
|  | 1997-11-04 | [6 empty] | 2011-07-04 | 1141.838 |  |  | 2008-06-26 | 1028.549 | [10 empty] | 2004-10-26 | 77.242 |  | 2005-09-05 | 0.036
|  | 1997-11-19 | 0.06 | [5 empty] | 2011-07-11 | 1141.781 |  |  | 2008-07-02 | 1028.271 | [10 empty] | 2004-10-27 | 0 |  | 2005-09-06 | 0.036
|  | 1997-12-08 | 0.06 | [5 empty] | 2011-07-18 | 1141.788 |  |  | 2008-07-03 | 1028.24 | [10 empty] | 2004-10-28 | 0 |  | 2005-10-10 | 0.028
|  | 1998-01-12 | 0.06 | [5 empty] | 2011-07-25 | 1141.645 |  |  | 2008-07-07 | 1028.222 | [10 empty] | 2004-10-29 | 0 |  | 2005-11-01 | 0.035
|  | 1998-02-24 | 0.03 | [5 empty] | 2011-08-01 | 1141.572 |  |  | 2008-07-08 | 1028.235 | [10 empty] | 2004-10-30 | 0 |  | 2005-12-13 | 0.058
|  | 1998-03-17 | 0.02 | [5 empty] | 2011-08-08 | 1141.466 |  |  | 2008-07-10 | 1028.252 | [10 empty] | 2004-10-31 | 0 |  | 2006-01-23 | 0.094
|  | 1998-04-13 | 0.32 | [5 empty] | 2011-08-15 | 1141.373 |  |  | 2008-07-17 | 1028.28 | [10 empty] | 2004-11-01 | 0 |  | 2006-02-14 | 0.035
|  | 1998-04-16 | [6 empty] | 2011-08-22 | 1141.273 |  |  | 2008-07-24 | 1028.273 | [10 empty] | 2004-11-02 | 0 |  | 2006-04-24 | 0.14 | 0.14
|  | 1998-04-22 | 0.11 | [5 empty] | 2011-08-29 | 1141.151 |  |  | 2008-08-14 | 1028.068 | [10 empty] | 2004-11-03 | 0 |  | 2006-04-25 | 0.14 | 0.14
|  | 1998-04-24 | 0.08 | [5 empty] | 2011-09-05 | 1141.014 |  |  | 2008-08-21 | 1028.15 | [10 empty] | 2004-11-04 | 0 |  | 2006-05-17 | 0.042
|  | 1998-04-26 | 0.05 | [5 empty] | 2011-09-12 | 1140.862 |  |  | 2008-08-28 | 1028.34 | [10 empty] | 2004-11-05 | 0 |  | 2006-06-19 | 0.017
|  | 1998-04-30 | 0.04 | [5 empty] | 2011-09-19 | 1140.762 |  |  | 2008-09-02 | 1028.426 | [10 empty] | 2004-11-06 | 0 |  | 2006-07-18 | 0.02
|  | 1998-05-18 | 0.3 | [5 empty] | 2011-09-26 | 1140.827 |  |  | 2008-09-11 | 1028.565 | [10 empty] | 2004-11-07 | 0 |  | 2006-08-21 | 0.023
|  | 1998-06-15 | 0.06 | [5 empty] | 2011-10-03 | 1140.883 |  |  | 2008-09-18 | 1028.638 | [10 empty] | 2004-11-08 | 0 |  | 2006-09-11 | 0.023
|  | 1998-06-19 | 0.0093 | [5 empty] | 2011-10-17 | 1140.98 |  |  | 2008-09-22 | 1028.582 | [10 empty] | 2004-11-09 | 0 |  | 2006-10-16 | 0.065
|  | 1998-06-20 | 0.09 | [5 empty] | 2011-10-31 | 1141.059 |  |  | 2008-09-25 | 1028.504 | [10 empty] | 2004-11-10 | 0 |  | 2006-11-14 | 0.064
|  | 1998-06-21 | 0.18 | [5 empty] | 2011-11-07 | 1141.105 |  |  | 2008-09-29 | 1028.402 | [10 empty] | 2004-11-11 | 0 |  | 2007-04-18 | 0.18 | 0.18
|  | 1998-07-21 | 0.05 | [5 empty] | 2011-11-14 | 1141.167 |  |  | 2008-10-02 | 1028.227 | [10 empty] | 2004-11-12 | 0 |  | 2007-05-14 | 0.068
|  | 1998-08-04 | [6 empty] | 2011-11-28 | 1141.26 |  |  | 2008-10-06 | 1028.043 | [10 empty] | 2004-11-13 | 0 |  | 2007-06-18 | 0.029
|  | 1998-08-10 | 0.13 | [5 empty] | 2011-12-13 | 1141.39 |  |  | 2008-10-09 | 1028.005 | [10 empty] | 2004-11-14 | 0 |  | 2007-07-16 | 0.025
|  | 1998-09-25 | 0.07 | [5 empty] | 2012-01-03 | 1141.574 |  |  | 2008-10-16 | 1027.365 | [10 empty] | 2004-11-15 | 0 |  | 2007-08-13 | 0.031
|  | 1998-10-19 | 0.08 | [5 empty] | 2012-01-16 | 1141.602 |  |  | 2008-10-22 | 1027.135 | [10 empty] | 2004-11-16 | 0 |  | 2007-09-10 | 0.025
|  | 1998-11-17 | 0.09 | [5 empty] | 2012-01-30 | 1141.65 |  |  | 2008-11-12 | 1027.803 | [10 empty] | 2004-11-17 | 0 |  | 2007-10-22 | 0.063
|  | 1998-12-21 | 0.06 | [5 empty] | 2012-02-13 | 1141.717 |  |  | 2008-12-04 | 1028.325 | [10 empty] | 2004-11-18 | 0 |  | 2007-11-13 | 0.068
|  | 1999-01-18 | 0.06 | [5 empty] | 2012-02-27 | 1141.772 |  |  | 2009-01-22 | 1029.148 | [10 empty] | 2004-11-19 | 0 |  | 2007-12-09 | 0.097
|  | 1999-02-22 | 0.03 | [5 empty] | 2012-03-12 | 1141.837 |  |  | 2009-02-26 | 1029.56 | [10 empty] | 2004-11-20 | 0 |  | 2008-01-07 | 0.056
|  | 1999-03-17 | 0.04 | [5 empty] | 2012-03-26 | 1141.889 |  |  | 2009-03-24 | 1029.837 | [10 empty] | 2004-11-21 | 0 |  | 2008-01-08 | 0.056
|  | 1999-04-20 | 0.03 | [5 empty] | 2012-01-01 | 1141.6 | 1141.6 | 1141.6 | 2009-03-27 | 1029.796 | [10 empty] | 2004-11-22 | 0 |  | 2008-02-18 | 0.099
|  | 1999-05-17 | 0.07 | [5 empty] | 2012-02-01 | 1141.7588 | 1141.6838 | 1141.8263 | 2009-03-28 | 1029.724 | [10 empty] | 2004-11-23 | 0 |  | 2008-03-17 | 0.094
|  | 1999-06-25 | [6 empty] | 2012-03-01 | 1141.8892 | 1141.7523 | 1142.0483 | 2009-03-30 | 1029.596 | [10 empty] | 2004-11-24 | 0 |  | 2008-04-14 | 0.097 | 0.097
|  | 1999-07-03 | 0.05 | [5 empty] | 2012-04-01 | 1142.0458 | 1141.8226 | 1142.4209 | 2009-04-02 | 1029.368 | [10 empty] | 2004-11-25 | 0 |  | 2008-05-02
|  | 1999-07-27 | 0.04 | [5 empty] | 2012-05-01 | 1142.2363 | 1141.8588 | 1142.7205 | 2009-04-06 | 1028.939 | [10 empty] | 2004-11-26 | 0 |  | 2008-05-14 | 0.076
|  | 1999-07-29 | [6 empty] | 2012-06-01 | 1140.3013 | 1139.7537 | 1140.7704 | 2009-04-08 | 1028.736 | [10 empty] | 2004-11-27 | 0 |  | 2008-06-04
|  | 1999-08-12 | 0.08 | [5 empty] | 2012-07-01 | 1138.8871 | 1138.8866 | 1139.6143 | 2009-04-13 | 1028.164 | [10 empty] | 2004-11-28 | 0 |  | 2008-06-12 12:15 | 0.0258
|  | 1999-08-31 | [6 empty] | 2012-08-01 | 1138.9022 | 1138.9016 | 1138.9022 | 2009-04-16 | 1027.744 | [10 empty] | 2004-11-29 | 0 |  | 2008-06-16 | 0.037
|  | 1999-09-10 | 0.05 | [5 empty] | 2012-09-01 | 1138.9281 | 1138.9281 | 1138.9281 | 2009-04-20 | 1027.716 | [10 empty] | 2004-11-30 | 0 |  | 2008-07-08
|  | 1999-10-29 | 0.02 | [5 empty] | 2012-10-01 | 1138.9723 | 1138.9645 | 1138.9723 | 2009-04-23 | 1027.487 | [10 empty] | 2004-12-01 | 0 |  | 2008-07-14 | 0.024
|  | 1999-11-22 | 0.05 | [5 empty] | 2012-11-01 | 1139.3628 | 1139.1963 | 1139.5645 | 2009-04-27 | 1027.273 | [10 empty] | 2004-12-02 | 0 |  | 2008-07-22 16:45 | 0.02275
|  | 1999-12-14 | 0.08 | [5 empty] | 2012-12-01 | 1139.6279 | 1139.3387 | 1139.9857 | 2009-04-30 | 1027.159 | [10 empty] | 2004-12-03 | 0 |  | 2008-08-03
|  | 2000-01-27 | 0.02 | [5 empty] | 2013-01-01 | 1139.8271 | 1139.444 | 1140.2863 | 2009-05-04 | 1027.229 | [10 empty] | 2004-12-04 | 0 |  | 2008-08-11 | 0.03
|  | 2000-02-28 | 0.64 | [5 empty] | 2013-02-01 | 1140.0198 | 1139.6539 | 1140.4464 | 2009-05-07 | 1027.419 | [10 empty] | 2004-12-05 | 0 |  | 2008-08-19 | 0.036
|  | 2000-03-23 | 0.03 | [5 empty] | 2013-03-01 | 1140.1917 | 1139.8207 | 1140.5878 | 2009-05-11 | 1027.604 | [10 empty] | 2004-12-06 | 0 |  | 2008-08-25 14:30 | 0.04305
|  | 2000-04-27 | 0.09 | [5 empty] | 2013-04-01 | 1140.3588 | 1140.0034 | 1140.7196 | 2009-05-13 | 1027.69 | [10 empty] | 2004-12-07 | 0 |  | 2008-09-02
|  | 2000-05-15 | 0.07 | [5 empty] | 2013-05-01 | 1140.4915 | 1140.085 | 1140.8478 | 2009-05-15 | 1027.734 | [10 empty] | 2004-12-08 | 0 |  | 2008-09-15 | 0.024
|  | 2000-06-26 | 0.1 | [5 empty] | 2013-06-01 | 1138.9061 | 1138.905 | 1139.436 | 2009-05-16 | 1027.831 | [10 empty] | 2004-12-09 | 0 |  | 2008-10-15 | 0.039
|  | 2000-07-25 | 0.14 | [5 empty] | 2013-07-01 | 1138.8885 | 1138.8881 | 1138.9141 | 2009-05-19 | 1027.831 | [10 empty] | 2004-12-10 | 0 |  | 2008-10-18
|  | 2000-08-29 | 0.1 | [5 empty] | 2013-08-01 | 1138.9022 | 1138.8988 | 1138.9022 | 2009-05-31 | 1028.163 | [10 empty] | 2004-12-11 | 0 |  | 2008-11-03 | 0.1
|  | 2000-09-25 | 0.01 | [5 empty] | 2013-09-01 | 1138.9281 | 1138.9218 | 1138.9281 | 2009-06-08 | 1028.338 | [10 empty] | 2004-12-12 | 0 |  | 2008-11-09
|  | 2000-10-28 | [6 empty] | 2013-10-01 | 1138.9723 | 1138.9613 | 1138.9723 | 2009-06-13 | 1028.266 | [10 empty] | 2004-12-13 | 0 |  | 2008-12-01 | 0.092
|  | 2000-10-29 | 0.07 | [5 empty] | 2013-11-01 | 1139.3562 | 1139.1958 | 1139.5647 | 2009-06-29 | 1027.668 | [10 empty] | 2004-12-14 | 0 |  | 2009-01-12 | 0.2
|  | 2000-11-13 | 0.07 | [5 empty] | 2013-12-01 | 1139.6252 | 1139.338 | 1139.9862 | 2009-06-30 | 1027.704 | [10 empty] | 2004-12-15 | 0 |  | 2009-02-02 | 0.14
|  | 2000-11-18 | 0.088 | [5 empty] | 2014-01-01 | 1139.8203 | 1139.4429 | 1140.2869 | 2009-07-13 | 1028.033 | [10 empty] | 2004-12-16 | 0 |  | 2009-03-03 12:20 | 0.121
|  | 2000-12-14 | 0.051 | [5 empty] | 2014-02-01 | 1140.0215 | 1139.6522 | 1140.447 | 2009-07-20 | 1027.826 | [10 empty] | 2004-12-17 | 0 |  | 2009-04-06 12:00 | 0.0992 | 0.0992
36892 | 36904 | 2001-01-13 | 0.07 | [5 empty] | 2014-03-01 | 1140.1914 | 1139.8185 | 1140.5886 | 2009-07-27 | 1027.711 | [10 empty] | 2004-12-18 | 0 |  | 2009-04-14 15:07 |  | 0
|  | 2001-02-10 | 0.11 | [5 empty] | 2014-04-01 | 1140.3623 | 1140.0005 | 1140.7205 | 2009-08-03 | 1027.985 | [10 empty] | 2004-12-19 | 0 |  | 2009-05-02 17:50
|  | 2001-03-10 | 0.04 | [5 empty] | 2014-05-01 | 1140.4866 | 1140.0773 | 1140.8438 | 2009-08-07 | 1027.966 | [10 empty] | 2004-12-20 | 0 |  | 2009-05-06 | 0.168
|  | 2001-04-16 | 0.08 | [5 empty] | 2014-06-01 | 1138.9061 | 1138.9052 | 1139.4296 | 2009-08-10 | 1028.034 | [10 empty] | 2004-12-21 | 0 |  | 2009-05-06 14:00 | 0.168
|  | 2001-06-17 | 0.03 | [5 empty] | 2014-07-01 | 1138.8885 | 1138.8881 | 1138.9008 | 2009-08-18 | 1028.026 | [10 empty] | 2004-12-22 | 0 |  | 2009-06-04
|  | 2001-07-14 | 0.04 | [5 empty] | 2014-08-01 | 1138.9022 | 1138.8988 | 1138.9022 | 2009-08-24 | 1028.317 | [10 empty] | 2004-12-23 | 0 |  | 2009-06-08 11:20 | 0.0091
|  | 2001-08-14 | 0.04 | [5 empty] | 2014-09-01 | 1138.9281 | 1138.9218 | 1138.9281 | 2009-08-31 | 1028.281 | [10 empty] | 2004-12-24 | 0 |  | 2009-07-08 15:10
|  | 2001-09-17 | 0.03 | [5 empty] | 2014-10-01 | 1138.9723 | 1138.9612 | 1138.9723 | 2009-09-07 | 1028.28 | [10 empty] | 2004-12-25 | 0 |  | 2009-07-13 09:25 | 0.033
|  | 2001-10-15 | 0.11 | [5 empty] | 2014-11-01 | 1139.3479 | 1139.1947 | 1139.5637 | 2009-09-14 | 1028.36 | [10 empty] | 2004-12-26 | 0 |  | 2009-08-03
|  | 2001-11-13 | 0.07 | [5 empty] | 2014-12-01 | 1139.615 | 1139.3362 | 1139.9844 | 2009-09-21 | 1028.587 | [10 empty] | 2004-12-27 | 0 |  | 2009-08-06 19:30 | 0.027
|  | 2001-12-14 | [6 empty] | 2015-01-01 | 1139.814 | 1139.4402 | 1140.2847 | 2009-09-29 | 1028.852 | [10 empty] | 2004-12-28 | 0 |  | 2009-08-06 19:50
|  | 2001-12-15 | 0.08 | [5 empty] | 2015-02-01 | 1140.0226 | 1139.6478 | 1140.4445 | 2009-10-01 | 1028.98 | [10 empty] | 2004-12-29 | 0 |  | 2009-08-17 | 0.0272
|  | 2002-01-15 | 0.05 | [5 empty] | 2015-03-01 | 1140.1887 | 1139.813 | 1140.5857 | 2009-10-05 | 1028.938 | [10 empty] | 2004-12-30 | 0 |  | 2009-09-02 18:05 | 0.01695
|  | 2002-02-12 | 0.02 | [5 empty] | 2015-04-01 | 1140.353 | 1139.9935 | 1140.7172 | 2009-10-09 | 1028.668 | [10 empty] | 2004-12-31 | 0 |  | 2009-10-05 15:20 | 0.01895
|  | 2002-03-12 | 0.03 | [5 empty] | 2015-05-01 | 1140.4916 | 1140.0908 | 1140.8452 | 2009-10-12 | 1028.428 | [10 empty] | 2005-01-01 | 0 |  | 2009-10-18 15:10
|  | 2002-04-15 | 0.03 | [5 empty] | 2015-06-01 | 1138.906 | 1138.905 | 1139.432 | 2009-10-13 | 1028.338 | [10 empty] | 2005-01-02 | 0 |  | 2009-11-04 14:01 | 0.0282
|  | 2002-05-13 | 0.07 | [5 empty] | 2015-07-01 | 1138.8885 | 1138.8881 | 1138.8885 | 2009-10-16 | 1028.393 | [10 empty] | 2005-01-03 | 0 |  | 2009-11-09 14:04
|  | 2002-06-16 | 0.031 | [5 empty] | 2015-08-01 | 1138.9022 | 1138.8998 | 1138.9022 | 2009-10-19 | 1028.132 | [10 empty] | 2005-01-04 | 0 |  | 2009-12-01 15:41 | 0.02395
|  | 2002-07-16 | 0.034 | [5 empty] | 2015-09-01 | 1138.9281 | 1138.9281 | 1138.9281 | 2009-10-20 | 1028 | [10 empty] | 2005-01-05 | 0 |  | 2010-01-11
|  | 2002-08-12 | 0.018 | [5 empty] | 2015-10-01 | 1138.9723 | 1138.9723 | 1138.9723 | 2009-10-21 | 1027.925 | [10 empty] | 2005-01-06 | 0 |  | 2010-01-11 15:05 | 0.02385
|  | 2002-09-16 | 0.107 | [5 empty] | 2015-11-01 | 1139.3628 | 1139.1967 | 1139.5641 | 2009-10-22 | 1027.864 | [10 empty] | 2005-01-07 | 0 |  | 2010-02-22
|  | 2002-10-15 | 0.031 | [5 empty] | 2015-12-01 | 1139.6346 | 1139.3395 | 1139.985 | 2009-10-23 | 1027.775 | [10 empty] | 2005-01-08 | 0 |  | 2010-02-22 12:01 | 0.02485
|  | 2002-11-11 | [6 empty] | 2016-01-01 | 1139.8263 | 1139.4449 | 1140.2854 | 2009-10-24 | 1027.669 | [10 empty] | 2005-01-09 | 0 |  | 2010-03-10
|  | 2002-11-12 | 0.04 | [5 empty] | 2016-02-01 | 1140.0203 | 1139.6555 | 1140.4454 | 2009-10-25 | 1027.542 | [10 empty] | 2005-01-10 | 0 |  | 2010-03-10 08:23 | 0.02575
|  | 2002-12-10 | 0.059 | [5 empty] | 2016-03-01 | 1140.1902 | 1139.8226 | 1140.5868 | 2009-10-26 | 1027.496 | [10 empty] | 2005-01-11 | 0 |  | 2010-04-14 |  | 0
|  | 2003-01-14 | 0.038 | [5 empty] | 2016-04-01 | 1140.355 | 1140.006 | 1140.7184 | 2009-10-27 | 1027.395 | [10 empty] | 2005-01-12 | 0 |  | 2010-04-14 15:07 | 0.03105 | 0.03105
|  | 2003-02-15 | 0.033 | [5 empty] | 2016-05-01 | 1140.4926 | 1140.0891 | 1140.8433 | 2009-10-28 | 1027.32 | [10 empty] | 2005-01-13 | 0 |  | 2010-05-02 17:50
|  | 2003-03-15 | 0.027 | [5 empty] | 2016-06-01 | 1138.906 | 1138.9054 | 1139.4287 | 2009-10-29 | 1027.235 | [10 empty] | 2005-01-14 | 0 |  | 2010-05-03
|  | 2003-04-15 | 0.023333 | [5 empty] | 2016-07-01 | 1138.8885 | 1138.8881 | 1139.0032 | 2009-10-30 | 1027.188 | [10 empty] | 2005-01-15 | 0 |  | 2010-05-03 16:13 | 0.0161
|  | 2003-05-13 | 0.077 | [5 empty] | 2016-08-01 | 1138.9022 | 1138.8988 | 1138.9022 | 2009-10-31 | 1027.123 | [10 empty] | 2005-01-16 | 0 |  | 2010-06-04
|  | 2003-05-14 | 0.12 | [5 empty] | 2016-09-01 | 1138.9281 | 1138.9219 | 1138.9281 | 2009-11-01 | 1027.034 | [10 empty] | 2005-01-17 | 0 |  | 2010-06-04 12:31 | 0.0081
|  | 2003-06-14 | 0.039 | [5 empty] | 2016-10-01 | 1138.9723 | 1138.963 | 1138.9723 | 2009-11-02 | 1026.96 | [10 empty] | 2005-01-18 | 0 |  | 2010-07-08
|  | 2003-07-14 | 0.048 | [5 empty] | 2016-11-01 | 1139.349 | 1139.1964 | 1139.5636 | 2009-11-09 | 1027.174 | [10 empty] | 2005-01-19 | 0 |  | 2010-07-08 15:10 | 0.0079
|  | 2003-07-15 | 0.03 | [5 empty] | 2016-12-01 | 1139.6211 | 1139.3391 | 1139.9841 | 2009-11-16 | 1027.381 | [10 empty] | 2005-01-20 | 0 |  | 2010-08-03
|  | 2003-08-11 | 0.026 | [5 empty] | 2017-01-01 | 1139.8225 | 1139.4443 | 1140.2844 | 2009-11-23 | 1027.537 | [10 empty] | 2005-01-21 | 0 |  | 2010-08-03 16:10 | 0.00985
|  | 2003-09-02 | [6 empty] | 2017-02-01 | 1140.0148 | 1139.6545 | 1140.4441 | 2009-11-30 | 1027.72 | [10 empty] | 2005-01-22 | 0 |  | 2010-09-02
|  | 2003-09-08 | 0.047667 | [5 empty] | 2017-03-01 | 1140.1855 | 1139.8214 | 1140.5853 | 2009-12-07 | 1027.822 | [10 empty] | 2005-01-23 | 0 |  | 2010-09-02 09:43 | 0.0142
|  | 2003-09-16 | [6 empty] | 2017-04-01 | 1140.3657 | 1140.0044 | 1140.7168 | 2009-12-14 | 1027.966 | [10 empty] | 2005-01-24 | 0 |  | 2010-10-18
|  | 2003-09-24 | [6 empty] | 2017-05-01 | 1140.4877 | 1140.0807 | 1140.8309 | 2010-01-04 | 1028.332 | [10 empty] | 2005-01-25 | 0 |  | 2010-10-18 11:45 | 0.0141
|  | 2003-09-30 | [6 empty] | 2017-06-01 | 1138.9061 | 1138.9052 | 1139.4092 | 2010-01-18 | 1028.556 | [10 empty] | 2005-01-26 | 0 |  | 2010-11-09
|  | 2003-10-14 | 0.028 | [5 empty] | 2017-07-01 | 1138.8885 | 1138.8881 | 1138.8927 | 2010-02-01 | 1028.778 | [10 empty] | 2005-01-27 | 0 |  | 2010-11-09 14:04 | 0.0219
|  | 2003-11-15 | 0.037 | [5 empty] | 2017-08-01 | 1138.9022 | 1138.8995 | 1138.9022 | 2010-02-16 | 1028.954 | [10 empty] | 2005-01-28 | 0 |  | 2010-12-01
|  | 2003-12-14 | [6 empty] | 2017-09-01 | 1138.9281 | 1138.9244 | 1138.9281 | 2010-03-01 | 1029.097 | [10 empty] | 2005-01-29 | 0 |  | 2010-12-01 17:35 | 0.0192
|  | 2003-12-15 | 0.033 | [5 empty] | 2017-10-01 | 1138.9723 | 1138.9677 | 1138.9723 | 2010-03-15 | 1029.236 | [10 empty] | 2005-01-30 | 0 |  | 2011-01-19 11:11 | 0.0179
|  | 2004-01-12 | 0.041 | [5 empty] | 2017-11-01 | 1139.3674 | 1139.1952 | 1139.5604 | 2010-03-23 | 1029.294 | [10 empty] | 2005-01-31 | 0 |  | 2011-02-01 17:15 | 0.0197
|  | 2004-02-16 | 0.057 | [5 empty] | 2017-12-01 | 1139.6321 | 1139.337 | 1139.9788 | 2010-03-25 | 1029.218 | [10 empty] | 2005-02-01 | 0 |  | 2011-03-16 15:50 | 0.0407
|  | 2004-03-15 | 0.023 | [5 empty] | 2018-01-01 | 1139.8212 | 1139.4414 | 1140.2781 | 2010-03-29 | 1029.135 | [10 empty] | 2005-02-02 | 0 |  | 2011-04-13 13:35 | 0.018 | 0.018
|  | 2004-05-02 | 0.076 | [5 empty] | 2018-02-01 | 1140.0286 | 1139.6499 | 1140.4364 | 2010-04-05 | 1029.093 | [10 empty] | 2005-02-03 | 0 |  | 2011-05-11 15:15 | 0.083
|  | 2004-05-09 | 0.058 | [5 empty] | 2018-03-01 | 1140.1932 | 1139.8154 | 1140.5767 | 2010-04-12 | 1029.039 | [10 empty] | 2005-02-04 | 0 |  | 2011-06-20 09:46 | 0.0451
|  | 2004-05-14 | 0.089 | [5 empty] | 2018-04-01 | 1140.3647 | 1139.9967 | 1140.7069 | 2010-04-19 | 1029.127 | [10 empty] | 2005-02-05 | 0 |  | 2011-07-13 14:38 | 0.0069
|  | 2004-05-25 | 0.085 | [5 empty] | 2018-05-01 | 1140.4906 | 1140.0769 | 1140.837 | 2010-04-21 | 1029.193 | [10 empty] | 2005-02-06 | 0 |  | 2011-08-25 13:02 | 0.0063
|  | 2004-06-01 | 0.01 | [5 empty] | 2018-06-01 | 1138.906 | 1138.9052 | 1139.4189 | 2010-04-26 | 1029.399 | [10 empty] | 2005-02-07 | 0 |  | 2011-09-21 13:30 | 0.0081
|  | 2004-06-14 | 0.014 | [5 empty] | 2018-07-01 | 1138.8885 | 1138.8881 | 1138.8909 | 2010-05-03 | 1029.386 | [10 empty] | 2005-02-08 | 0 |  | 2011-10-20 14:26 | 0.016
|  | 2004-07-12 | 0.02 | [5 empty] | 2018-08-01 | 1138.9022 | 1138.8998 | 1138.9022 | 2010-05-10 | 1029.108 | [10 empty] | 2005-02-09 | 0 |  | 2011-11-14 16:00 | 0.0232
|  | 2004-08-09 | 0.024 | [5 empty] | 2018-09-01 | 1138.9281 | 1138.9254 | 1138.9281 | 2010-05-17 | 1028.894 | [10 empty] | 2005-02-10 | 0 |  | 2011-12-06 14:30 | 0.0128
|  | 2004-08-24 | 0.061 | [5 empty] | 2018-10-01 | 1138.9723 | 1138.965 | 1138.9723 | 2010-05-24 | 1028.7 | [10 empty] | 2005-02-11 | 0 |  | 2012-01-18 14:00 | 0.0159
|  | 2004-08-31 | 0.079 | [5 empty] | 2018-11-01 | 1139.3547 | 1139.1947 | 1139.562 | 2010-05-31 | 1028.542 | [10 empty] | 2005-02-12 | 0 |  | 2012-02-07 15:52 | 0.0198
|  | 2004-09-13 | [6 empty] | 2018-12-01 | 1139.6273 | 1139.3361 | 1139.9814 | 2010-06-07 | 1028.44 | [10 empty] | 2005-02-13 | 0 |  | 2012-03-05 16:20 | 0.0214 |  | Least Result | Greatest Result |  | Time (yr) | Mean | S.D. | Least Result | 5% | 25% | Median | 75% | 95% | Greatest Result
|  | 2004-09-14 | 0.073 | [5 empty] | 2019-01-01 | 1139.8196 | 1139.4401 | 1140.2812 | 2010-06-14 | 1028.392 | [10 empty] | 2005-02-14 | 0 |  | 2012-01-01 |  | 0.064693 | 0.045847 | 0.083486 |  | 0 | 0.065598 | 0.010975 | 0.046762 | 0.048478 | 0.056096 | 0.065607 | 0.075105 | 0.082693 | 8.44% | 0.000913
|  | 2004-10-12 | 0.034 | [5 empty] | 2019-02-01 | 1140.0198 | 1139.6477 | 1140.4403 | 2010-06-21 | 1028.17 | [10 empty] | 2005-02-15 | 0 |  | 2012-02-01 |  | 0.061863 | 0.044296 | 0.079384 |  | 0.083333 | 0.062769 | 0.010231 | 0.045211 | 0.04681 | 0.053911 | 0.062777 | 0.071631 | 0.078706 | 0.080297 | 0.000913
|  | 2004-11-15 | 0.039 | [5 empty] | 2019-03-01 | 1140.1837 | 1139.8127 | 1140.5811 | 2010-06-28 | 1027.916 | [10 empty] | 2005-02-16 | 0 |  | 2012-03-01 |  | 0.076595 | 0.052375 | 0.10073 |  | 0.16667 | 0.077492 | 0.014098 | 0.053289 | 0.055494 | 0.065286 | 0.077506 | 0.089704 | 0.099447 | 0.10164 | 0.00091
|  | 2004-12-03 | 0.032 | [5 empty] | 2019-04-01 | 1140.3345 | 1139.9932 | 1140.7118 | 2010-07-05 | 1027.66 | [10 empty] | 2005-02-17 | 0 |  | 2012-04-01 |  | 0.065084 | 0.046062 | 0.084053 |  | 0.25 | 0.065989 | 0.011077 | 0.046977 | 0.048708 | 0.056398 | 0.065998 | 0.075584 | 0.083243 | 0.084965 | 0.000912
|  | 2005-01-12 | 0.028 | [5 empty] | 2019-05-01 | 1140.4456 | 1140.0957 | 1140.8319 | 2010-07-12 | 1027.452 | [10 empty] | 2005-02-18 | 0 |  | 2012-05-01 |  | 0.033225 | 0.028613 | 0.037835 |  | 0.33333 | 0.034144 | 0.002689 | 0.029532 | 0.029951 | 0.031815 | 0.034144 | 0.036472 | 0.038335 | 0.038754 | 0.000919
|  | 2005-01-21 | 0.028 | [5 empty] | 2019-06-01 | 1138.9061 | 1138.905 | 1139.4108 | 2010-07-19 | 1027.298 | [10 empty] | 2005-02-19 | 0 |  | 2012-06-01 |  | 0.034681 | 0.029409 | 0.039949 |  | 0.41667 | 0.035599 | 0.0030732 | 0.030328 | 0.030807 | 0.032938 | 0.0356 | 0.038261 | 0.040389 | 0.040868 | 0.000919
|  | 2005-02-08 | 0.028 | [5 empty] | 2019-07-01 | 1138.8885 | 1138.8881 | 1138.8903 | 2010-07-26 | 1027.168 | [10 empty] | 2005-02-20 | 0 |  | 2012-07-01 |  | 0.036717 | 0.030523 | 0.042905 |  | 0.5 | 0.037634 | 0.0036102 | 0.031442 | 0.032005 | 0.034508 | 0.037635 | 0.040761 | 0.043261 | 0.043823 | 0.000918
|  | 2005-03-01 | [6 empty] | 2019-08-01 | 1138.9022 | 1138.8988 | 1138.9022 | 2010-08-02 | 1027.06 | [10 empty] | 2005-02-21 | 0 |  | 2012-08-01 |  | 0.042105 | 0.033472 | 0.050726 |  | 0.58333 | 0.04302 | 0.0050309 | 0.03439 | 0.035175 | 0.038664 | 0.043022 | 0.047378 | 0.05086 | 0.051643 | 0.000917
|  | 2005-03-08 | 0.25 | [5 empty] | 2019-09-01 | 1138.9281 | 1138.9227 | 1138.9281 | 2010-08-09 | 1027.834 | [10 empty] | 2005-02-22 | 0 |  | 2012-09-01 |  | 0.04537 | 0.035149 | 0.055171 |  | 0.66667 | 0.046156 | 0.0058254 | 0.036066 | 0.036978 | 0.041229 | 0.046287 | 0.051138 | 0.055179 | 0.056087 | 0.000916
|  | 2005-03-14 | 0.19 | [5 empty] | 2019-10-01 | 1138.9723 | 1138.9614 | 1138.9723 | 2010-08-16 | 1027.663 | [10 empty] | 2005-02-23 | 310.65 |  | 2012-10-01 |  | 0.048431 | 0.036574 | 0.06947 |  | 0.75 | 0.04975 | 0.0076882 | 0.037492 | 0.038736 | 0.043487 | 0.049348 | 0.05535 | 0.062863 | 0.070387 | 0.000917
|  | 2005-03-22 | 0.2 | [5 empty] | 2019-11-01 | 1139.3478 | 1139.1974 | 1139.5607 | 2010-08-23 | 1027.884 | [10 empty] | 2005-02-24 | 446.12 |  | 2012-11-01 |  | 0.055214 | 0.04003 | 0.094424 |  | 0.83333 | 0.05809 | 0.01266 | 0.040947 | 0.042509 | 0.048755 | 0.056129 | 0.064061 | 0.086681 | 0.095338 | 0.000914
|  | 2005-04-11 | 0.019 | [5 empty] | 2019-12-01 | 1139.6141 | 1139.3407 | 1139.9791 | 2010-08-30 | 1027.837 | [10 empty] | 2005-02-25 | 374.38 |  | 2012-12-01 |  | 0.060759 | 0.042121 | 0.11683 |  | 0.91667 | 0.06488 | 0.017855 | 0.043036 | 0.044791 | 0.053078 | 0.061673 | 0.06993 | 0.10803 | 0.11775 | 0.00092
|  | 2005-05-10 | 0.035 | [5 empty] | 2020-01-01 | 1139.8135 | 1139.4467 | 1140.2786 | 2010-09-06 | 1027.41 | [10 empty] | 2005-02-26 | 390.66 |  | 2013-01-01 |  | 0.069254 | 0.045847 | 0.13893 |  | 1 | 0.075016 | 0.022783 | 0.046762 | 0.048859 | 0.059332 | 0.070168 | 0.081334 | 0.13129 | 0.13984 | 0.00091
|  | 2005-05-31 | 0.019 | [5 empty] | 2020-02-01 | 1140.0132 | 1139.6583 | 1140.4371 | 2010-09-13 | 1027.291 | [10 empty] | 2005-02-27 | 395.31 |  | 2013-02-01 |  | 0.067886 | 0.044296 | 0.14065 |  | 1.0833 | 0.075548 | 0.025053 | 0.045211 | 0.047165 | 0.058168 | 0.068799 | 0.080372 | 0.13473 | 0.14156 | 0.00091
|  | 2005-06-11 | 0.017 | [5 empty] | 2020-03-01 | 1140.1841 | 1139.8262 | 1140.5774 | 2010-09-20 | 1027.446 | [10 empty] | 2005-02-28 | 395.31 |  | 2013-03-01 |  | 0.087331 | 0.052375 | 0.16167 |  | 1.1667 | 0.093575 | 0.028908 | 0.053289 | 0.055984 | 0.071644 | 0.088242 | 0.11021 | 0.15531 | 0.16258 | 0.00091
|  | 2005-06-19 | 0.022 | [5 empty] | 2020-04-01 | 1140.3523 | 1140.0104 | 1140.7078 | 2010-09-27 | 1027.595 | [10 empty] | 2005-03-01 | 180.21 |  | 2013-04-01 |  | 0.078285 | 0.046062 | 0.14524 |  | 1.25 | 0.085456 | 0.028749 | 0.046977 | 0.049093 | 0.062352 | 0.079198 | 0.10729 | 0.14216 | 0.14616 | 0.00092
|  | 2005-06-21 | 0.027 | [5 empty] | 2020-05-01 | 1140.4753 | 1140.0818 | 1140.8483 | 2010-10-04 | 1027.738 | [10 empty] | 2005-03-02 | 180.21 |  | 2013-05-01 |  | 0.040037 | 0.028613 | 0.099716 |  | 1.3333 | 0.05708 | 0.02688 | 0.029532 | 0.030138 | 0.033446 | 0.040955 | 0.088994 | 0.099661 | 0.10063 | 0.000914
|  | 2005-07-02 | 0.011 | [5 empty] | 2020-06-01 | 1138.906 | 1138.905 | 1139.4344 | 2010-10-12 | 1027.881 | [10 empty] | 2005-03-03 | 206.12 |  | 2013-06-01 |  | 0.050978 | 0.029409 | 0.1018 |  | 1.4167 | 0.061896 | 0.02757 | 0.030328 | 0.031021 | 0.035648 | 0.051896 | 0.094081 | 0.1016 | 0.10272 | 0.00092
|  | 2005-07-10 | 0.029 | [5 empty] | 2020-07-01 | 1138.8885 | 1138.8881 | 1138.8926 | 2010-10-18 | 1028.011 | [10 empty] | 2005-03-04 | 272.62 |  | 2013-07-01 |  | 0.062507 | 0.030523 | 0.10471 |  | 1.5 | 0.067283 | 0.027915 | 0.031442 | 0.03238 | 0.039159 | 0.063425 | 0.096856 | 0.10432 | 0.10563 | 0.00092
|  | 2005-07-17 | 0.035 | [5 empty] | 2020-08-01 | 1138.9022 | 1138.8992 | 1138.9022 | 2010-10-25 | 1028.136 | [10 empty] | 2005-03-05 | 272.62 |  | 2013-08-01 |  | 0.07742 | 0.033472 | 0.11241 |  | 1.5833 | 0.076 | 0.028092 | 0.03439 | 0.035698 | 0.048451 | 0.078338 | 0.10366 | 0.11177 | 0.11333 | 0.00092
|  | 2005-07-24 | 0.032 | [5 empty] | 2020-09-01 | 1138.9281 | 1138.9216 | 1138.9281 | 2010-11-01 | 1028.226 | [10 empty] | 2005-03-06 | 272.62 |  | 2013-09-01 |  | 0.089574 | 0.035149 | 0.11679 |  | 1.6667 | 0.082402 | 0.027682 | 0.036066 | 0.038686 | 0.054965 | 0.090492 | 0.10775 | 0.1159 | 0.11771 | 0.00092
|  | 2005-07-25 | 0.024 | [5 empty] | 2020-10-01 | 1138.9723 | 1138.9612 | 1138.9723 | 2010-11-08 | 1028.397 | [10 empty] | 2005-03-07 | 311.23 |  | 2013-10-01 |  | 0.10072 | 0.037253 | 0.12051 |  | 1.75 | 0.08834 | 0.026739 | 0.03817 | 0.042809 | 0.062763 | 0.10164 | 0.1121 | 0.11941 | 0.12143 | 0.00092
|  | 2005-07-31 | 0.029 | [5 empty] | 2020-11-01 | 1139.3494 | 1139.1954 | 1139.5648 | 2010-11-15 | 1028.458 | [10 empty] | 2005-03-08 | 233.99 |  | 2013-11-01 |  | 0.10689 | 0.040882 | 0.12953 |  | 1.8333 | 0.097954 | 0.025675 | 0.041799 | 0.051356 | 0.076266 | 0.10781 | 0.11973 | 0.12791 | 0.13044 | 0.00091
|  | 2005-08-06 | 0.037 | [5 empty] | 2020-12-01 | 1139.6191 | 1139.3373 | 1139.9863 | 2010-11-18 | 1028.441 | [10 empty] | 2005-03-09 | 329.41 |  | 2013-12-01 |  | 0.11012 | 0.044927 | 0.13498 |  | 1.9167 | 0.10508 | 0.02386 | 0.045843 | 0.060776 | 0.087252 | 0.11104 | 0.12435 | 0.13352 | 0.13589 | 0.00091
|  | 2005-08-13 | 0.051 | [5 empty] | 2021-01-01 | 1139.8164 | 1139.4418 | 1140.287 | 2010-11-19 | 1028.379 | [10 empty] | 2005-03-10 | 34.075 |  | 2014-01-01 |  | 0.11765 | 0.055377 | 0.14469 |  | 2 | 0.11496 | 0.022234 | 0.056292 | 0.072198 | 0.10086 | 0.11856 | 0.13314 | 0.14315 | 0.1456 | 0.00091
|  | 2005-08-20 | 0.051 | [5 empty] | 2021-02-01 | 1140.0203 | 1139.6504 | 1140.4474 | 2010-11-20 | 1028.332 | [10 empty] | 2005-03-11 | 295.33 |  | 2014-02-01 |  | 0.1177 | 0.059937 | 0.14065 |  | 2.0833 | 0.1149 | 0.019314 | 0.060853 | 0.077134 | 0.10598 | 0.11861 | 0.12994 | 0.13927 | 0.14156 | 0.00091
|  | 2005-08-23 | 0.05 | [5 empty] | 2021-03-01 | 1140.189 | 1139.8163 | 1140.5889 | 2010-11-21 | 1028.285 | [10 empty] | 2005-03-12 | 365.99 |  | 2014-03-01 |  | 0.13292 | 0.07521 | 0.16167 |  | 2.1667 | 0.13186 | 0.019786 | 0.076124 | 0.093865 | 0.12006 | 0.13384 | 0.1473 | 0.15943 | 0.16258 | 0.00091
|  | 2005-08-27 | 0.049 | [5 empty] | 2021-04-01 | 1140.3505 | 1139.9977 | 1140.7209 | 2010-11-22 | 1028.257 | [10 empty] | 2005-03-13 | 307.22 |  | 2014-04-01 |  | 0.12369 | 0.07448 | 0.14524 |  | 2.25 | 0.12247 | 0.015529 | 0.075394 | 0.092976 | 0.11275 | 0.1246 | 0.1351 | 0.14368 | 0.14616 | 0.00092
|  | 2005-09-05 | 0.06 | [5 empty] | 2021-05-01 | 1140.4613 | 1140.0811 | 1140.8401 | 2010-11-23 | 1028.204 | [10 empty] | 2005-03-14 | 307.22 |  | 2014-05-01 |  | 0.094388 | 0.061422 | 0.099716 |  | 2.3333 | 0.092605 | 0.0083824 | 0.062341 | 0.073761 | 0.092245 | 0.095307 | 0.097947 | 0.10013 | 0.10063 | 0.000914
|  | 2005-09-06 | 0.057 | [5 empty] | 2021-06-01 | 1138.9061 | 1138.905 | 1139.4238 | 2010-11-24 | 1028.155 | [10 empty] | 2005-03-15 | 324.77 |  | 2014-06-01 |  | 0.095816 | 0.06862 | 0.1018 |  | 2.4167 | 0.095381 | 0.0064262 | 0.069539 | 0.082046 | 0.093657 | 0.096735 | 0.099805 | 0.10214 | 0.10272 | 0.00092
|  | 2005-09-11 | 0.05 | [5 empty] | 2021-07-01 | 1138.8885 | 1138.8881 | 1138.8928 | 2010-11-25 | 1028.12 | [10 empty] | 2005-03-16 | 388.41 |  | 2014-07-01 |  | 0.097897 | 0.076166 | 0.10471 |  | 2.5 | 0.098403 | 0.005095 | 0.077085 | 0.091053 | 0.095548 | 0.098815 | 0.10221 | 0.10495 | 0.10563 | 0.00092
|  | 2005-09-18 | 0.03 | [5 empty] | 2021-08-01 | 1138.9022 | 1138.8988 | 1138.9022 | 2010-11-26 | 1028.073 | [10 empty] | 2005-03-17 | 287.47 |  | 2014-08-01 |  | 0.10366 | 0.085735 | 0.11241 |  | 2.5833 | 0.10443 | 0.0054351 | 0.086653 | 0.096592 | 0.10041 | 0.10458 | 0.10874 | 0.11238 | 0.11333 | 0.00092
|  | 2005-09-24 | 0.034 | [5 empty] | 2021-09-01 | 1138.9281 | 1138.9218 | 1138.9281 | 2010-11-27 | 1028.028 | [10 empty] | 2005-03-18 | 287.47 |  | 2014-09-01 |  | 0.10704 | 0.093891 | 0.11679 |  | 2.6667 | 0.10785 | 0.0058861 | 0.094809 | 0.098589 | 0.10292 | 0.10796 | 0.11299 | 0.11681 | 0.11771 | 0.00092
|  | 2005-10-01 | 0.066 | [5 empty] | 2021-10-01 | 1138.9723 | 1138.962 | 1138.9723 | 2010-11-29 | 1027.949 | [10 empty] | 2005-03-19 | 307.74 |  | 2014-10-01 |  | 0.10961 | 0.09847 | 0.12074 |  | 2.75 | 0.11053 | 0.0064936 | 0.099387 | 0.1004 | 0.10491 | 0.11053 | 0.11615 | 0.12065 | 0.12166 | 0.00092
|  | 2005-10-10 | 0.028 | [5 empty] | 2021-11-01 | 1139.3491 | 1139.1926 | 1139.5627 | 2010-12-02 | 1027.823 | [10 empty] | 2005-03-20 | 307.74 |  | 2014-11-01 |  | 0.11586 | 0.10187 | 0.12981 |  | 2.8333 | 0.11677 | 0.0081466 | 0.10279 | 0.10406 | 0.10971 | 0.11677 | 0.12382 | 0.12946 | 0.13073 | 0.00092
|  | 2005-10-11 | 0.028 | [5 empty] | 2021-12-01 | 1139.615 | 1139.3372 | 1139.9828 | 2010-12-06 | 1027.902 | [10 empty] | 2005-03-21 | 307.74 |  | 2014-12-01 |  | 0.11963 | 0.10393 | 0.1353 |  | 2.9167 | 0.12054 | 0.0091454 | 0.10485 | 0.10627 | 0.11262 | 0.12055 | 0.12846 | 0.13479 | 0.13621 | 0.00091
|  | 2005-11-01 | 0.043 | [5 empty] | 2022-01-01 | 1139.8152 | 1139.4415 | 1140.2828 | 2010-12-13 | 1028.035 | [10 empty] | 2005-03-22 | 267.23 |  | 2015-01-01 |  | 0.12636 | 0.1076 | 0.14507 |  | 3 | 0.12726 | 0.010924 | 0.10852 | 0.11022 | 0.11781 | 0.12727 | 0.13673 | 0.14428 | 0.14598 | 0.00091
|  | 2005-11-02 | 0.043 | [9 empty] | 2010-12-16 | 1028.075 | [10 empty] | 2005-03-23 | 307.21 |  | 2015-02-01 |  | 0.12356 | 0.10607 | 0.141 |  | 3.0833 | 0.12446 | 0.010184 | 0.10699 | 0.10858 | 0.11565 | 0.12447 | 0.13329 | 0.14033 | 0.14191 | 0.00091
|  | 2005-12-13 | 0.056 | [9 empty] | 2011-01-03 | 1028.485 | [10 empty] | 2005-03-24 | 0 |  | 2015-03-01 |  | 0.13814 | 0.11403 | 0.16216 |  | 3.1667 | 0.13903 | 0.014033 | 0.11494 | 0.11714 | 0.12688 | 0.13905 | 0.15119 | 0.16089 | 0.16307 | 0.00091
|  | 2005-12-15 | 0.056 | [9 empty] | 2011-01-10 | 1028.581 | [10 empty] | 2005-03-25 | 0 |  | 2015-04-01 |  | 0.12675 | 0.10781 | 0.14563 |  | 3.25 | 0.12765 | 0.011026 | 0.10873 | 0.11045 | 0.1181 | 0.12766 | 0.1372 | 0.14483 | 0.14654 | 0.00091
|  | 2006-01-23 | 0.062 | [9 empty] | 2011-01-17 | 1028.663 | [10 empty] | 2005-03-26 | 0 |  | 2015-05-01 |  | 0.095223 | 0.090631 | 0.099812 |  | 3.3333 | 0.096139 | 0.0026768 | 0.09155 | 0.091966 | 0.093823 | 0.096141 | 0.098458 | 0.10031 | 0.10073 | 0.000918
|  | 2006-02-14 | 0.04 | [9 empty] | 2011-01-24 | 1028.775 | [10 empty] | 2005-03-27 | 0 |  | 2015-06-01 |  | 0.096663 | 0.091416 | 0.10191 |  | 3.4167 | 0.09758 | 0.0030592 | 0.092334 | 0.09281 | 0.094932 | 0.097582 | 0.10023 | 0.10235 | 0.10283 | 0.00092
|  | 2006-03-24 | 0.044 | [9 empty] | 2011-01-31 | 1028.847 | [10 empty] | 2005-03-28 | 0 |  | 2015-07-01 |  | 0.098677 | 0.092512 | 0.10484 |  | 3.5 | 0.099593 | 0.0035938 | 0.093431 | 0.09399 | 0.096483 | 0.099596 | 0.10271 | 0.10519 | 0.10576 | 0.00092
|  | 2006-04-25 | 0.045 | [9 empty] | 2011-02-07 | 1028.921 | [10 empty] | 2005-03-29 | 0 |  | 2015-08-01 |  | 0.10401 | 0.095416 | 0.11259 |  | 3.5833 | 0.10492 | 0.0050078 | 0.096334 | 0.097114 | 0.10059 | 0.10493 | 0.10926 | 0.11273 | 0.11351 | 0.00092
|  | 2006-05-09 | 0.17 | [9 empty] | 2011-02-14 | 1029.016 | [10 empty] | 2005-03-30 | 0 |  | 2015-09-01 |  | 0.10704 | 0.097067 | 0.117 |  | 3.6667 | 0.10795 | 0.0058111 | 0.097984 | 0.09889 | 0.10292 | 0.10796 | 0.11299 | 0.11701 | 0.11791 | 0.00091
|  | 2006-05-18 | 0.03 | [9 empty] | 2011-02-21 | 1029.092 | [10 empty] | 2005-03-31 | 0 |  | 2015-10-01 |  | 0.10961 | 0.09847 | 0.12074 |  | 3.75 | 0.11053 | 0.0064936 | 0.099387 | 0.1004 | 0.10491 | 0.11053 | 0.11615 | 0.12065 | 0.12166 | 0.00092
|  | 2006-05-23 | 0.035 | [9 empty] | 2011-02-28 | 1029.16 | [10 empty] | 2005-04-01 | 0 |  | 2015-11-01 |  | 0.11586 | 0.10187 | 0.12981 |  | 3.8333 | 0.11677 | 0.0081466 | 0.10279 | 0.10406 | 0.10971 | 0.11677 | 0.12382 | 0.12946 | 0.13073 | 0.00092
|  | 2006-05-30 | 0.028 | [9 empty] | 2011-03-07 | 1029.224 | [10 empty] | 2005-04-02 | 0 |  | 2015-12-01 |  | 0.11963 | 0.10393 | 0.1353 |  | 3.9167 | 0.12054 | 0.0091454 | 0.10485 | 0.10627 | 0.11262 | 0.12055 | 0.12846 | 0.13479 | 0.13621 | 0.00091
|  | 2006-06-06 | 0.022 | [9 empty] | 2011-03-14 | 1029.29 | [10 empty] | 2005-04-03 | 0 |  | 2016-01-01 |  | 0.12636 | 0.1076 | 0.14507 |  | 4 | 0.12726 | 0.010924 | 0.10852 | 0.11022 | 0.11781 | 0.12727 | 0.13673 | 0.14428 | 0.14598 | 0.00091
|  | 2006-06-19 | 0.027 | [9 empty] | 2011-03-21 | 1029.343 | [10 empty] | 2005-04-04 | 0 |  | 2016-02-01 |  | 0.12356 | 0.10607 | 0.141 |  | 4.0833 | 0.12446 | 0.010184 | 0.10699 | 0.10858 | 0.11565 | 0.12447 | 0.13329 | 0.14033 | 0.14191 | 0.00091
|  | 2006-06-20 | 0.026 | [9 empty] | 2011-03-24 | 1029.323 | [10 empty] | 2005-04-05 | 0 |  | 2016-03-01 |  | 0.13814 | 0.11403 | 0.16216 |  | 4.1667 | 0.13903 | 0.014033 | 0.11494 | 0.11714 | 0.12688 | 0.13905 | 0.15119 | 0.16089 | 0.16307 | 0.00091
|  | 2006-07-11 | 0.016 | [9 empty] | 2011-03-28 | 1029.347 | [10 empty] | 2005-04-06 | 0 |  | 2016-04-01 |  | 0.12675 | 0.10781 | 0.14563 |  | 4.25 | 0.12765 | 0.011026 | 0.10873 | 0.11045 | 0.1181 | 0.12766 | 0.1372 | 0.14483 | 0.14654 | 0.00091
|  | 2006-07-17 | 0.023 | [9 empty] | 2011-03-31 | 1029.297 | [10 empty] | 2005-04-07 | 0 |  | 2016-05-01 |  | 0.095223 | 0.090631 | 0.099812 |  | 4.3333 | 0.096139 | 0.0026768 | 0.09155 | 0.091966 | 0.093823 | 0.096141 | 0.098458 | 0.10031 | 0.10073 | 0.000918
|  | 2006-07-18 | 0.033 | [9 empty] | 2011-04-04 | 1029.205 | [10 empty] | 2005-04-08 | 0 |  | 2016-06-01 |  | 0.096663 | 0.091416 | 0.10191 |  | 4.4167 | 0.09758 | 0.0030592 | 0.092334 | 0.09281 | 0.094932 | 0.097582 | 0.10023 | 0.10235 | 0.10283 | 0.00092
|  | 2006-07-25 | 0.028 | [9 empty] | 2011-04-07 | 1029.029 | [10 empty] | 2005-04-09 | 0 |  | 2016-07-01 |  | 0.098677 | 0.092512 | 0.10484 |  | 4.5 | 0.099593 | 0.0035938 | 0.093431 | 0.09399 | 0.096483 | 0.099596 | 0.10271 | 0.10519 | 0.10576 | 0.00092
|  | 2006-08-01 | 0.023 | [9 empty] | 2011-04-11 | 1028.858 | [10 empty] | 2005-04-10 | 0 |  | 2016-08-01 |  | 0.10401 | 0.095416 | 0.11259 |  | 4.5833 | 0.10492 | 0.0050078 | 0.096334 | 0.097114 | 0.10059 | 0.10493 | 0.10926 | 0.11273 | 0.11351 | 0.00092
|  | 2006-08-15 | 0.028 | [9 empty] | 2011-04-14 | 1028.728 | [10 empty] | 2005-04-11 | 0 |  | 2016-09-01 |  | 0.10704 | 0.097067 | 0.117 |  | 4.6667 | 0.10795 | 0.0058111 | 0.097984 | 0.09889 | 0.10292 | 0.10796 | 0.11299 | 0.11701 | 0.11791 | 0.00091
|  | 2006-08-21 | 0.026 | [9 empty] | 2011-04-18 | 1028.634 | [10 empty] | 2005-04-12 | 0 |  | 2016-10-01 |  | 0.10961 | 0.09847 | 0.12074 |  | 4.75 | 0.11053 | 0.0064936 | 0.099387 | 0.1004 | 0.10491 | 0.11053 | 0.11615 | 0.12065 | 0.12166 | 0.00092
|  | 2006-08-22 | 0.027 | [9 empty] | 2011-04-21 | 1028.581 | [10 empty] | 2005-04-13 | 0 |  | 2016-11-01 |  | 0.11586 | 0.10187 | 0.12981 |  | 4.8333 | 0.11677 | 0.0081466 | 0.10279 | 0.10406 | 0.10971 | 0.11677 | 0.12382 | 0.12946 | 0.13073 | 0.00092
|  | 2006-08-29 | 0.039 | [9 empty] | 2011-04-25 | 1028.472 | [10 empty] | 2005-04-14 | 0 |  | 2016-12-01 |  | 0.11963 | 0.10393 | 0.1353 |  | 4.9167 | 0.12054 | 0.0091454 | 0.10485 | 0.10627 | 0.11262 | 0.12055 | 0.12846 | 0.13479 | 0.13621 | 0.00091
|  | 2006-09-05 | 0.025 | [9 empty] | 2011-04-28 | 1028.403 | [10 empty] | 2005-04-15 | 0 |  | 2017-01-01 |  | 0.12636 | 0.1076 | 0.14507 |  | 5 | 0.12726 | 0.010924 | 0.10852 | 0.11022 | 0.11781 | 0.12727 | 0.13673 | 0.14428 | 0.14598 | 0.00091
|  | 2006-09-12 | 0.018 | [9 empty] | 2011-05-02 | 1028.536 | [10 empty] | 2005-04-16 | 0 |  | 2017-02-01 |  | 0.12356 | 0.10607 | 0.141 |  | 5.0833 | 0.12446 | 0.010184 | 0.10699 | 0.10858 | 0.11565 | 0.12447 | 0.13329 | 0.14033 | 0.14191 | 0.00091
|  | 2006-10-17 | 0.032 | [9 empty] | 2011-05-05 | 1028.628 | [10 empty] | 2005-04-17 | 0 |  | 2017-03-01 |  | 0.13814 | 0.11403 | 0.16216 |  | 5.1667 | 0.13903 | 0.014033 | 0.11494 | 0.11714 | 0.12688 | 0.13905 | 0.15119 | 0.16089 | 0.16307 | 0.00091
|  | 2006-11-14 | 0.052 | [9 empty] | 2011-05-09 | 1028.54 | [10 empty] | 2005-04-18 | 0 |  | 2017-04-01 |  | 0.12675 | 0.10781 | 0.14563 |  | 5.25 | 0.12765 | 0.011026 | 0.10873 | 0.11045 | 0.1181 | 0.12766 | 0.1372 | 0.14483 | 0.14654 | 0.00091
|  | 2006-12-13 | 0.06 | [9 empty] | 2011-05-12 | 1028.403 | [10 empty] | 2005-04-19 | 0 |  | 2017-05-01 |  | 0.095223 | 0.090631 | 0.099812 |  | 5.3333 | 0.096139 | 0.0026768 | 0.09155 | 0.091966 | 0.093823 | 0.096141 | 0.098458 | 0.10031 | 0.10073 | 0.000918
|  | 2007-01-16 | 0.053 | [9 empty] | 2011-05-16 | 1028.249 | [10 empty] | 2005-04-20 | 0 |  | 2017-06-01 |  | 0.096663 | 0.091416 | 0.10191 |  | 5.4167 | 0.09758 | 0.0030592 | 0.092334 | 0.09281 | 0.094932 | 0.097582 | 0.10023 | 0.10235 | 0.10283 | 0.00092
|  | 2007-02-13 | 0.031 | [9 empty] | 2011-05-19 | 1028.178 | [10 empty] | 2005-04-21 | 0 |  | 2017-07-01 |  | 0.098677 | 0.092512 | 0.10484 |  | 5.5 | 0.099593 | 0.0035938 | 0.093431 | 0.09399 | 0.096483 | 0.099596 | 0.10271 | 0.10519 | 0.10576 | 0.00092
|  | 2007-02-15 | 0.031 | [9 empty] | 2011-05-23 | 1028.087 | [10 empty] | 2005-04-22 | 0 |  | 2017-08-01 |  | 0.10401 | 0.095416 | 0.11259 |  | 5.5833 | 0.10492 | 0.0050078 | 0.096334 | 0.097114 | 0.10059 | 0.10493 | 0.10926 | 0.11273 | 0.11351 | 0.00092
|  | 2007-03-12 | 0.024 | [9 empty] | 2011-05-26 | 1027.989 | [10 empty] | 2005-04-23 | 0 |  | 2017-09-01 |  | 0.10704 | 0.097067 | 0.117 |  | 5.6667 | 0.10795 | 0.0058111 | 0.097984 | 0.09889 | 0.10292 | 0.10796 | 0.11299 | 0.11701 | 0.11791 | 0.00091
|  | 2007-04-10 | 0.22 | [9 empty] | 2011-05-30 | 1027.89 | [10 empty] | 2005-04-24 | 0 |  | 2017-10-01 |  | 0.10961 | 0.09847 | 0.12074 |  | 5.75 | 0.11053 | 0.0064936 | 0.099387 | 0.1004 | 0.10491 | 0.11053 | 0.11615 | 0.12065 | 0.12166 | 0.00092
|  | 2007-04-19 | 0.07 | [9 empty] | 2011-06-06 | 1027.664 | [10 empty] | 2005-04-25 | 0 |  | 2017-11-01 |  | 0.11586 | 0.10187 | 0.12981 |  | 5.8333 | 0.11677 | 0.0081466 | 0.10279 | 0.10406 | 0.10971 | 0.11677 | 0.12382 | 0.12946 | 0.13073 | 0.00092
|  | 2007-05-14 | 0.043 | [9 empty] | 2011-06-09 | 1027.606 | [10 empty] | 2005-04-26 | 0 |  | 2017-12-01 |  | 0.11963 | 0.10393 | 0.1353 |  | 5.9167 | 0.12054 | 0.0091454 | 0.10485 | 0.10627 | 0.11262 | 0.12055 | 0.12846 | 0.13479 | 0.13621 | 0.00091
|  | 2007-05-15 | 0.045 | [9 empty] | 2011-06-13 | 1027.634 | [10 empty] | 2005-04-27 | 0 |  | 2018-01-01 |  | 0.12636 | 0.1076 | 0.14507 |  | 6 | 0.12726 | 0.010924 | 0.10852 | 0.11022 | 0.11781 | 0.12727 | 0.13673 | 0.14428 | 0.14598 | 0.00091
|  | 2007-05-22 | 0.034 | [9 empty] | 2011-06-16 | 1027.641 | [10 empty] | 2005-04-28 | 0 |  | 2018-02-01 |  | 0.12356 | 0.10607 | 0.141 |  | 6.0833 | 0.12446 | 0.010184 | 0.10699 | 0.10858 | 0.11565 | 0.12447 | 0.13329 | 0.14033 | 0.14191 | 0.00091
|  | 2007-05-29 | 0.016 | [9 empty] | 2011-06-20 | 1027.616 | [10 empty] | 2005-04-29 | 0 |  | 2018-03-01 |  | 0.13814 | 0.11403 | 0.16216 |  | 6.1667 | 0.13903 | 0.014033 | 0.11494 | 0.11714 | 0.12688 | 0.13905 | 0.15119 | 0.16089 | 0.16307 | 0.00091
|  | 2007-06-05 | 0.014 | [9 empty] | 2011-06-23 | 1027.643 | [10 empty] | 2005-04-30 | 0 |  | 2018-04-01 |  | 0.12675 | 0.10781 | 0.14563 |  | 6.25 | 0.12765 | 0.011026 | 0.10873 | 0.11045 | 0.1181 | 0.12766 | 0.1372 | 0.14483 | 0.14654 | 0.00091
|  | 2007-06-12 | 0.016 | [9 empty] | 2011-06-27 | 1027.66 | [10 empty] | 2005-05-01 | 0 |  | 2018-05-01 |  | 0.095223 | 0.090631 | 0.099812 |  | 6.3333 | 0.096139 | 0.0026768 | 0.09155 | 0.091966 | 0.093823 | 0.096141 | 0.098458 | 0.10031 | 0.10073 | 0.000918
|  | 2007-06-18 | 0.019 | [9 empty] | 2011-07-04 | 1027.837 | [10 empty] | 2005-05-02 | 0 |  | 2018-06-01 |  | 0.096663 | 0.091416 | 0.10191 |  | 6.4167 | 0.09758 | 0.0030592 | 0.092334 | 0.09281 | 0.094932 | 0.097582 | 0.10023 | 0.10235 | 0.10283 | 0.00092
|  | 2007-06-19 | 0.019 | [9 empty] | 2011-07-07 | 1027.889 | [10 empty] | 2005-05-03 | 166.78 |  | 2018-07-01 |  | 0.098677 | 0.092512 | 0.10484 |  | 6.5 | 0.099593 | 0.0035938 | 0.093431 | 0.09399 | 0.096483 | 0.099596 | 0.10271 | 0.10519 | 0.10576 | 0.00092
|  | 2007-06-26 | 0.02 | [9 empty] | 2011-07-11 | 1027.961 | [10 empty] | 2005-05-04 | 230.41 |  | 2018-08-01 |  | 0.10401 | 0.095416 | 0.11259 |  | 6.5833 | 0.10492 | 0.0050078 | 0.096334 | 0.097114 | 0.10059 | 0.10493 | 0.10926 | 0.11273 | 0.11351 | 0.00092
|  | 2007-07-03 | 0.019 | [9 empty] | 2011-07-14 | 1027.98 | [10 empty] | 2005-05-05 | 254.55 |  | 2018-09-01 |  | 0.10704 | 0.097067 | 0.117 |  | 6.6667 | 0.10795 | 0.0058111 | 0.097984 | 0.09889 | 0.10292 | 0.10796 | 0.11299 | 0.11701 | 0.11791 | 0.00091
|  | 2007-07-10 | 0.066 | [9 empty] | 2011-07-18 | 1027.939 | [10 empty] | 2005-05-06 | 133.86 |  | 2018-10-01 |  | 0.10961 | 0.09847 | 0.12074 |  | 6.75 | 0.11053 | 0.0064936 | 0.099387 | 0.1004 | 0.10491 | 0.11053 | 0.11615 | 0.12065 | 0.12166 | 0.00092
|  | 2007-07-16 | 0.025 | [9 empty] | 2011-07-25 | 1028.053 | [10 empty] | 2005-05-07 | 133.86 |  | 2018-11-01 |  | 0.11586 | 0.10187 | 0.12981 |  | 6.8333 | 0.11677 | 0.0081466 | 0.10279 | 0.10406 | 0.10971 | 0.11677 | 0.12382 | 0.12946 | 0.13073 | 0.00092
|  | 2007-07-17 | 0.023 | [9 empty] | 2011-07-28 | 1028.011 | [10 empty] | 2005-05-08 | 133.86 |  | 2018-12-01 |  | 0.11963 | 0.10393 | 0.1353 |  | 6.9167 | 0.12054 | 0.0091454 | 0.10485 | 0.10627 | 0.11262 | 0.12055 | 0.12846 | 0.13479 | 0.13621 | 0.00091
|  | 2007-07-24 | 0.031 | [9 empty] | 2011-08-01 | 1028.013 | [10 empty] | 2005-05-09 | 133.86 |  | 2019-01-01 |  | 0.12636 | 0.1076 | 0.14507 |  | 7 | 0.12726 | 0.010924 | 0.10852 | 0.11022 | 0.11781 | 0.12727 | 0.13673 | 0.14428 | 0.14598 | 0.00091
|  | 2007-07-31 | 0.022 | [9 empty] | 2011-08-04 | 1028.024 | [10 empty] | 2005-05-10 | 38.246 |  | 2019-02-01 |  | 0.12356 | 0.10607 | 0.141 |  | 7.0833 | 0.12446 | 0.010184 | 0.10699 | 0.10858 | 0.11565 | 0.12447 | 0.13329 | 0.14033 | 0.14191 | 0.00091
|  | 2007-08-07 | 0.026 | [9 empty] | 2011-08-08 | 1028.017 | [10 empty] | 2005-05-11 | 38.246 |  | 2019-03-01 |  | 0.13814 | 0.11403 | 0.16216 |  | 7.1667 | 0.13903 | 0.014033 | 0.11494 | 0.11714 | 0.12688 | 0.13905 | 0.15119 | 0.16089 | 0.16307 | 0.00091
|  | 2007-08-13 | 0.033 | [9 empty] | 2011-08-11 | 1027.981 | [10 empty] | 2005-05-12 | 38.246 |  | 2019-04-01 |  | 0.12675 | 0.10781 | 0.14563 |  | 7.25 | 0.12765 | 0.011026 | 0.10873 | 0.11045 | 0.1181 | 0.12766 | 0.1372 | 0.14483 | 0.14654 | 0.00091
|  | 2007-08-14 | 0.032 | [9 empty] | 2011-08-15 | 1028.003 | [10 empty] | 2005-05-13 | 38.246 |  | 2019-05-01 |  | 0.095223 | 0.090631 | 0.099812 |  | 7.3333 | 0.096139 | 0.0026768 | 0.09155 | 0.091966 | 0.093823 | 0.096141 | 0.098458 | 0.10031 | 0.10073 | 0.000918
|  | 2007-08-21 | 0.0735 | [9 empty] | 2011-08-18 | 1028.016 | [10 empty] | 2005-05-14 | 38.246 |  | 2019-06-01 |  | 0.096663 | 0.091416 | 0.10191 |  | 7.4167 | 0.09758 | 0.0030592 | 0.092334 | 0.09281 | 0.094932 | 0.097582 | 0.10023 | 0.10235 | 0.10283 | 0.00092
|  | 2007-08-28 | 0.034 | [9 empty] | 2011-08-22 | 1028.045 | [10 empty] | 2005-05-15 | 38.246 |  | 2019-07-01 |  | 0.098677 | 0.092512 | 0.10484 |  | 7.5 | 0.099593 | 0.0035938 | 0.093431 | 0.09399 | 0.096483 | 0.099596 | 0.10271 | 0.10519 | 0.10576 | 0.00092
|  | 2007-09-04 | 0.038 | [9 empty] | 2011-08-25 | 1028.054 | [10 empty] | 2005-05-16 | 38.246 |  | 2019-08-01 |  | 0.10401 | 0.095416 | 0.11259 |  | 7.5833 | 0.10492 | 0.0050078 | 0.096334 | 0.097114 | 0.10059 | 0.10493 | 0.10926 | 0.11273 | 0.11351 | 0.00092
|  | 2007-09-10 | 0.038 | [9 empty] | 2011-08-29 | 1028.055 | [10 empty] | 2005-05-17 | 0 |  | 2019-09-01 |  | 0.10704 | 0.097067 | 0.117 |  | 7.6667 | 0.10795 | 0.0058111 | 0.097984 | 0.09889 | 0.10292 | 0.10796 | 0.11299 | 0.11701 | 0.11791 | 0.00091
|  | 2007-09-11 | 0.033 | [9 empty] | 2011-09-01 | 1028.045 | [10 empty] | 2005-05-18 | 0 |  | 2019-10-01 |  | 0.10961 | 0.09847 | 0.12074 |  | 7.75 | 0.11053 | 0.0064936 | 0.099387 | 0.1004 | 0.10491 | 0.11053 | 0.11615 | 0.12065 | 0.12166 | 0.00092
|  | 2007-09-17 | 0.027 | [9 empty] | 2011-09-05 | 1028.03 | [10 empty] | 2005-05-19 | 0 |  | 2019-11-01 |  | 0.11586 | 0.10187 | 0.12981 |  | 7.8333 | 0.11677 | 0.0081466 | 0.10279 | 0.10406 | 0.10971 | 0.11677 | 0.12382 | 0.12946 | 0.13073 | 0.00092
|  | 2007-09-25 | 0.0225 | [9 empty] | 2011-09-08 | 1028.053 | [10 empty] | 2005-05-20 | 0 |  | 2019-12-01 |  | 0.11963 | 0.10393 | 0.1353 |  | 7.9167 | 0.12054 | 0.0091454 | 0.10485 | 0.10627 | 0.11262 | 0.12055 | 0.12846 | 0.13479 | 0.13621 | 0.00091
|  | 2007-10-23 | 0.07 | [9 empty] | 2011-09-12 | 1028.086 | [10 empty] | 2005-05-21 | 0 |  | 2020-01-01 |  | 0.12636 | 0.1076 | 0.14507 |  | 8 | 0.12726 | 0.010924 | 0.10852 | 0.11022 | 0.11781 | 0.12727 | 0.13673 | 0.14428 | 0.14598 | 0.00091
|  | 2007-10-25 | 0.0789 | [9 empty] | 2011-09-15 | 1028.073 | [10 empty] | 2005-05-22 | 0 |  | 2020-02-01 |  | 0.12356 | 0.10607 | 0.141 |  | 8.0833 | 0.12446 | 0.010184 | 0.10699 | 0.10858 | 0.11565 | 0.12447 | 0.13329 | 0.14033 | 0.14191 | 0.00091
|  | 2007-10-29 | 0.069 | [9 empty] | 2011-09-19 | 1028.043 | [10 empty] | 2005-05-23 | 0 |  | 2020-03-01 |  | 0.13814 | 0.11403 | 0.16216 |  | 8.1667 | 0.13903 | 0.014033 | 0.11494 | 0.11714 | 0.12688 | 0.13905 | 0.15119 | 0.16089 | 0.16307 | 0.00091
|  | 2007-11-13 | [10 empty] | 2011-09-22 | 1027.741 | [10 empty] | 2005-05-24 | 0 |  | 2020-04-01 |  | 0.12675 | 0.10781 | 0.14563 |  | 8.25 | 0.12765 | 0.011026 | 0.10873 | 0.11045 | 0.1181 | 0.12766 | 0.1372 | 0.14483 | 0.14654 | 0.00091
|  | 2007-11-14 | 0.051 | [9 empty] | 2011-09-26 | 1027.344 | [10 empty] | 2005-05-25 | 0 |  | 2020-05-01 |  | 0.095223 | 0.090631 | 0.099812 |  | 8.3333 | 0.096139 | 0.0026768 | 0.09155 | 0.091966 | 0.093823 | 0.096141 | 0.098458 | 0.10031 | 0.10073 | 0.000918
|  | 2007-11-21 | 0.0508 | [9 empty] | 2011-09-30 | 1026.939 | [10 empty] | 2005-05-26 | 6.8148 |  | 2020-06-01 |  | 0.096663 | 0.091416 | 0.10191 |  | 8.4167 | 0.09758 | 0.0030592 | 0.092334 | 0.09281 | 0.094932 | 0.097582 | 0.10023 | 0.10235 | 0.10283 | 0.00092
|  | 2007-12-10 | 0.052 | [9 empty] | 2011-10-03 | 1027.022 | [10 empty] | 2005-05-27 | 27.262 |  | 2020-07-01 |  | 0.098677 | 0.092512 | 0.10484 |  | 8.5 | 0.099593 | 0.0035938 | 0.093431 | 0.09399 | 0.096483 | 0.099596 | 0.10271 | 0.10519 | 0.10576 | 0.00092
|  | 2007-12-13 | 0.0517 | [9 empty] | 2011-10-11 | 1027.222 | [10 empty] | 2005-05-28 | 27.262 |  | 2020-08-01 |  | 0.10401 | 0.095416 | 0.11259 |  | 8.5833 | 0.10492 | 0.0050078 | 0.096334 | 0.097114 | 0.10059 | 0.10493 | 0.10926 | 0.11273 | 0.11351 | 0.00092
|  | 2008-01-08 | 0.049 | [9 empty] | 2011-10-17 | 1027.511 | [10 empty] | 2005-05-29 | 27.262 |  | 2020-09-01 |  | 0.10704 | 0.097067 | 0.117 |  | 8.6667 | 0.10795 | 0.0058111 | 0.097984 | 0.09889 | 0.10292 | 0.10796 | 0.11299 | 0.11701 | 0.11791 | 0.00091
|  | 2008-01-24 | 0.0498 | [9 empty] | 2011-10-24 | 1027.579 | [10 empty] | 2005-05-30 | 27.262 |  | 2020-10-01 |  | 0.10961 | 0.09847 | 0.12074 |  | 8.75 | 0.11053 | 0.0064936 | 0.099387 | 0.1004 | 0.10491 | 0.11053 | 0.11615 | 0.12065 | 0.12166 | 0.00092
|  | 2008-02-19 | 0.052 | [9 empty] | 2011-10-31 | 1027.766 | [10 empty] | 2005-05-31 | 55.659 |  | 2020-11-01 |  | 0.11586 | 0.10187 | 0.12981 |  | 8.8333 | 0.11677 | 0.0081466 | 0.10279 | 0.10406 | 0.10971 | 0.11677 | 0.12382 | 0.12946 | 0.13073 | 0.00092
|  | 2008-02-20 | 0.0481 | [9 empty] | 2011-11-07 | 1027.92 | [10 empty] | 2005-06-01 | 55.659 |  | 2020-12-01 |  | 0.11963 | 0.10393 | 0.1353 |  | 8.9167 | 0.12054 | 0.0091454 | 0.10485 | 0.10627 | 0.11262 | 0.12055 | 0.12846 | 0.13479 | 0.13621 | 0.00091
|  | 2008-03-11 | 0.0555 | [9 empty] | 2011-11-14 | 1028.087 | [10 empty] | 2005-06-02 | 30.897 |  | 2021-01-01 |  | 0.12636 | 0.1076 | 0.14507 |  | 9 | 0.12726 | 0.010924 | 0.10852 | 0.11022 | 0.11781 | 0.12727 | 0.13673 | 0.14428 | 0.14598 | 0.00091
|  | 2008-03-18 | 0.058 | [9 empty] | 2011-11-22 | 1028.264 | [10 empty] | 2005-06-03 | 30.897 |  | 2021-02-01 |  | 0.12356 | 0.10607 | 0.141 |  | 9.0833 | 0.12446 | 0.010184 | 0.10699 | 0.10858 | 0.11565 | 0.12447 | 0.13329 | 0.14033 | 0.14191 | 0.00091
|  | 2008-04-14 | 0.1 | [9 empty] | 2011-11-28 | 1027.792 | [10 empty] | 2005-06-04 | 30.897 |  | 2021-03-01 |  | 0.13814 | 0.11403 | 0.16216 |  | 9.1667 | 0.13903 | 0.014033 | 0.11494 | 0.11714 | 0.12688 | 0.13905 | 0.15119 | 0.16089 | 0.16307 | 0.00091
|  | 2008-04-15 | 0.096 | [9 empty] | 2011-12-05 | 1027.617 | [10 empty] | 2005-06-05 | 30.897 |  | 2021-04-01 |  | 0.12675 | 0.10781 | 0.14563 |  | 9.25 | 0.12765 | 0.011026 | 0.10873 | 0.11045 | 0.1181 | 0.12766 | 0.1372 | 0.14483 | 0.14654 | 0.00091
|  | 2008-04-22 | 0.089 | [9 empty] | 2011-12-13 | 1027.339 | [10 empty] | 2005-06-06 | 30.897 |  | 2021-05-01 |  | 0.095223 | 0.090631 | 0.099812 |  | 9.3333 | 0.096139 | 0.0026768 | 0.09155 | 0.091966 | 0.093823 | 0.096141 | 0.098458 | 0.10031 | 0.10073 | 0.000918
|  | 2008-04-29 | 0.1295 | [9 empty] | 2012-01-03 | 1027.796 | [10 empty] | 2005-06-07 | 18.174 |  | 2021-06-01 |  | 0.096663 | 0.091416 | 0.10191 |  | 9.4167 | 0.09758 | 0.0030592 | 0.092334 | 0.09281 | 0.094932 | 0.097582 | 0.10023 | 0.10235 | 0.10283 | 0.00092
|  | 2008-05-06 | 0.12 | [9 empty] | 2012-01-10 | 1027.924 | [10 empty] | 2005-06-08 | 18.174 |  | 2021-07-01 |  | 0.098677 | 0.092512 | 0.10484 |  | 9.5 | 0.099593 | 0.0035938 | 0.093431 | 0.09399 | 0.096483 | 0.099596 | 0.10271 | 0.10519 | 0.10576 | 0.00092
|  | 2008-05-13 | 0.071 | [9 empty] | 2012-01-16 | 1028.014 | [10 empty] | 2005-06-09 | 0 |  | 2021-08-01 |  | 0.10401 | 0.095416 | 0.11259 |  | 9.5833 | 0.10492 | 0.0050078 | 0.096334 | 0.097114 | 0.10059 | 0.10493 | 0.10926 | 0.11273 | 0.11351 | 0.00092
|  | 2008-05-15 | 0.059 | [9 empty] | 2012-01-23 | 1028.152 | [10 empty] | 2005-06-10 | 0 |  | 2021-09-01 |  | 0.10704 | 0.097067 | 0.117 |  | 9.6667 | 0.10795 | 0.0058111 | 0.097984 | 0.09889 | 0.10292 | 0.10796 | 0.11299 | 0.11701 | 0.11791 | 0.00091
|  | 2008-05-20 | 0.034 | [9 empty] | 2012-01-30 | 1028.256 | [10 empty] | 2005-06-11 | 0 |  | 2021-10-01 |  | 0.10961 | 0.09847 | 0.12074 |  | 9.75 | 0.11053 | 0.0064936 | 0.099387 | 0.1004 | 0.10491 | 0.11053 | 0.11615 | 0.12065 | 0.12166 | 0.00092
|  | 2008-05-22 | 0.0266 | [9 empty] | 2012-02-06 | 1028.377 | [10 empty] | 2005-06-12 | 0 |  | 2021-11-01 |  | 0.11586 | 0.10187 | 0.12981 |  | 9.8333 | 0.11677 | 0.0081466 | 0.10279 | 0.10406 | 0.10971 | 0.11677 | 0.12382 | 0.12946 | 0.13073 | 0.00092
|  | 2008-05-26 | 0.0673 | [9 empty] | 2012-02-13 | 1028.523 | [10 empty] | 2005-06-13 | 0 |  | 2021-12-01 |  | 0.11963 | 0.10393 | 0.1353 |  | 9.9167 | 0.12054 | 0.0091454 | 0.10485 | 0.10627 | 0.11262 | 0.12055 | 0.12846 | 0.13479 | 0.13621 | 0.00091
|  | 2008-05-27 | 0.025 | [9 empty] | 2012-02-20 | 1028.576 | [10 empty] | 2005-06-14 | 0 |  | 2022-01-01 |  | 0.12636 | 0.1076 | 0.14507 |  | 10 | 0.12726 | 0.010924 | 0.10852 | 0.11022 | 0.11781 | 0.12727 | 0.13673 | 0.14428 | 0.14598 | 0.00091
|  | 2008-06-03 | 0.015 | [9 empty] | 2012-02-27 | 1028.651 | [10 empty] | 2005-06-15 | 0 | [12 empty] | 10
|  | 2008-06-10 | 0.025 | [9 empty] | 2012-03-05 | 1028.722 | [10 empty] | 2005-06-16 | 0
|  | 2008-06-16 | 0.021 | [9 empty] | 2012-03-12 | 1028.799 | [10 empty] | 2005-06-17 | 0
|  | 2008-06-17 | 0.018 | [9 empty] | 2012-03-19 | 1028.862 | [10 empty] | 2005-06-18 | 0
|  | 2008-06-24 | 0.02595 | [9 empty] | 2012-03-26 | 1028.93 | [10 empty] | 2005-06-19 | 0
|  | 2008-07-01 | 0.041 | [9 empty] | 2012-04-02 | 1029.005 | [10 empty] | 2005-06-20 | 0
|  | 2008-07-08 | 0.026 | [9 empty] | 2012-01-01 | 1027.796 | 1027.796 | 1027.796 | [8 empty] | 2005-06-21 | 0
|  | 2008-07-14 | 0.022 | [9 empty] | 2012-02-01 | 1027.1583 | 1027.1583 | 1027.1583 | [8 empty] | 2005-06-22 | 0
|  | 2008-07-16 | 0.031 | [9 empty] | 2012-03-01 | 1026.8325 | 1026.8325 | 1027.3612 | [8 empty] | 2005-06-23 | 0
|  | 2008-07-22 | 0.022 | [9 empty] | 2012-04-01 | 1026.6663 | 1026.6663 | 1027.5592 | [8 empty] | 2005-06-24 | 0
|  | 2008-07-30 | 0.0246 | [9 empty] | 2012-05-01 | 1026.5831 | 1026.5831 | 1027.7728 | [8 empty] | 2005-06-25 | 0
|  | 2008-07-31 | 0.027 | [9 empty] | 2012-06-01 | 1026.73 | 1026.5426 | 1029.4474 | [8 empty] | 2005-06-26 | 0
|  | 2008-08-05 | 0.033 | [9 empty] | 2012-07-01 | 1029.4048 | 1026.5212 | 1029.4355 | [8 empty] | 2005-06-27 | 0
|  | 2008-08-11 | 0.028 | [9 empty] | 2012-08-01 | 1029.4166 | 1026.5106 | 1029.4451 | [8 empty] | 2005-06-28 | 60.203
|  | 2008-08-12 | 0.032 | [9 empty] | 2012-09-01 | 1029.4387 | 1026.5054 | 1029.4493 | [8 empty] | 2005-06-29 | 60.203
|  | 2008-08-19 | 0.031 | [9 empty] | 2012-10-01 | 1028.01 | 1026.5027 | 1029.4778 | [8 empty] | 2005-06-30 | 102.23
|  | 2008-08-28 | 0.018 | [9 empty] | 2012-11-01 | 1028.0293 | 1026.5013 | 1029.4968 | [8 empty] | 2005-07-01 | 79.513
|  | 2008-09-02 | 0.023 | [9 empty] | 2012-12-01 | 1027.2754 | 1026.5006 | 1029.5 | [8 empty] | 2005-07-02 | 79.513
|  | 2008-09-02 09:20 | [10 empty] | 2013-01-01 | 1026.8937 | 1026.5004 | 1029.5 | [8 empty] | 2005-07-03 | 79.513
|  | 2008-09-09 | 0.016 | [9 empty] | 2013-02-01 | 1026.6968 | 1026.5001 | 1029.5 | [8 empty] | 2005-07-04 | 79.513
|  | 2008-09-09 11:45 | [10 empty] | 2013-03-01 | 1026.7576 | 1026.5001 | 1029.5 | [8 empty] | 2005-07-05 | 79.513
|  | 2008-09-15 | 0.025 | [9 empty] | 2013-04-01 | 1026.6683 | 1026.5 | 1029.4934 | [8 empty] | 2005-07-06 | 41.649
|  | 2008-09-15 11:50 | [10 empty] | 2013-05-01 | 1026.6379 | 1026.5 | 1029.4536 | [8 empty] | 2005-07-07 | 41.649
|  | 2008-09-16 | 0.023 | [9 empty] | 2013-06-01 | 1029.4304 | 1026.5 | 1029.4481 | [8 empty] | 2005-07-08 | 41.649
|  | 2008-09-16 09:05 | [10 empty] | 2013-07-01 | 1029.4049 | 1026.5015 | 1029.4376 | [8 empty] | 2005-07-09 | 0
|  | 2008-09-18 | 0.0249 | [9 empty] | 2013-08-01 | 1029.4165 | 1026.5007 | 1029.4453 | [8 empty] | 2005-07-10 | 0
|  | 2008-09-23 | 0.031 | [9 empty] | 2013-09-01 | 1029.4387 | 1026.5007 | 1029.4597 | [8 empty] | 2005-07-11 | 0
|  | 2008-09-23 08:30 | 0.031 | [9 empty] | 2013-10-01 | 1028.01 | 1026.5004 | 1029.478 | [8 empty] | 2005-07-12 | 56.98
|  | 2008-09-30 | 0.036 | [9 empty] | 2013-11-01 | 1027.6431 | 1026.5002 | 1029.4968 | [8 empty] | 2005-07-13 | 56.98
|  | 2008-09-30 08:50 | [10 empty] | 2013-12-01 | 1027.2754 | 1026.5001 | 1029.5 | [8 empty] | 2005-07-14 | 56.98
|  | 2008-10-07 | 0.029367 | [9 empty] | 2014-01-01 | 1026.8937 | 1026.5 | 1029.5 | [8 empty] | 2005-07-15 | 56.98
|  | 2008-10-07 11:00 | [10 empty] | 2014-02-01 | 1026.6968 | 1026.5 | 1029.5 | [8 empty] | 2005-07-16 | 56.98
|  | 2008-10-14 | 0.059 | [9 empty] | 2014-03-01 | 1026.7598 | 1026.5 | 1029.5 | [8 empty] | 2005-07-17 | 56.98
|  | 2008-10-14 11:40 | [10 empty] | 2014-04-01 | 1026.8477 | 1026.5 | 1029.4917 | [8 empty] | 2005-07-18 | 56.98
|  | 2008-10-15 | 0.06 | [9 empty] | 2014-05-01 | 1026.9288 | 1026.5 | 1029.4539 | [8 empty] | 2005-07-19 | 42.517
|  | 2008-10-15 16:10 | [10 empty] | 2014-06-01 | 1029.4429 | 1026.5 | 1029.4481 | [8 empty] | 2005-07-20 | 42.517
|  | 2008-10-21 | 0.076 | [9 empty] | 2014-07-01 | 1029.4048 | 1026.5031 | 1029.4376 | [8 empty] | 2005-07-21 | 42.517
|  | 2008-10-21 11:50 | [10 empty] | 2014-08-01 | 1029.4169 | 1026.5015 | 1029.4309 | [8 empty] | 2005-07-22 | 42.517
|  | 2008-11-03 | [10 empty] | 2014-09-01 | 1029.4387 | 1026.8896 | 1029.4597 | [8 empty] | 2005-07-23 | 42.517
|  | 2008-11-04 | 0.062 | [9 empty] | 2014-10-01 | 1028.01 | 1026.6948 | 1029.4763 | [8 empty] | 2005-07-24 | 42.517
|  | 2008-11-04 10:00 | [10 empty] | 2014-11-01 | 1027.2697 | 1026.5974 | 1029.4968 | [8 empty] | 2005-07-25 | 42.517
|  | 2008-12-01 | 0.075 | [9 empty] | 2014-12-01 | 1026.8914 | 1026.5487 | 1029.5 | [8 empty] | 2005-07-26 | 42.517
|  | 2008-12-01 11:55 | [10 empty] | 2015-01-01 | 1026.6957 | 1026.5243 | 1029.5 | [8 empty] | 2005-07-27 | 42.791
|  | 2008-12-10 | 0.0624 | [9 empty] | 2015-02-01 | 1026.6093 | 1026.5122 | 1029.5 | [8 empty] | 2005-07-28 | 42.791
|  | 2009-02-02 | 0.1 | [9 empty] | 2015-03-01 | 1026.7676 | 1026.5061 | 1029.5 | [8 empty] | 2005-07-29 | 42.791
|  | 2009-03-03 | 0.088 | [9 empty] | 2015-04-01 | 1026.8623 | 1026.5031 | 1029.4915 | [8 empty] | 2005-07-30 | 42.791
|  | 2009-03-03 15:45 | 0.088 | [9 empty] | 2015-05-01 | 1026.8473 | 1026.5015 | 1029.4536 | [8 empty] | 2005-07-31 | 42.791
|  | 2009-04-02 | 0.131 | [9 empty] | 2015-06-01 | 1029.4421 | 1026.5007 | 1029.4481 | [8 empty] | 2005-08-01 | 42.791
|  | 2009-04-02 10:45 | 0.131 | [9 empty] | 2015-07-01 | 1029.4048 | 1026.5009 | 1029.4376 | [8 empty] | 2005-08-02 | 30.722
|  | 2009-04-07 10:00 | [10 empty] | 2015-08-01 | 1029.4169 | 1026.5007 | 1029.4453 | [8 empty] | 2005-08-03 | 30.722
|  | 2009-04-08 | 0.146 | [9 empty] | 2015-09-01 | 1029.4387 | 1026.8887 | 1029.455 | [8 empty] | 2005-08-04 | 30.722
|  | 2009-04-08 08:20 | 0.146 | [9 empty] | 2015-10-01 | 1028.01 | 1026.6943 | 1029.4788 | [8 empty] | 2005-08-05 | 30.722
|  | 2009-04-16 | 0.156 | [9 empty] | 2015-11-01 | 1027.9128 | 1026.5972 | 1029.4968 | [8 empty] | 2005-08-06 | 30.722
|  | 2009-04-16 05:30 | 0.156 | [9 empty] | 2015-12-01 | 1027.2754 | 1026.5486 | 1029.5 | [8 empty] | 2005-08-07 | 30.722
|  | 2009-04-23 | 0.16 | [9 empty] | 2016-01-01 | 1026.8937 | 1026.5243 | 1029.5 | [8 empty] | 2005-08-08 | 30.722
|  | 2009-04-23 05:25 | 0.16 | [9 empty] | 2016-02-01 | 1026.6968 | 1026.5122 | 1029.5 | [8 empty] | 2005-08-09 | 42.321
|  | 2009-04-29 | 0.183 | [9 empty] | 2016-03-01 | 1026.8013 | 1026.5061 | 1029.5 | [8 empty] | 2005-08-10 | 42.321
|  | 2009-04-29 05:20 | 0.183 | [9 empty] | 2016-04-01 | 1026.9092 | 1026.5031 | 1029.4916 | [8 empty] | 2005-08-11 | 42.321
|  | 2009-05-07 | 0.143 | [9 empty] | 2016-05-01 | 1027.0763 | 1026.5031 | 1029.4535 | [8 empty] | 2005-08-12 | 42.321
|  | 2009-05-07 15:00 | 0.143 | [9 empty] | 2016-06-01 | 1029.4417 | 1026.5015 | 1029.4481 | [8 empty] | 2005-08-13 | 42.321
|  | 2009-05-14 | 0.0506 | [9 empty] | 2016-07-01 | 1029.4049 | 1026.5007 | 1029.4376 | [8 empty] | 2005-08-14 | 42.321
|  | 2009-05-14 05:15 | 0.0506 | [9 empty] | 2016-08-01 | 1029.4169 | 1026.5004 | 1029.4453 | [8 empty] | 2005-08-15 | 42.321
|  | 2009-05-14 05:25 | [10 empty] | 2016-09-01 | 1029.4387 | 1026.5002 | 1029.4545 | [8 empty] | 2005-08-16 | 41.694
|  | 2009-05-21 | 0.0439 | [9 empty] | 2016-10-01 | 1028.01 | 1026.5001 | 1029.4763 | [8 empty] | 2005-08-17 | 41.694
|  | 2009-05-21 05:20 | 0.0439 | [9 empty] | 2016-11-01 | 1027.2697 | 1026.5 | 1029.4968 | [8 empty] | 2005-08-18 | 41.694
|  | 2009-05-31 | 0.0176 | [9 empty] | 2016-12-01 | 1026.8906 | 1026.5 | 1029.5 | [8 empty] | 2005-08-19 | 41.694
|  | 2009-05-31 06:10 | 0.0176 | [9 empty] | 2017-01-01 | 1026.8937 | 1026.5 | 1029.5 | [8 empty] | 2005-08-20 | 41.694
|  | 2009-06-07 | 0.0132 | [9 empty] | 2017-02-01 | 1026.6968 | 1026.5 | 1029.5 | [8 empty] | 2005-08-21 | 41.694
|  | 2009-06-07 16:40 | 0.0132 | [9 empty] | 2017-03-01 | 1026.7778 | 1026.5 | 1029.5 | [8 empty] | 2005-08-22 | 41.694
|  | 2009-06-08 | 0.0182 | [9 empty] | 2017-04-01 | 1026.9188 | 1026.5 | 1029.4916 | [8 empty] | 2005-08-23 | 17.007
|  | 2009-06-08 11:55 | 0.0182 | [9 empty] | 2017-05-01 | 1027.0579 | 1026.5 | 1029.4535 | [8 empty] | 2005-08-24 | 17.007
|  | 2009-06-14 | 0.0221 | [9 empty] | 2017-06-01 | 1029.4417 | 1026.5 | 1029.4481 | [8 empty] | 2005-08-25 | 17.007
|  | 2009-06-14 11:55 | 0.0221 | [9 empty] | 2017-07-01 | 1029.4049 | 1026.5 | 1029.4376 | [8 empty] | 2005-08-26 | 17.007
|  | 2009-06-21 | 0.0375 | [9 empty] | 2017-08-01 | 1029.4169 | 1026.5015 | 1029.4453 | [8 empty] | 2005-08-27 | 17.007
|  | 2009-06-21 01:10 | [10 empty] | 2017-09-01 | 1029.4387 | 1026.8885 | 1029.4545 | [8 empty] | 2005-08-28 | 17.007
|  | 2009-06-21 13:10 | 0.0375 | [9 empty] | 2017-10-01 | 1028.01 | 1026.6943 | 1029.4767 | [8 empty] | 2005-08-29 | 17.007
|  | 2009-06-28 | 0.0379 | [9 empty] | 2017-11-01 | 1028.0292 | 1026.5972 | 1029.4968 | [8 empty] | 2005-08-30 | 17.007
|  | 2009-06-28 06:05 | 0.0379 | [9 empty] | 2017-12-01 | 1027.2754 | 1026.5486 | 1029.5 | [8 empty] | 2005-08-31 | 0
|  | 2009-07-05 | 0.033 | [9 empty] | 2018-01-01 | 1026.8937 | 1026.5243 | 1029.5 | [8 empty] | 2005-09-01 | 0
|  | 2009-07-05 05:10 | 0.028 | [9 empty] | 2018-02-01 | 1026.6968 | 1026.5121 | 1029.5 | [8 empty] | 2005-09-02 | 0
|  | 2009-07-12 | 0.03 | [9 empty] | 2018-03-01 | 1026.7955 | 1026.5061 | 1029.5 | [8 empty] | 2005-09-03 | 0
|  | 2009-07-12 08:50 | 0.0337 | [9 empty] | 2018-04-01 | 1026.9485 | 1026.5031 | 1029.4916 | [8 empty] | 2005-09-04 | 0
|  | 2009-07-13 | 0.0402 | [9 empty] | 2018-05-01 | 1027.0956 | 1026.5015 | 1029.4537 | [8 empty] | 2005-09-05 | 0
|  | 2009-07-13 10:00 | 0.0402 | [9 empty] | 2018-06-01 | 1029.4414 | 1026.5007 | 1029.4481 | [8 empty] | 2005-09-06 | 0
|  | 2009-07-19 | 0.0607 | [9 empty] | 2018-07-01 | 1029.4049 | 1026.5031 | 1029.4376 | [8 empty] | 2005-09-07 | 0
|  | 2009-07-19 10:15 | 0.0607 | [9 empty] | 2018-08-01 | 1029.4169 | 1026.5031 | 1029.4452 | [8 empty] | 2005-09-08 | 0
|  | 2009-07-26 08:45 | 0.0673 | [9 empty] | 2018-09-01 | 1029.4387 | 1026.5016 | 1029.4583 | [8 empty] | 2005-09-09 | 0
|  | 2009-08-02 | 0.0462 | [9 empty] | 2018-10-01 | 1028.01 | 1026.5007 | 1029.4763 | [8 empty] | 2005-09-10 | 0
|  | 2009-08-02 14:55 | 0.07 | [9 empty] | 2018-11-01 | 1027.8992 | 1026.5004 | 1029.4968 | [8 empty] | 2005-09-11 | 0
|  | 2009-08-09 | 0.0457 | [9 empty] | 2018-12-01 | 1027.2754 | 1026.5002 | 1029.5 | [8 empty] | 2005-09-12 | 0
|  | 2009-08-09 16:50 | 0.0457 | [9 empty] | 2019-01-01 | 1026.8936 | 1026.5001 | 1029.5 | [8 empty] | 2005-09-13 | 0
|  | 2009-08-15 | 0.0483 | [9 empty] | 2019-02-01 | 1026.6968 | 1026.5 | 1029.5 | [8 empty] | 2005-09-14 | 0
|  | 2009-08-15 13:25 | 0.0483 | [9 empty] | 2019-03-01 | 1026.7975 | 1026.5 | 1029.5 | [8 empty] | 2005-09-15 | 0
|  | 2009-08-23 | 0.0327 | [9 empty] | 2019-04-01 | 1026.928 | 1026.5 | 1029.4916 | [8 empty] | 2005-09-16 | 0
|  | 2009-08-23 11:00 | 0.0327 | [9 empty] | 2019-05-01 | 1027.0784 | 1026.5 | 1029.4537 | [8 empty] | 2005-09-17 | 0
|  | 2009-08-30 | 0.0407 | [9 empty] | 2019-06-01 | 1029.4426 | 1026.5 | 1029.4481 | [8 empty] | 2005-09-18 | 0
|  | 2009-08-30 09:15 | 0.0407 | [9 empty] | 2019-07-01 | 1029.4049 | 1026.5 | 1029.4376 | [8 empty] | 2005-09-19 | 0
|  | 2009-09-02 19:15 | 0.042 | [9 empty] | 2019-08-01 | 1029.4169 | 1026.5015 | 1029.4453 | [8 empty] | 2005-09-20 | 106.06
|  | 2009-09-03 | 0.042 | [9 empty] | 2019-09-01 | 1029.4387 | 1026.889 | 1029.4597 | [8 empty] | 2005-09-21 | 106.06
|  | 2009-09-06 | 0.0511 | [9 empty] | 2019-10-01 | 1028.01 | 1026.6945 | 1029.4767 | [8 empty] | 2005-09-22 | 106.06
|  | 2009-09-06 09:10 | 0.0511 | [9 empty] | 2019-11-01 | 1027.9684 | 1026.5973 | 1029.4969 | [8 empty] | 2005-09-23 | 143.19
|  | 2009-09-13 | 0.0577 | [9 empty] | 2019-12-01 | 1027.2754 | 1026.5486 | 1029.5 | [8 empty] | 2005-09-24 | 143.19
|  | 2009-09-13 08:20 | 0.0577 | [9 empty] | 2020-01-01 | 1026.8937 | 1026.5243 | 1029.5 | [8 empty] | 2005-09-25 | 143.19
|  | 2009-09-20 | 0.0611 | [9 empty] | 2020-02-01 | 1026.6968 | 1026.5122 | 1029.5 | [8 empty] | 2005-09-26 | 143.19
|  | 2009-09-20 09:40 | 0.0611 | [9 empty] | 2020-03-01 | 1026.8463 | 1026.5061 | 1029.5 | [8 empty] | 2005-09-27 | 197.5
|  | 2009-09-24 11:40 | 0.125 | [9 empty] | 2020-04-01 | 1026.9446 | 1026.5031 | 1029.4922 | [8 empty] | 2005-09-28 | 244.55
|  | 2009-09-24 17:10 | 0.0159 | [9 empty] | 2020-05-01 | 1027.0835 | 1026.5015 | 1029.4623 | [8 empty] | 2005-09-29 | 244.55
|  | 2009-10-07 | 0.0836 | [9 empty] | 2020-06-01 | 1029.4385 | 1026.5007 | 1029.4481 | [8 empty] | 2005-09-30 | 215.15
|  | 2009-10-07 11:40 | 0.082 | [9 empty] | 2020-07-01 | 1029.4049 | 1026.5007 | 1029.4376 | [8 empty] | 2005-10-01 | 215.15
|  | 2009-10-07 17:49 | 0.0836 | [9 empty] | 2020-08-01 | 1029.4169 | 1026.5004 | 1029.4453 | [8 empty] | 2005-10-02 | 215.15
|  | 2009-10-07 17:56 | 0.032 | [9 empty] | 2020-09-01 | 1029.4387 | 1026.5004 | 1029.4545 | [8 empty] | 2005-10-03 | 215.15
|  | 2009-10-08 11:22 | 0.097 | [9 empty] | 2020-10-01 | 1028.01 | 1026.5002 | 1029.4763 | [8 empty] | 2005-10-04 | 226.2
|  | 2009-10-08 14:30 | 0.084 | [9 empty] | 2020-11-01 | 1027.6819 | 1026.5001 | 1029.4968 | [8 empty] | 2005-10-05 | 226.2
|  | 2009-10-09 10:02 | 0.043 | [9 empty] | 2020-12-01 | 1027.2754 | 1026.5 | 1029.5 | [8 empty] | 2005-10-06 | 0
|  | 2009-10-09 14:49 | 0.094 | [9 empty] | 2021-01-01 | 1026.8937 | 1026.5 | 1029.5 | [8 empty] | 2005-10-07 | 0
|  | 2009-10-10 10:53 | 0.056 | [9 empty] | 2021-02-01 | 1026.6968 | 1026.5 | 1029.5 | [8 empty] | 2005-10-08 | 0
|  | 2009-10-10 14:38 | 0.094 | [9 empty] | 2021-03-01 | 1026.814 | 1026.5 | 1029.5 | [8 empty] | 2005-10-09 | 0
|  | 2009-10-11 11:55 | 0.038 | [9 empty] | 2021-04-01 | 1026.9163 | 1026.5031 | 1029.4937 | [8 empty] | 2005-10-10 | 0
|  | 2009-10-11 14:40 | 0.102 | [9 empty] | 2021-05-01 | 1027.097 | 1026.5015 | 1029.459 | [8 empty] | 2005-10-11 | 0
|  | 2009-10-12 12:05 | 0.055 | [9 empty] | 2021-06-01 | 1029.4409 | 1026.5007 | 1029.4481 | [8 empty] | 2005-10-12 | 0
|  | 2009-10-12 14:35 | 0.1 | [9 empty] | 2021-07-01 | 1029.4049 | 1026.5015 | 1029.4376 | [8 empty] | 2005-10-13 | 0
|  | 2009-10-16 17:40 | 0.071 | [9 empty] | 2021-08-01 | 1029.4169 | 1026.5017 | 1029.4453 | [8 empty] | 2005-10-14 | 0
|  | 2009-10-17 | 0.0895 | [9 empty] | 2021-09-01 | 1029.4387 | 1026.8893 | 1029.4545 | [8 empty] | 2005-10-15 | 0
|  | 2009-10-17 12:25 | 0.115 | [9 empty] | 2021-10-01 | 1028.01 | 1026.6947 | 1029.4783 | [8 empty] | 2005-10-16 | 0
|  | 2009-10-17 12:35 | [10 empty] | 2021-11-01 | 1027.3348 | 1026.5973 | 1029.4971 | [8 empty] | 2005-10-17 | 0
|  | 2009-10-17 16:50 | 0.114 | [9 empty] | 2021-12-01 | 1027.0276 | 1026.5487 | 1029.5 | [8 empty] | 2005-10-18 | 0
|  | 2009-10-18 10:40 | 0.04 | [9 empty] | 2022-01-01 | 1026.8936 | 1026.5243 | 1029.5 | [8 empty] | 2005-10-19 | 0
|  | 2009-10-18 15:44 | 0.12 | [21 empty] | 2005-10-20 | 0
|  | 2009-10-19 11:35 | 0.053 | [21 empty] | 2005-10-21 | 0
|  | 2009-10-19 16:58 | 0.096 | [21 empty] | 2005-10-22 | 0
|  | 2009-10-20 13:05 | 0.067667 | [21 empty] | 2005-10-23 | 0
|  | 2009-10-20 16:15 | 0.091 | [21 empty] | 2005-10-24 | 0
|  | 2009-10-21 12:58 | 0.062 | [21 empty] | 2005-10-25 | 0
|  | 2009-10-21 15:28 | 0.101 | [21 empty] | 2005-10-26 | 0
|  | 2009-10-22 12:21 | 0.04 | [21 empty] | 2005-10-27 | 0
|  | 2009-10-22 15:15 | 0.111 | [21 empty] | 2005-10-28 | 0
|  | 2009-10-23 12:50 | 0.084 | [21 empty] | 2005-10-29 | 0
|  | 2009-10-23 15:30 | 0.112 | [21 empty] | 2005-10-30 | 0
|  | 2009-10-24 15:31 | 0.05 | [21 empty] | 2005-10-31 | 0
|  | 2009-10-24 16:30 | 0.125 | [21 empty] | 2005-11-01 | 0
|  | 2009-10-25 | 0.0959 | [21 empty] | 2005-11-02 | 0
|  | 2009-10-25 13:40 | 0.086 | [21 empty] | 2005-11-03 | 0
|  | 2009-10-25 15:45 | 0.118 | [21 empty] | 2005-11-04 | 0
|  | 2009-10-26 12:40 | 0.089 | [21 empty] | 2005-11-05 | 0
|  | 2009-10-26 15:45 | 0.129 | [21 empty] | 2005-11-06 | 0
|  | 2009-10-27 10:57 | 0.121 | [21 empty] | 2005-11-07 | 0
|  | 2009-10-27 15:40 | 0.098 | [21 empty] | 2005-11-08 | 0
|  | 2009-10-28 11:23 | 0.081 | [21 empty] | 2005-11-09 | 0
|  | 2009-10-28 15:24 | 0.099 | [21 empty] | 2005-11-10 | 0
|  | 2009-10-29 14:09 | 0.081 | [21 empty] | 2005-11-11 | 0
|  | 2009-10-29 15:44 | 0.09 | [21 empty] | 2005-11-12 | 0
|  | 2009-10-30 11:28 | 0.082 | [21 empty] | 2005-11-13 | 0
|  | 2009-10-30 15:48 | 0.089 | [21 empty] | 2005-11-14 | 0
|  | 2009-10-31 11:24 | 0.065 | [21 empty] | 2005-11-15 | 0
|  | 2009-10-31 15:17 | 0.078 | [21 empty] | 2005-11-16 | 0
|  | 2009-11-01 | 0.095 | [21 empty] | 2005-11-17 | 0
|  | 2009-11-01 12:16 | 0.119 | [21 empty] | 2005-11-18 | 0
|  | 2009-11-01 15:52 | 0.092 | [21 empty] | 2005-11-19 | 0
|  | 2009-11-04 | 0.03 | [21 empty] | 2005-11-20 | 0
|  | 2009-11-04 15:09 | 0.03 | [21 empty] | 2005-11-21 | 0
|  | 2009-12-01 | 0.0331 | [21 empty] | 2005-11-22 | 0
|  | 2009-12-01 14:33 | [22 empty] | 2005-11-23 | 0
|  | 2009-12-01 14:43 | 0.0331 | [21 empty] | 2005-11-24 | 0
|  | 2010-01-11 | 0.0431 | [21 empty] | 2005-11-25 | 0
|  | 2010-01-11 12:32 | 0.0431 | [21 empty] | 2005-11-26 | 0
|  | 2010-02-22 | 0.022 | [21 empty] | 2005-11-27 | 0
|  | 2010-02-22 14:20 | 0.022 | [21 empty] | 2005-11-28 | 0
|  | 2010-03-10 | 0.0241 | [21 empty] | 2005-11-29 | 0
|  | 2010-03-10 08:52 | 0.0241 | [21 empty] | 2005-11-30 | 0
|  | 2010-03-22 | 0.0321 | [21 empty] | 2005-12-01 | 0
|  | 2010-03-22 07:20 | 3.2e-05 | [21 empty] | 2005-12-02 | 0
|  | 2010-03-22 17:46 | 0.032 | [21 empty] | 2005-12-03 | 0
|  | 2010-03-23 07:25 | 5.5e-05 | [21 empty] | 2005-12-04 | 0
|  | 2010-03-23 13:10 | 0.055 | [21 empty] | 2005-12-05 | 0
|  | 2010-03-24 08:42 | 0.000145 | [21 empty] | 2005-12-06 | 0
|  | 2010-03-24 09:23 | 0.145 | [21 empty] | 2005-12-07 | 0
|  | 2010-03-25 07:14 | 0.086 | [21 empty] | 2005-12-08 | 0
|  | 2010-03-25 08:13 | 8.6e-05 | [21 empty] | 2005-12-09 | 0
|  | 2010-03-25 10:41 | 8.15e-05 | [21 empty] | 2005-12-10 | 0
|  | 2010-03-25 14:49 | 0.0815 | [21 empty] | 2005-12-11 | 0
|  | 2010-03-26 08:06 | 0.098 | [21 empty] | 2005-12-12 | 0
|  | 2010-03-26 09:10 | 9.8e-05 | [21 empty] | 2005-12-13 | 0
|  | 2010-03-27 07:30 | 0.082 | [21 empty] | 2005-12-14 | 0
|  | 2010-03-27 07:51 | 8.2e-05 | [21 empty] | 2005-12-15 | 0
|  | 2010-03-28 07:35 | 0.0915 | [21 empty] | 2005-12-16 | 0
|  | 2010-03-28 17:51 | 9.15e-05 | [21 empty] | 2005-12-17 | 0
|  | 2010-03-29 08:32 | 0.091 | [21 empty] | 2005-12-18 | 0
|  | 2010-03-29 13:21 | 9.1e-05 | [21 empty] | 2005-12-19 | 0
|  | 2010-03-30 | 0.101 | [21 empty] | 2005-12-20 | 0
|  | 2010-03-30 07:04 | 9e-05 | [21 empty] | 2005-12-21 | 0
|  | 2010-03-30 08:06 | 0.087 | [21 empty] | 2005-12-22 | 0
|  | 2010-03-30 09:11 | 8.7e-05 | [21 empty] | 2005-12-23 | 0
|  | 2010-03-30 10:50 | 0.09 | [21 empty] | 2005-12-24 | 0
|  | 2010-03-31 09:03 | 0.0795 | [21 empty] | 2005-12-25 | 0
|  | 2010-03-31 14:46 | 7.95e-05 | [21 empty] | 2005-12-26 | 0
|  | 2010-04-01 07:57 | 0.0805 | [21 empty] | 2005-12-27 | 0
|  | 2010-04-01 08:00 | 8.05e-05 | [21 empty] | 2005-12-28 | 0
|  | 2010-04-05 07:20 | 2.75e-05 | [21 empty] | 2005-12-29 | 0
|  | 2010-04-05 07:25 | 5.9e-05 | [21 empty] | 2005-12-30 | 0
|  | 2010-04-05 08:09 | 0.0275 | [21 empty] | 2005-12-31 | 0
|  | 2010-04-05 11:09 | 0.059 | [21 empty] | 2006-01-01 | 0
|  | 2010-04-06 | 0.11 | [21 empty] | 2006-01-02 | 0
|  | 2010-04-06 08:24 | 0.0915 | [21 empty] | 2006-01-03 | 0
|  | 2010-04-06 08:42 | 9.15e-05 | [21 empty] | 2006-01-04 | 0
|  | 2010-04-07 08:13 | 8.85e-05 | [21 empty] | 2006-01-05 | 0
|  | 2010-04-07 08:48 | 0.0885 | [21 empty] | 2006-01-06 | 0
|  | 2010-04-08 10:41 | 8.85e-05 | [21 empty] | 2006-01-07 | 0
|  | 2010-04-08 10:43 | 0.0885 | [21 empty] | 2006-01-08 | 0
|  | 2010-04-09 07:55 | 0.0945 | [21 empty] | 2006-01-09 | 0
|  | 2010-04-09 09:10 | 9.45e-05 | [21 empty] | 2006-01-10 | 0
|  | 2010-04-10 07:30 | 0.089 | [21 empty] | 2006-01-11 | 0
|  | 2010-04-10 07:51 | 8.9e-05 | [21 empty] | 2006-01-12 | 0
|  | 2010-04-11 07:50 | 0.0635 | [21 empty] | 2006-01-13 | 0
|  | 2010-04-11 10:54 | 6.35e-05 | [21 empty] | 2006-01-14 | 0
|  | 2010-04-12 08:14 | 0.0645 | [21 empty] | 2006-01-15 | 0
|  | 2010-04-12 08:36 | 6.45e-05 | [21 empty] | 2006-01-16 | 0
|  | 2010-04-13 | 0.0925 | [21 empty] | 2006-01-17 | 0
|  | 2010-04-13 08:57 | 7.35e-05 | [21 empty] | 2006-01-18 | 0
|  | 2010-04-13 09:04 | 0.0735 | [21 empty] | 2006-01-19 | 0
|  | 2010-04-14 08:20 | 0.059 | [21 empty] | 2006-01-20 | 0
|  | 2010-04-14 10:34 | 5.9e-05 | [21 empty] | 2006-01-21 | 0
|  | 2010-04-15 08:05 | 0.063 | [21 empty] | 2006-01-22 | 0
|  | 2010-04-15 08:07 | 6.3e-05 | [21 empty] | 2006-01-23 | 0
|  | 2010-04-20 | 0.0738 | [21 empty] | 2006-01-24 | 0
|  | 2010-04-20 14:16 | 9.3e-05 | [21 empty] | 2006-01-25 | 0
|  | 2010-04-20 14:43 | 0.093 | [21 empty] | 2006-01-26 | 0
|  | 2010-04-23 07:34 | 0.056 | [21 empty] | 2006-01-27 | 0
|  | 2010-04-23 07:40 | 5.6e-05 | [21 empty] | 2006-01-28 | 0
|  | 2010-04-25 07:40 | 6.4e-05 | [21 empty] | 2006-01-29 | 0
|  | 2010-04-25 07:44 | 0.064 | [21 empty] | 2006-01-30 | 0
|  | 2010-04-26 08:30 | 3.5e-05 | [21 empty] | 2006-01-31 | 6.8154
|  | 2010-04-26 08:43 | 0.035 | [21 empty] | 2006-02-01 | 6.8154
|  | 2010-04-27 | 0.0427 | [21 empty] | 2006-02-02 | 6.8154
|  | 2010-04-27 01:50 | 0.034 | [21 empty] | 2006-02-03 | 6.8154
|  | 2010-04-27 09:10 | 3.4e-05 | [21 empty] | 2006-02-04 | 6.8154
|  | 2010-04-27 13:50 | 0.0427 | [21 empty] | 2006-02-05 | 6.8154
|  | 2010-04-29 08:26 | 3.6e-05 | [21 empty] | 2006-02-06 | 6.8154
|  | 2010-04-29 15:35 | 0.036 | [21 empty] | 2006-02-07 | 6.8154
|  | 2010-05-02 08:12 | 5.1e-05 | [21 empty] | 2006-02-08 | 6.8154
|  | 2010-05-02 09:05 | 0.051 | [21 empty] | 2006-02-09 | 6.8154
|  | 2010-05-02 14:15 | [22 empty] | 2006-02-10 | 6.8154
|  | 2010-05-03 07:40 | 4.65e-05 | [21 empty] | 2006-02-11 | 6.8154
|  | 2010-05-03 08:29 | 0.0465 | [21 empty] | 2006-02-12 | 6.8154
|  | 2010-05-04 | 0.063 | [21 empty] | 2006-02-13 | 6.8154
|  | 2010-05-04 07:40 | 6.6e-05 | [21 empty] | 2006-02-14 | 0
|  | 2010-05-04 08:37 | 0.066 | [21 empty] | 2006-02-15 | 0
|  | 2010-05-04 08:49 | 0.063 | [21 empty] | 2006-02-16 | 5.9065
|  | 2010-05-05 08:20 | 6.4e-05 | [21 empty] | 2006-02-17 | 5.9065
|  | 2010-05-05 08:41 | 0.064 | [21 empty] | 2006-02-18 | 5.9065
|  | 2010-05-06 08:21 | 8.5e-05 | [21 empty] | 2006-02-19 | 5.9065
|  | 2010-05-06 08:50 | 0.085 | [21 empty] | 2006-02-20 | 5.9065
|  | 2010-05-07 06:35 | 0.058 | [21 empty] | 2006-02-21 | 129.49
|  | 2010-05-07 14:36 | 5.8e-05 | [21 empty] | 2006-02-22 | 141.99
|  | 2010-05-08 08:04 | 0.06 | [21 empty] | 2006-02-23 | 141.99
|  | 2010-05-08 08:52 | 6e-05 | [21 empty] | 2006-02-24 | 210.14
|  | 2010-05-09 08:13 | 0.065 | [21 empty] | 2006-02-25 | 210.14
|  | 2010-05-09 08:30 | 6.5e-05 | [21 empty] | 2006-02-26 | 210.14
|  | 2010-05-10 08:19 | 0.059 | [21 empty] | 2006-02-27 | 210.14
|  | 2010-05-10 12:15 | 5.9e-05 | [21 empty] | 2006-02-28 | 177.51
|  | 2010-05-11 | 0.0454 | [21 empty] | 2006-03-01 | 177.51
|  | 2010-05-11 08:20 | 0.046 | [21 empty] | 2006-03-02 | 208.47
|  | 2010-05-11 09:04 | [22 empty] | 2006-03-03 | 181.04
|  | 2010-05-11 13:55 | 4.6e-05 | [21 empty] | 2006-03-04 | 181.04
|  | 2010-05-12 08:39 | 0.059 | [21 empty] | 2006-03-05 | 195.3
|  | 2010-05-12 13:55 | 5.9e-05 | [21 empty] | 2006-03-06 | 195.3
|  | 2010-05-13 07:37 | 0.051 | [21 empty] | 2006-03-07 | 194.21
|  | 2010-05-13 16:52 | 5.1e-05 | [21 empty] | 2006-03-08 | 194.21
|  | 2010-05-14 07:46 | 0.052 | [21 empty] | 2006-03-09 | 208.47
|  | 2010-05-14 13:55 | 5.2e-05 | [21 empty] | 2006-03-10 | 0
|  | 2010-05-15 07:24 | 0.054 | [21 empty] | 2006-03-11 | 0
|  | 2010-05-15 07:54 | 5.4e-05 | [21 empty] | 2006-03-12 | 0
|  | 2010-05-16 08:03 | 0.043 | [21 empty] | 2006-03-13 | 0
|  | 2010-05-16 08:32 | 4.3e-05 | [21 empty] | 2006-03-14 | 0
|  | 2010-05-17 08:27 | 0.04 | [21 empty] | 2006-03-15 | 0
|  | 2010-05-17 13:56 | 4e-05 | [21 empty] | 2006-03-16 | 0
|  | 2010-05-18 | 0.0385 | [21 empty] | 2006-03-17 | 0
|  | 2010-05-18 08:34 | 0.034 | [21 empty] | 2006-03-18 | 0
|  | 2010-05-18 09:00 | 3.4e-05 | [21 empty] | 2006-03-19 | 0
|  | 2010-05-18 11:02 | 0.0385 | [21 empty] | 2006-03-20 | 0
|  | 2010-05-18 14:43 | [22 empty] | 2006-03-21 | 0
|  | 2010-05-19 | 0.0398 | [21 empty] | 2006-03-22 | 0
|  | 2010-05-19 08:25 | 0.033 | [21 empty] | 2006-03-23 | 0
|  | 2010-05-19 15:36 | 3.3e-05 | [21 empty] | 2006-03-24 | 0
|  | 2010-05-20 08:00 | 3.8e-05 | [21 empty] | 2006-03-25 | 0
|  | 2010-05-20 08:18 | 0.038 | [21 empty] | 2006-03-26 | 0
|  | 2010-05-21 08:36 | 0.026 | [21 empty] | 2006-03-27 | 0
|  | 2010-05-21 09:00 | 2.6e-05 | [21 empty] | 2006-03-28 | 0
|  | 2010-05-22 07:50 | 2.2e-05 | [21 empty] | 2006-03-29 | 0
|  | 2010-05-22 08:05 | 0.022 | [21 empty] | 2006-03-30 | 0
|  | 2010-05-23 08:16 | 0.026 | [21 empty] | 2006-03-31 | 0
|  | 2010-05-23 08:35 | 2.6e-05 | [21 empty] | 2006-04-01 | 0
|  | 2010-05-24 07:33 | 0.024 | [21 empty] | 2006-04-02 | 0
|  | 2010-05-24 08:49 | 2.4e-05 | [21 empty] | 2006-04-03 | 0
|  | 2010-05-25 | 0.0226 | [21 empty] | 2006-04-04 | 0
|  | 2010-05-25 08:40 | 0.022 | [21 empty] | 2006-04-05 | 0
|  | 2010-05-25 08:48 | 2.2e-05 | [21 empty] | 2006-04-06 | 0
|  | 2010-05-25 13:50 | [22 empty] | 2006-04-07 | 0
|  | 2010-05-26 08:19 | 0.024 | [21 empty] | 2006-04-08 | 0
|  | 2010-05-26 08:56 | 2.4e-05 | [21 empty] | 2006-04-09 | 0
|  | 2010-05-27 06:43 | 2.8e-05 | [21 empty] | 2006-04-10 | 0
|  | 2010-05-27 09:07 | 0.028 | [21 empty] | 2006-04-11 | 0
|  | 2010-06-01 | 0.0426 | [21 empty] | 2006-04-12 | 0
|  | 2010-06-01 08:40 | 0.0426 | [21 empty] | 2006-04-13 | 0
|  | 2010-06-01 08:45 | [22 empty] | 2006-04-14 | 0
|  | 2010-06-08 | 0.0399 | [21 empty] | 2006-04-15 | 0
|  | 2010-06-08 07:55 | 4e-05 | [21 empty] | 2006-04-16 | 0
|  | 2010-06-08 08:36 | 0.04 | [21 empty] | 2006-04-17 | 0
|  | 2010-06-15 | 0.0484 | [21 empty] | 2006-04-18 | 0
|  | 2010-06-15 08:07 | 4.6e-05 | [21 empty] | 2006-04-19 | 0
|  | 2010-06-15 09:01 | 0.046 | [21 empty] | 2006-04-20 | 0
|  | 2010-06-15 09:11 | [22 empty] | 2006-04-21 | 0
|  | 2010-06-22 | 0.0455 | [21 empty] | 2006-04-22 | 0
|  | 2010-06-22 08:25 | 0.000114 | [21 empty] | 2006-04-23 | 0
|  | 2010-06-22 09:56 | 0.114 | [21 empty] | 2006-04-24 | 0
|  | 2010-06-24 08:05 | 4.4e-05 | [21 empty] | 2006-04-25 | 0
|  | 2010-06-24 09:13 | 0.044 | [21 empty] | 2006-04-26 | 0
|  | 2010-06-29 | 0.0493 | [21 empty] | 2006-04-27 | 0
|  | 2010-06-29 08:31 | 4.7e-05 | [21 empty] | 2006-04-28 | 0
|  | 2010-06-29 09:50 | 0.047 | [21 empty] | 2006-04-29 | 0
|  | 2010-06-29 09:55 | [22 empty] | 2006-04-30 | 0
|  | 2010-07-06 | 0.0334 | [21 empty] | 2006-05-01 | 0
|  | 2010-07-06 07:32 | 4.8e-05 | [21 empty] | 2006-05-02 | 39.756
|  | 2010-07-06 09:56 | 0.048 | [21 empty] | 2006-05-03 | 39.756
|  | 2010-07-13 | 0.0429 | [21 empty] | 2006-05-04 | 58.158
|  | 2010-07-13 07:37 | 4e-05 | [21 empty] | 2006-05-05 | 58.158
|  | 2010-07-13 08:45 | 0.04 | [21 empty] | 2006-05-06 | 58.158
|  | 2010-07-20 | 0.0583 | [21 empty] | 2006-05-07 | 58.158
|  | 2010-07-20 07:34 | 4.6e-05 | [21 empty] | 2006-05-08 | 58.158
|  | 2010-07-20 10:08 | 0.046 | [21 empty] | 2006-05-09 | 270.34
|  | 2010-07-27 | 0.0726 | [21 empty] | 2006-05-10 | 270.34
|  | 2010-07-27 07:55 | 6.3e-05 | [21 empty] | 2006-05-11 | 270.34
|  | 2010-07-27 09:01 | 0.063 | [21 empty] | 2006-05-12 | 108.25
|  | 2010-07-27 09:11 | [22 empty] | 2006-05-13 | 108.25
|  | 2010-08-03 | 0.0179 | [21 empty] | 2006-05-14 | 108.25
|  | 2010-08-03 13:14 | 0.019 | [21 empty] | 2006-05-15 | 108.25
|  | 2010-08-03 14:50 | 0.019 | [21 empty] | 2006-05-16 | 0
|  | 2010-08-10 | 0.0614 | [21 empty] | 2006-05-17 | 0
|  | 2010-08-10 08:23 | 5.4e-05 | [21 empty] | 2006-05-18 | 0
|  | 2010-08-10 08:56 | 0.054 | [21 empty] | 2006-05-19 | 0
|  | 2010-08-17 | 0.052 | [21 empty] | 2006-05-20 | 0
|  | 2010-08-17 08:29 | 5.1e-05 | [21 empty] | 2006-05-21 | 0
|  | 2010-08-17 08:50 | 0.051 | [21 empty] | 2006-05-22 | 0
|  | 2010-08-24 | 0.0424 | [21 empty] | 2006-05-23 | 0
|  | 2010-08-24 08:22 | 3.7e-05 | [21 empty] | 2006-05-24 | 104.24
|  | 2010-08-24 08:40 | 0.037 | [21 empty] | 2006-05-25 | 104.24
|  | 2010-08-24 08:45 | [22 empty] | 2006-05-26 | 105.33
|  | 2010-08-31 | 0.0496 | [21 empty] | 2006-05-27 | 105.33
|  | 2010-08-31 08:14 | 4.6e-05 | [21 empty] | 2006-05-28 | 105.33
|  | 2010-08-31 14:10 | 0.046 | [21 empty] | 2006-05-29 | 105.33
|  | 2010-09-07 | 0.0411 | [21 empty] | 2006-05-30 | 89.24
|  | 2010-09-07 08:25 | 0.000101 | [21 empty] | 2006-05-31 | 89.24
|  | 2010-09-07 09:30 | 0.101 | [21 empty] | 2006-06-01 | 89.24
|  | 2010-10-21 | 0.0239 | [21 empty] | 2006-06-02 | 0
|  | 2010-10-21 11:30 | 0.0239 | [21 empty] | 2006-06-03 | 0
|  | 2010-11-03 14:10 | 0.0347 | [21 empty] | 2006-06-04 | 0
|  | 2010-11-09 | 0.036 | [21 empty] | 2006-06-05 | 0
|  | 2010-11-09 16:28 | 0.036 | [21 empty] | 2006-06-06 | 0
|  | 2010-11-17 07:27 | 0.000118 | [21 empty] | 2006-06-07 | 0
|  | 2010-11-17 07:59 | 0.000113 | [21 empty] | 2006-06-08 | 0
|  | 2010-11-17 08:10 | 0.000117 | [21 empty] | 2006-06-09 | 0
|  | 2010-11-17 08:30 | 0.000119 | [21 empty] | 2006-06-10 | 0
|  | 2010-11-17 12:20 | 0.113 | [21 empty] | 2006-06-11 | 0
|  | 2010-11-17 15:16 | 0.117 | [21 empty] | 2006-06-12 | 0
|  | 2010-11-17 16:40 | 0.118 | [21 empty] | 2006-06-13 | 2.9258
|  | 2010-11-17 16:41 | 0.119 | [21 empty] | 2006-06-14 | 2.9258
|  | 2010-11-18 | 0.135 | [21 empty] | 2006-06-15 | 2.9258
|  | 2010-11-18 08:15 | 0.00011 | [21 empty] | 2006-06-16 | 2.9258
|  | 2010-11-18 10:30 | 0.11 | [21 empty] | 2006-06-17 | 2.9258
|  | 2010-11-19 09:03 | 0.000109 | [21 empty] | 2006-06-18 | 2.9258
|  | 2010-11-19 11:25 | 0.109 | [21 empty] | 2006-06-19 | 2.9258
|  | 2010-11-20 07:48 | 0.000109 | [21 empty] | 2006-06-20 | 2.9258
|  | 2010-11-20 10:00 | 0.109 | [21 empty] | 2006-06-21 | 2.9258
|  | 2010-11-21 07:44 | 0.000104 | [21 empty] | 2006-06-22 | 87.046
|  | 2010-11-21 10:00 | 0.104 | [21 empty] | 2006-06-23 | 87.046
|  | 2010-11-22 07:50 | 0.000104 | [21 empty] | 2006-06-24 | 87.046
|  | 2010-11-22 09:55 | 0.104 | [21 empty] | 2006-06-25 | 87.046
|  | 2010-11-23 08:15 | 0.000101 | [21 empty] | 2006-06-26 | 87.046
|  | 2010-11-23 10:08 | 0.101 | [21 empty] | 2006-06-27 | 87.046
|  | 2010-11-24 08:25 | 9.9e-05 | [21 empty] | 2006-06-28 | 0
|  | 2010-11-24 08:37 | 0.0001 | [21 empty] | 2006-06-29 | 0
|  | 2010-11-24 09:19 | 0.099 | [21 empty] | 2006-06-30 | 0
|  | 2010-11-24 17:02 | 0.1 | [21 empty] | 2006-07-01 | 0
|  | 2010-11-25 | 0.13 | [21 empty] | 2006-07-02 | 0
|  | 2010-11-25 07:50 | 9.2e-05 | [21 empty] | 2006-07-03 | 0
|  | 2010-11-25 08:24 | 0.000101 | [21 empty] | 2006-07-04 | 0
|  | 2010-11-25 10:06 | 0.101 | [21 empty] | 2006-07-05 | 0
|  | 2010-11-25 16:20 | 0.092 | [21 empty] | 2006-07-06 | 0
|  | 2010-11-26 06:51 | 9.3e-05 | [21 empty] | 2006-07-07 | 0
|  | 2010-11-26 06:55 | 8.8e-05 | [21 empty] | 2006-07-08 | 0
|  | 2010-11-26 10:05 | 0.088 | [21 empty] | 2006-07-09 | 0
|  | 2010-11-26 17:10 | 0.093 | [21 empty] | 2006-07-10 | 0
|  | 2010-11-27 08:10 | 8.7e-05 | [21 empty] | 2006-07-11 | 21.944
|  | 2010-11-27 08:26 | 8.9e-05 | [21 empty] | 2006-07-12 | 21.944
|  | 2010-11-27 08:55 | 0.087 | [21 empty] | 2006-07-13 | 21.944
|  | 2010-11-27 17:55 | 0.089 | [21 empty] | 2006-07-14 | 0
|  | 2010-11-28 08:12 | 8.6e-05 | [21 empty] | 2006-07-15 | 0
|  | 2010-11-28 08:25 | 8.8e-05 | [21 empty] | 2006-07-16 | 0
|  | 2010-11-28 08:32 | 0.088 | [21 empty] | 2006-07-17 | 0
|  | 2010-11-28 16:00 | 0.086 | [21 empty] | 2006-07-18 | 0
|  | 2010-11-29 07:45 | 8.9e-05 | [21 empty] | 2006-07-19 | 0
|  | 2010-11-29 07:55 | 9.1e-05 | [21 empty] | 2006-07-20 | 1.7553
|  | 2010-11-29 09:51 | 0.091 | [21 empty] | 2006-07-21 | 1.7553
|  | 2010-11-29 15:09 | 0.089 | [21 empty] | 2006-07-22 | 1.7553
|  | 2010-11-30 08:10 | 8.9e-05 | [21 empty] | 2006-07-23 | 1.7553
|  | 2010-11-30 08:21 | 9e-05 | [21 empty] | 2006-07-24 | 1.7553
|  | 2010-11-30 12:02 | 0.089 | [21 empty] | 2006-07-25 | 25.393
|  | 2010-11-30 15:23 | 0.09 | [21 empty] | 2006-07-26 | 25.393
|  | 2010-12-01 08:17 | 8.3e-05 | [21 empty] | 2006-07-27 | 25.393
|  | 2010-12-01 08:28 | 8.5e-05 | [21 empty] | 2006-07-28 | 25.393
|  | 2010-12-01 08:37 | 0.085 | [21 empty] | 2006-07-29 | 25.393
|  | 2010-12-01 15:25 | 0.083 | [21 empty] | 2006-07-30 | 25.393
|  | 2010-12-02 | 0.108 | [21 empty] | 2006-07-31 | 25.393
|  | 2010-12-02 08:10 | 8.7e-05 | [21 empty] | 2006-08-01 | 0
|  | 2010-12-02 08:42 | 0.087 | [21 empty] | 2006-08-02 | 0
|  | 2011-01-18 14:10 | 0.0296 | [21 empty] | 2006-08-03 | 0
|  | 2011-02-01 16:21 | 0.0256 | [21 empty] | 2006-08-04 | 0
|  | 2011-03-14 14:12 | 0.0259 | [21 empty] | 2006-08-05 | 0
|  | 2011-03-24 17:23 | 0.125 | [21 empty] | 2006-08-06 | 0
|  | 2011-03-29 14:02 | 0.109 | [21 empty] | 2006-08-07 | 0
|  | 2011-04-05 08:42 | 0.109 | [21 empty] | 2006-08-08 | 52.666
|  | 2011-04-12 09:35 | 0.113 | [21 empty] | 2006-08-09 | 52.666
|  | 2011-04-19 09:47 | 0.107 | [21 empty] | 2006-08-10 | 52.666
|  | 2011-04-26 11:29 | 0.0975 | [21 empty] | 2006-08-11 | 52.666
|  | 2011-05-03 14:30 | 0.189 | [21 empty] | 2006-08-12 | 52.666
|  | 2011-05-04 14:45 | 0.0628 | [21 empty] | 2006-08-13 | 52.666
|  | 2011-05-10 08:37 | 0.0997 | [21 empty] | 2006-08-14 | 52.666
|  | 2011-05-17 09:07 | 0.0625 | [21 empty] | 2006-08-15 | 0
|  | 2011-05-24 09:10 | 0.0226 | [21 empty] | 2006-08-16 | 0
|  | 2011-05-31 10:15 | 0.0138 | [21 empty] | 2006-08-17 | 0
|  | 2011-06-07 09:45 | 0.074 | [21 empty] | 2006-08-18 | 0
|  | 2011-06-14 14:09 | 0.0186 | [21 empty] | 2006-08-19 | 0
|  | 2011-06-21 11:10 | 0.0137 | [21 empty] | 2006-08-20 | 0
|  | 2011-06-28 11:22 | 0.0194 | [21 empty] | 2006-08-21 | 0
|  | 2011-07-05 09:50 | 0.0206 | [21 empty] | 2006-08-22 | 0
|  | 2011-07-12 08:51 | 0.019 | [21 empty] | 2006-08-23 | 0
|  | 2011-07-19 09:19 | 0.0223 | [21 empty] | 2006-08-24 | 0
|  | 2011-07-26 08:44 | 0.0356 | [21 empty] | 2006-08-25 | 0
|  | 2011-08-02 08:28 | 0.0351 | [21 empty] | 2006-08-26 | 0
|  | 2011-08-09 08:49 | 0.0276 | [21 empty] | 2006-08-27 | 0
|  | 2011-08-16 08:51 | 0.0161 | [21 empty] | 2006-08-28 | 0
|  | 2011-08-23 08:35 | 0.0166 | [21 empty] | 2006-08-29 | 98.749
|  | 2011-08-25 11:31 | 0.0166 | [21 empty] | 2006-08-30 | 80.567
|  | 2011-08-30 08:54 | 0.0182 | [21 empty] | 2006-08-31 | 80.567
|  | 2011-09-06 08:47 | 0.0236 | [21 empty] | 2006-09-01 | 80.567
|  | 2011-09-13 09:45 | 0.0211 | [21 empty] | 2006-09-02 | 80.567
|  | 2011-09-20 09:06 | 0.0247 | [21 empty] | 2006-09-03 | 80.567
|  | 2011-09-27 09:55 | 0.0296 | [21 empty] | 2006-09-04 | 80.567
|  | 2011-10-25 13:40 | 0.0263 | [21 empty] | 2006-09-05 | 80.567
|  | 2011-11-23 09:20 | 0.0861 | [21 empty] | 2006-09-06 | 0
|  | 2011-11-29 09:35 | 0.102 | [21 empty] | 2006-09-07 | 0
|  | 2011-12-08 08:00 | 0.146 | [21 empty] | 2006-09-08 | 0
|  | 2012-01-18 15:20 | 0.031 | [21 empty] | 2006-09-09 | 0
|  | 2012-02-02 12:52 | 0.0281 | [21 empty] | 2006-09-10 | 0
| 41275 | 2012-03-05 11:30 | 0.0322 | [21 empty] | 2006-09-11 | 0
| 0 | 2012-01-01 | 0.043562 | 0.03505 | 0.061341 | [19 empty] | 2006-09-12 | 0
| 0 | 2012-02-01 | 0.035739 | 0.019279 | 0.048247 | [19 empty] | 2006-09-13 | 7.2103
| 0 | 2012-03-01 | 0.034746 | 0.020029 | 0.049816 | [19 empty] | 2006-09-14 | 7.2103
| 0 | 2012-04-01 | 0.029226 | 0.023132 | 0.037673 | [19 empty] | 2006-09-15 | 7.2103
| 1 | 2012-05-01 | 0.029693 | 0.0094777 | 0.074255 | 0.029693 | 0.0094777 | 0.074255 | [16 empty] | 2006-09-16 | 7.2103
| 1 | 2012-06-01 | 0.025431 | 0.0091081 | 0.046148 | 0.025431 | 0.0091081 | 0.046148 | [16 empty] | 2006-09-17 | 7.2103
| 1 | 2012-07-01 | 0.021543 | 0.0095566 | 0.041383 | 0.021543 | 0.0095566 | 0.041383 | [16 empty] | 2006-09-18 | 7.2103
| 1 | 2012-08-01 | 0.017972 | 0.0079735 | 0.032147 | 0.017972 | 0.0079735 | 0.032147 | [16 empty] | 2006-09-19 | 7.2103
| 1 | 2012-09-01 | 0.0216 | 0.013376 | 0.031576 | 0.0216 | 0.013376 | 0.031576 | [16 empty] | 2006-09-20 | 250.16
| 0 | 2012-10-01 | 0.02269 | 0.010781 | 0.03569 | [19 empty] | 2006-09-21 | 239.19
| 0 | 2012-11-01 | 0.025313 | 0.016931 | 0.036752 | [19 empty] | 2006-09-22 | 0
| 0 | 2012-12-01 | 0.023403 | 0.013325 | 0.039727 | [19 empty] | 2006-09-23 | 0
| 0 | 2013-01-01 | 0.027448 | 0.013167 | 0.046631 | [19 empty] | 2006-09-24 | 0
| 0 | 2013-02-01 | 0.026178 | 0.016315 | 0.042673 | [19 empty] | 2006-09-25 | 0
| 0 | 2013-03-01 | 0.028713 | 0.010587 | 0.046367 | [19 empty] | 2006-09-26 | 0
| 0 | 2013-04-01 | 0.026985 | 0.017069 | 0.038597 | [19 empty] | 2006-09-27 | 0
| 1 | 2013-05-01 | 0.030879 | 0.0070999 | 0.064447 | 0.030879 | 0.0070999 | 0.064447 | [16 empty] | 2006-09-28 | 0
| 1 | 2013-06-01 | 0.021654 | 0.0077879 | 0.04364 | 0.021654 | 0.0077879 | 0.04364 | [16 empty] | 2006-09-29 | 0
| 1 | 2013-07-01 | 0.022221 | 0.009659 | 0.041572 | 0.022221 | 0.009659 | 0.041572 | [16 empty] | 2006-09-30 | 0
| 1 | 2013-08-01 | 0.018048 | 0.0089312 | 0.03391 | 0.018048 | 0.0089312 | 0.03391 | [16 empty] | 2006-10-01 | 0
| 1 | 2013-09-01 | 0.021638 | 0.01209 | 0.029636 | 0.021638 | 0.01209 | 0.029636 | [16 empty] | 2006-10-02 | 0
| 0 | 2013-10-01 | 0.021385 | 0.014051 | 0.034355 | [19 empty] | 2006-10-03 | 0
| 0 | 2013-11-01 | 0.024508 | 0.015278 | 0.034336 | [19 empty] | 2006-10-04 | 0
| 0 | 2013-12-01 | 0.021687 | 0.013581 | 0.031713 | [19 empty] | 2006-10-05 | 0
| 0 | 2014-01-01 | 0.025506 | 0.016387 | 0.039593 | [19 empty] | 2006-10-06 | 0
| 0 | 2014-02-01 | 0.023479 | 0.018039 | 0.044919 | [19 empty] | 2006-10-07 | 0
| 0 | 2014-03-01 | 0.027611 | 0.015547 | 0.045665 | [19 empty] | 2006-10-08 | 0
| 0 | 2014-04-01 | 0.025473 | 0.01476 | 0.035188 | [19 empty] | 2006-10-09 | 0
| 1 | 2014-05-01 | 0.023827 | 0.0077455 | 0.066367 | 0.023827 | 0.0077455 | 0.066367 | [16 empty] | 2006-10-10 | 0
| 1 | 2014-06-01 | 0.019051 | 0.0088321 | 0.051419 | 0.019051 | 0.0088321 | 0.051419 | [16 empty] | 2006-10-11 | 0
| 1 | 2014-07-01 | 0.022029 | 0.0099595 | 0.04036 | 0.022029 | 0.0099595 | 0.04036 | [16 empty] | 2006-10-12 | 0
| 1 | 2014-08-01 | 0.018541 | 0.0074239 | 0.031852 | 0.018541 | 0.0074239 | 0.031852 | [16 empty] | 2006-10-13 | 0
| 1 | 2014-09-01 | 0.021652 | 0.013371 | 0.029999 | 0.021652 | 0.013371 | 0.029999 | [16 empty] | 2006-10-14 | 0
| 0 | 2014-10-01 | 0.023199 | 0.012748 | 0.033384 | [19 empty] | 2006-10-15 | 0
| 0 | 2014-11-01 | 0.025069 | 0.017588 | 0.033923 | [19 empty] | 2006-10-16 | 0
| 0 | 2014-12-01 | 0.022453 | 0.012287 | 0.031788 | [19 empty] | 2006-10-17 | 0
| 0 | 2015-01-01 | 0.025319 | 0.014139 | 0.040144 | [19 empty] | 2006-10-18 | 0
| 0 | 2015-02-01 | 0.023654 | 0.014275 | 0.047382 | [19 empty] | 2006-10-19 | 0
| 0 | 2015-03-01 | 0.028058 | 0.012041 | 0.039632 | [19 empty] | 2006-10-20 | 0
| 0 | 2015-04-01 | 0.025962 | 0.014835 | 0.035495 | [19 empty] | 2006-10-21 | 0
| 1 | 2015-05-01 | 0.025674 | 0.0076905 | 0.063644 | 0.025674 | 0.0076905 | 0.063644 | [16 empty] | 2006-10-22 | 0
| 1 | 2015-06-01 | 0.023399 | 0.0097805 | 0.043695 | 0.023399 | 0.0097805 | 0.043695 | [16 empty] | 2006-10-23 | 0
| 1 | 2015-07-01 | 0.022463 | 0.0095647 | 0.039931 | 0.022463 | 0.0095647 | 0.039931 | [16 empty] | 2006-10-24 | 0
| 1 | 2015-08-01 | 0.017666 | 0.0076532 | 0.03611 | 0.017666 | 0.0076532 | 0.03611 | [16 empty] | 2006-10-25 | 0
| 1 | 2015-09-01 | 0.021551 | 0.01401 | 0.028509 | 0.021551 | 0.01401 | 0.028509 | [16 empty] | 2006-10-26 | 0
| 0 | 2015-10-01 | 0.022456 | 0.012446 | 0.033532 | [19 empty] | 2006-10-27 | 0
| 0 | 2015-11-01 | 0.024312 | 0.016111 | 0.03467 | [19 empty] | 2006-10-28 | 0
| 0 | 2015-12-01 | 0.022565 | 0.011739 | 0.029718 | [19 empty] | 2006-10-29 | 0
| 0 | 2016-01-01 | 0.024091 | 0.012003 | 0.034693 | [19 empty] | 2006-10-30 | 0
| 0 | 2016-02-01 | 0.0233 | 0.016275 | 0.036205 | [19 empty] | 2006-10-31 | 0
| 0 | 2016-03-01 | 0.027483 | 0.010667 | 0.04245 | [19 empty] | 2006-11-01 | 0
| 0 | 2016-04-01 | 0.024909 | 0.015563 | 0.03381 | [19 empty] | 2006-11-02 | 0
| 1 | 2016-05-01 | 0.028286 | 0.0074951 | 0.079572 | 0.028286 | 0.0074951 | 0.079572 | [16 empty] | 2006-11-03 | 0
| 1 | 2016-06-01 | 0.023759 | 0.010385 | 0.054141 | 0.023759 | 0.010385 | 0.054141 | [16 empty] | 2006-11-04 | 0
| 1 | 2016-07-01 | 0.021444 | 0.0098631 | 0.038878 | 0.021444 | 0.0098631 | 0.038878 | [16 empty] | 2006-11-05 | 0
| 1 | 2016-08-01 | 0.018951 | 0.0074292 | 0.031013 | 0.018951 | 0.0074292 | 0.031013 | [16 empty] | 2006-11-06 | 0
| 1 | 2016-09-01 | 0.022424 | 0.010932 | 0.029505 | 0.022424 | 0.010932 | 0.029505 | [16 empty] | 2006-11-07 | 0
| 0 | 2016-10-01 | 0.022317 | 0.013164 | 0.038326 | [19 empty] | 2006-11-08 | 0
| 0 | 2016-11-01 | 0.024414 | 0.013707 | 0.03754 | [19 empty] | 2006-11-09 | 0
| 0 | 2016-12-01 | 0.021631 | 0.012727 | 0.031164 | [19 empty] | 2006-11-10 | 0
| 0 | 2017-01-01 | 0.024328 | 0.013342 | 0.041735 | [19 empty] | 2006-11-11 | 0
| 0 | 2017-02-01 | 0.022737 | 0.015226 | 0.044016 | [19 empty] | 2006-11-12 | 0
| 0 | 2017-03-01 | 0.028649 | 0.017254 | 0.046296 | [19 empty] | 2006-11-13 | 0
| 0 | 2017-04-01 | 0.024805 | 0.015717 | 0.033807 | [19 empty] | 2006-11-14 | 0
| 1 | 2017-05-01 | 0.026192 | 0.0076659 | 0.055525 | 0.026192 | 0.0076659 | 0.055525 | [16 empty] | 2006-11-15 | 0
| 1 | 2017-06-01 | 0.022328 | 0.0080619 | 0.041342 | 0.022328 | 0.0080619 | 0.041342 | [16 empty] | 2006-11-16 | 0
| 1 | 2017-07-01 | 0.021928 | 0.0087211 | 0.035529 | 0.021928 | 0.0087211 | 0.035529 | [16 empty] | 2006-11-17 | 0
| 1 | 2017-08-01 | 0.01723 | 0.0075449 | 0.038565 | 0.01723 | 0.0075449 | 0.038565 | [16 empty] | 2006-11-18 | 0
| 1 | 2017-09-01 | 0.022133 | 0.014645 | 0.029007 | 0.022133 | 0.014645 | 0.029007 | [16 empty] | 2006-11-19 | 0
| 0 | 2017-10-01 | 0.022465 | 0.013552 | 0.036286 | [19 empty] | 2006-11-20 | 0
| 0 | 2017-11-01 | 0.024611 | 0.015822 | 0.033933 | [19 empty] | 2006-11-21 | 0
| 0 | 2017-12-01 | 0.021473 | 0.011029 | 0.030573 | [19 empty] | 2006-11-22 | 0
| 0 | 2018-01-01 | 0.024453 | 0.013796 | 0.044794 | [19 empty] | 2006-11-23 | 0
| 0 | 2018-02-01 | 0.023149 | 0.017545 | 0.042447 | [19 empty] | 2006-11-24 | 0
| 0 | 2018-03-01 | 0.027479 | 0.012507 | 0.04298 | [19 empty] | 2006-11-25 | 0
| 0 | 2018-04-01 | 0.025261 | 0.018713 | 0.039825 | [19 empty] | 2006-11-26 | 0
| 1 | 2018-05-01 | 0.025036 | 0.0078077 | 0.058735 | 0.025036 | 0.0078077 | 0.058735 | [16 empty] | 2006-11-27 | 0
| 1 | 2018-06-01 | 0.022491 | 0.010457 | 0.050679 | 0.022491 | 0.010457 | 0.050679 | [16 empty] | 2006-11-28 | 0
| 1 | 2018-07-01 | 0.022225 | 0.0092464 | 0.033218 | 0.022225 | 0.0092464 | 0.033218 | [16 empty] | 2006-11-29 | 0
| 1 | 2018-08-01 | 0.017909 | 0.0079281 | 0.032411 | 0.017909 | 0.0079281 | 0.032411 | [16 empty] | 2006-11-30 | 0
| 1 | 2018-09-01 | 0.021536 | 0.013693 | 0.029144 | 0.021536 | 0.013693 | 0.029144 | [16 empty] | 2006-12-01 | 0
| 0 | 2018-10-01 | 0.022165 | 0.012249 | 0.034381 | [19 empty] | 2006-12-02 | 0
| 0 | 2018-11-01 | 0.024645 | 0.017439 | 0.0361 | [19 empty] | 2006-12-03 | 0
| 0 | 2018-12-01 | 0.022138 | 0.012163 | 0.03439 | [19 empty] | 2006-12-04 | 0
| 0 | 2019-01-01 | 0.024092 | 0.015761 | 0.033349 | [19 empty] | 2006-12-05 | 0
| 0 | 2019-02-01 | 0.022676 | 0.015595 | 0.055256 | [19 empty] | 2006-12-06 | 0
| 0 | 2019-03-01 | 0.026379 | 0.010556 | 0.051662 | [19 empty] | 2006-12-07 | 0
| 0 | 2019-04-01 | 0.025048 | 0.017021 | 0.041736 | [19 empty] | 2006-12-08 | 0
| 1 | 2019-05-01 | 0.024333 | 0.0075369 | 0.071844 | 0.024333 | 0.0075369 | 0.071844 | [16 empty] | 2006-12-09 | 0
| 1 | 2019-06-01 | 0.021316 | 0.010185 | 0.046091 | 0.021316 | 0.010185 | 0.046091 | [16 empty] | 2006-12-10 | 0
| 1 | 2019-07-01 | 0.022568 | 0.010416 | 0.038819 | 0.022568 | 0.010416 | 0.038819 | [16 empty] | 2006-12-11 | 0
| 1 | 2019-08-01 | 0.019344 | 0.0085619 | 0.039298 | 0.019344 | 0.0085619 | 0.039298 | [16 empty] | 2006-12-12 | 0
| 1 | 2019-09-01 | 0.021857 | 0.013945 | 0.028491 | 0.021857 | 0.013945 | 0.028491 | [16 empty] | 2006-12-13 | 0
| 0 | 2019-10-01 | 0.022323 | 0.012399 | 0.050494 | [19 empty] | 2006-12-14 | 0
| 0 | 2019-11-01 | 0.024434 | 0.016768 | 0.046853 | [19 empty] | 2006-12-15 | 0
| 0 | 2019-12-01 | 0.021402 | 0.012367 | 0.042052 | [19 empty] | 2006-12-16 | 0
| 0 | 2020-01-01 | 0.024565 | 0.014788 | 0.037786 | [19 empty] | 2006-12-17 | 0
| 0 | 2020-02-01 | 0.023514 | 0.014091 | 0.055937 | [19 empty] | 2006-12-18 | 0
| 0 | 2020-03-01 | 0.027597 | 0.015709 | 0.051505 | [19 empty] | 2006-12-19 | 0
| 0 | 2020-04-01 | 0.024795 | 0.012879 | 0.036841 | [19 empty] | 2006-12-20 | 0
| 1 | 2020-05-01 | 0.028099 | 0.0076256 | 0.066588 | 0.028099 | 0.0076256 | 0.066588 | [16 empty] | 2006-12-21 | 0
| 1 | 2020-06-01 | 0.023585 | 0.0094929 | 0.051731 | 0.023585 | 0.0094929 | 0.051731 | [16 empty] | 2006-12-22 | 0
| 1 | 2020-07-01 | 0.022698 | 0.009477 | 0.036905 | 0.022698 | 0.009477 | 0.036905 | [16 empty] | 2006-12-23 | 0
| 1 | 2020-08-01 | 0.018 | 0.0079287 | 0.034825 | 0.018 | 0.0079287 | 0.034825 | [16 empty] | 2006-12-24 | 0
| 1 | 2020-09-01 | 0.021668 | 0.01177 | 0.030343 | 0.021668 | 0.01177 | 0.030343 | [16 empty] | 2006-12-25 | 0
| 0 | 2020-10-01 | 0.022541 | 0.013561 | 0.03602 | [19 empty] | 2006-12-26 | 0
| 0 | 2020-11-01 | 0.024447 | 0.01551 | 0.035164 | [19 empty] | 2006-12-27 | 0
| 0 | 2020-12-01 | 0.021594 | 0.014099 | 0.031932 | [19 empty] | 2006-12-28 | 0
| 0 | 2021-01-01 | 0.024323 | 0.015312 | 0.042069 | [19 empty] | 2006-12-29 | 0
| 0 | 2021-02-01 | 0.023834 | 0.017735 | 0.046504 | [19 empty] | 2006-12-30 | 0
| 0 | 2021-03-01 | 0.027508 | 0.014047 | 0.042356 | [19 empty] | 2006-12-31 | 0
| 0 | 2021-04-01 | 0.024271 | 0.01655 | 0.038777 | [19 empty] | 2007-01-01 | 0
| 1 | 2021-05-01 | 0.025585 | 0.0076241 | 0.064137 | 0.025585 | 0.0076241 | 0.064137 | [16 empty] | 2007-01-02 | 0
| 1 | 2021-06-01 | 0.023737 | 0.0081829 | 0.047678 | 0.023737 | 0.0081829 | 0.047678 | [16 empty] | 2007-01-03 | 0
| 1 | 2021-07-01 | 0.021891 | 0.0081148 | 0.033788 | 0.021891 | 0.0081148 | 0.033788 | [16 empty] | 2007-01-04 | 0
| 1 | 2021-08-01 | 0.017842 | 0.0072319 | 0.035554 | 0.017842 | 0.0072319 | 0.035554 | [16 empty] | 2007-01-05 | 0
| 1 | 2021-09-01 | 0.02185 | 0.012703 | 0.031409 | 0.02185 | 0.012703 | 0.031409 | [16 empty] | 2007-01-06 | 0
| 0 | 2021-10-01 | 0.023425 | 0.013562 | 0.038871 | [19 empty] | 2007-01-07 | 0
| 0 | 2021-11-01 | 0.025756 | 0.015833 | 0.03749 | [19 empty] | 2007-01-08 | 0
| 0 | 2021-12-01 | 0.022672 | 0.012498 | 0.033336 | [19 empty] | 2007-01-09 | 0
| 0 | 2022-01-01 | 0.025687 | 0.012475 | 0.035674 | [19 empty] | 2007-01-10 | 0
[25 empty] | 2007-01-11 | 0
[25 empty] | 2007-01-12 | 0
[25 empty] | 2007-01-13 | 0
[25 empty] | 2007-01-14 | 0
[25 empty] | 2007-01-15 | 0
[25 empty] | 2007-01-16 | 0
[25 empty] | 2007-01-17 | 0
[25 empty] | 2007-01-18 | 0
[25 empty] | 2007-01-19 | 0
[25 empty] | 2007-01-20 | 0
[25 empty] | 2007-01-21 | 0
[25 empty] | 2007-01-22 | 0
[25 empty] | 2007-01-23 | 0
[25 empty] | 2007-01-24 | 0
[25 empty] | 2007-01-25 | 0
[25 empty] | 2007-01-26 | 0
[25 empty] | 2007-01-27 | 0
[25 empty] | 2007-01-28 | 0
[25 empty] | 2007-01-29 | 0
[25 empty] | 2007-01-30 | 0
[25 empty] | 2007-01-31 | 0
[25 empty] | 2007-02-01 | 0
[25 empty] | 2007-02-02 | 0
[25 empty] | 2007-02-03 | 0
[25 empty] | 2007-02-04 | 0
[25 empty] | 2007-02-05 | 0
[25 empty] | 2007-02-06 | 0
[25 empty] | 2007-02-07 | 0
[25 empty] | 2007-02-08 | 0
[25 empty] | 2007-02-09 | 0
[25 empty] | 2007-02-10 | 0
[25 empty] | 2007-02-11 | 0
[25 empty] | 2007-02-12 | 0
[25 empty] | 2007-02-13 | 0
[25 empty] | 2007-02-14 | 0
[25 empty] | 2007-02-15 | 0
[25 empty] | 2007-02-16 | 0
[25 empty] | 2007-02-17 | 0
[25 empty] | 2007-02-18 | 0
[25 empty] | 2007-02-19 | 0
[25 empty] | 2007-02-20 | 0
[25 empty] | 2007-02-21 | 0
[25 empty] | 2007-02-22 | 0
[25 empty] | 2007-02-23 | 0
[25 empty] | 2007-02-24 | 0
[25 empty] | 2007-02-25 | 0
[25 empty] | 2007-02-26 | 0
[25 empty] | 2007-02-27 | 0
[25 empty] | 2007-02-28 | 0
[25 empty] | 2007-03-01 | 0
[25 empty] | 2007-03-02 | 0
[25 empty] | 2007-03-03 | 0
[25 empty] | 2007-03-04 | 0
[25 empty] | 2007-03-05 | 0
[25 empty] | 2007-03-06 | 0
[25 empty] | 2007-03-07 | 0
[25 empty] | 2007-03-08 | 0
[25 empty] | 2007-03-09 | 0
[25 empty] | 2007-03-10 | 0
[25 empty] | 2007-03-11 | 0
[25 empty] | 2007-03-12 | 0
[25 empty] | 2007-03-13 | 0
[25 empty] | 2007-03-14 | 0
[25 empty] | 2007-03-15 | 0
[25 empty] | 2007-03-16 | 0
[25 empty] | 2007-03-17 | 0
[25 empty] | 2007-03-18 | 0
[25 empty] | 2007-03-19 | 0
[25 empty] | 2007-03-20 | 0
[25 empty] | 2007-03-21 | 0
[25 empty] | 2007-03-22 | 0
[25 empty] | 2007-03-23 | 0
[25 empty] | 2007-03-24 | 0
[25 empty] | 2007-03-25 | 0
[25 empty] | 2007-03-26 | 0
[25 empty] | 2007-03-27 | 0
[25 empty] | 2007-03-28 | 0
[25 empty] | 2007-03-29 | 0
[25 empty] | 2007-03-30 | 0
[25 empty] | 2007-03-31 | 0
[25 empty] | 2007-04-01 | 0
[25 empty] | 2007-04-02 | 0
[25 empty] | 2007-04-03 | 207.95
[25 empty] | 2007-04-04 | 207.95
[25 empty] | 2007-04-05 | 207.95
[25 empty] | 2007-04-06 | 207.95
[25 empty] | 2007-04-07 | 207.95
[25 empty] | 2007-04-08 | 207.95
[25 empty] | 2007-04-09 | 207.95
[25 empty] | 2007-04-10 | 207.95
[25 empty] | 2007-04-11 | 207.95
[25 empty] | 2007-04-12 | 207.95
[25 empty] | 2007-04-13 | 0
[25 empty] | 2007-04-14 | 0
[25 empty] | 2007-04-15 | 0
[25 empty] | 2007-04-16 | 0
[25 empty] | 2007-04-17 | 0
[25 empty] | 2007-04-18 | 0
[25 empty] | 2007-04-19 | 0
[25 empty] | 2007-04-20 | 0
[25 empty] | 2007-04-21 | 0
[25 empty] | 2007-04-22 | 0
[25 empty] | 2007-04-23 | 0
[25 empty] | 2007-04-24 | 0
[25 empty] | 2007-04-25 | 0
[25 empty] | 2007-04-26 | 0
[25 empty] | 2007-04-27 | 0
[25 empty] | 2007-04-28 | 0
[25 empty] | 2007-04-29 | 0
[25 empty] | 2007-04-30 | 0
[25 empty] | 2007-05-01 | 0
[25 empty] | 2007-05-02 | 0
[25 empty] | 2007-05-03 | 0
[25 empty] | 2007-05-04 | 0
[25 empty] | 2007-05-05 | 0
[25 empty] | 2007-05-06 | 0
[25 empty] | 2007-05-07 | 0
[25 empty] | 2007-05-08 | 236.02
[25 empty] | 2007-05-09 | 236.02
[25 empty] | 2007-05-10 | 241.84
[25 empty] | 2007-05-11 | 241.68
[25 empty] | 2007-05-12 | 241.68
[25 empty] | 2007-05-13 | 241.68
[25 empty] | 2007-05-14 | 241.68
[25 empty] | 2007-05-15 | 0
[25 empty] | 2007-05-16 | 0
[25 empty] | 2007-05-17 | 0
[25 empty] | 2007-05-18 | 21.355
[25 empty] | 2007-05-19 | 21.355
[25 empty] | 2007-05-20 | 21.355
[25 empty] | 2007-05-21 | 21.355
[25 empty] | 2007-05-22 | 21.355
[25 empty] | 2007-05-23 | 109.05
[25 empty] | 2007-05-24 | 109.05
[25 empty] | 2007-05-25 | 0
[25 empty] | 2007-05-26 | 0
[25 empty] | 2007-05-27 | 0
[25 empty] | 2007-05-28 | 0
[25 empty] | 2007-05-29 | 4.5432
[25 empty] | 2007-05-30 | 4.5432
[25 empty] | 2007-05-31 | 4.5432
[25 empty] | 2007-06-01 | 101.66
[25 empty] | 2007-06-02 | 101.66
[25 empty] | 2007-06-03 | 101.66
[25 empty] | 2007-06-04 | 101.66
[25 empty] | 2007-06-05 | 11.359
[25 empty] | 2007-06-06 | 11.359
[25 empty] | 2007-06-07 | 11.359
[25 empty] | 2007-06-08 | 11.359
[25 empty] | 2007-06-09 | 11.359
[25 empty] | 2007-06-10 | 11.359
[25 empty] | 2007-06-11 | 11.359
[25 empty] | 2007-06-12 | 15.902
[25 empty] | 2007-06-13 | 15.902
[25 empty] | 2007-06-14 | 15.902
[25 empty] | 2007-06-15 | 24.99
[25 empty] | 2007-06-16 | 24.99
[25 empty] | 2007-06-17 | 24.99
[25 empty] | 2007-06-18 | 24.99
[25 empty] | 2007-06-19 | 0.75733
[25 empty] | 2007-06-20 | 0.75733
[25 empty] | 2007-06-21 | 0.75733
[25 empty] | 2007-06-22 | 0
[25 empty] | 2007-06-23 | 0
[25 empty] | 2007-06-24 | 0
[25 empty] | 2007-06-25 | 0
[25 empty] | 2007-06-26 | 22.718
[25 empty] | 2007-06-27 | 22.718
[25 empty] | 2007-06-28 | 22.718
[25 empty] | 2007-06-29 | 28.624
[25 empty] | 2007-06-30 | 28.624
[25 empty] | 2007-07-01 | 28.624
[25 empty] | 2007-07-02 | 28.624
[25 empty] | 2007-07-03 | 28.624
[25 empty] | 2007-07-04 | 0
[25 empty] | 2007-07-05 | 0
[25 empty] | 2007-07-06 | 0
[25 empty] | 2007-07-07 | 0
[25 empty] | 2007-07-08 | 0
[25 empty] | 2007-07-09 | 0
[25 empty] | 2007-07-10 | 34.834
[25 empty] | 2007-07-11 | 34.834
[25 empty] | 2007-07-12 | 34.834
[25 empty] | 2007-07-13 | 12.008
[25 empty] | 2007-07-14 | 12.008
[25 empty] | 2007-07-15 | 12.008
[25 empty] | 2007-07-16 | 12.008
[25 empty] | 2007-07-17 | 12.008
[25 empty] | 2007-07-18 | 12.008
[25 empty] | 2007-07-19 | 12.008
[25 empty] | 2007-07-20 | 23.042
[25 empty] | 2007-07-21 | 23.042
[25 empty] | 2007-07-22 | 23.042
[25 empty] | 2007-07-23 | 23.042
[25 empty] | 2007-07-24 | 23.042
[25 empty] | 2007-07-25 | 23.042
[25 empty] | 2007-07-26 | 23.042
[25 empty] | 2007-07-27 | 27.262
[25 empty] | 2007-07-28 | 27.262
[25 empty] | 2007-07-29 | 27.262
[25 empty] | 2007-07-30 | 27.262
[25 empty] | 2007-07-31 | 27.262
[25 empty] | 2007-08-01 | 27.262
[25 empty] | 2007-08-02 | 27.262
[25 empty] | 2007-08-03 | 19.797
[25 empty] | 2007-08-04 | 19.797
[25 empty] | 2007-08-05 | 19.797
[25 empty] | 2007-08-06 | 19.797
[25 empty] | 2007-08-07 | 19.797
[25 empty] | 2007-08-08 | 19.797
[25 empty] | 2007-08-09 | 19.797
[25 empty] | 2007-08-10 | 56.146
[25 empty] | 2007-08-11 | 56.146
[25 empty] | 2007-08-12 | 56.146
[25 empty] | 2007-08-13 | 56.146
[25 empty] | 2007-08-14 | 56.146
[25 empty] | 2007-08-15 | 56.146
[25 empty] | 2007-08-16 | 56.146
[25 empty] | 2007-08-17 | 93.793
[25 empty] | 2007-08-18 | 93.793
[25 empty] | 2007-08-19 | 93.793
[25 empty] | 2007-08-20 | 93.793
[25 empty] | 2007-08-21 | 93.793
[25 empty] | 2007-08-22 | 93.793
[25 empty] | 2007-08-23 | 93.793
[25 empty] | 2007-08-24 | 15.253
[25 empty] | 2007-08-25 | 15.253
[25 empty] | 2007-08-26 | 15.253
[25 empty] | 2007-08-27 | 15.253
[25 empty] | 2007-08-28 | 15.253
[25 empty] | 2007-08-29 | 15.253
[25 empty] | 2007-08-30 | 15.253
[25 empty] | 2007-08-31 | 4.2191
[25 empty] | 2007-09-01 | 4.2191
[25 empty] | 2007-09-02 | 4.2191
[25 empty] | 2007-09-03 | 4.2191
[25 empty] | 2007-09-04 | 4.2191
[25 empty] | 2007-09-05 | 4.2191
[25 empty] | 2007-09-06 | 4.2191
[25 empty] | 2007-09-07 | 0
[25 empty] | 2007-09-08 | 0
[25 empty] | 2007-09-09 | 0
[25 empty] | 2007-09-10 | 0
[25 empty] | 2007-09-11 | 0
[25 empty] | 2007-09-12 | 254.34
[25 empty] | 2007-09-13 | 142.64
[25 empty] | 2007-09-14 | 156.9
[25 empty] | 2007-09-15 | 156.9
[25 empty] | 2007-09-16 | 156.9
[25 empty] | 2007-09-17 | 156.9
[25 empty] | 2007-09-18 | 0
[25 empty] | 2007-09-19 | 0
[25 empty] | 2007-09-20 | 0
[25 empty] | 2007-09-21 | 0
[25 empty] | 2007-09-22 | 0
[25 empty] | 2007-09-23 | 0
[25 empty] | 2007-09-24 | 0
[25 empty] | 2007-09-25 | 0
[25 empty] | 2007-09-26 | 0
[25 empty] | 2007-09-27 | 0
[25 empty] | 2007-09-28 | 0
[25 empty] | 2007-09-29 | 0
[25 empty] | 2007-09-30 | 0
[25 empty] | 2007-10-01 | 0
[25 empty] | 2007-10-02 | 0
[25 empty] | 2007-10-03 | 0
[25 empty] | 2007-10-04 | 0
[25 empty] | 2007-10-05 | 0
[25 empty] | 2007-10-06 | 0
[25 empty] | 2007-10-07 | 0
[25 empty] | 2007-10-08 | 0
[25 empty] | 2007-10-09 | 0
[25 empty] | 2007-10-10 | 0
[25 empty] | 2007-10-11 | 0
[25 empty] | 2007-10-12 | 0
[25 empty] | 2007-10-13 | 0
[25 empty] | 2007-10-14 | 0
[25 empty] | 2007-10-15 | 0
[25 empty] | 2007-10-16 | 0
[25 empty] | 2007-10-17 | 0
[25 empty] | 2007-10-18 | 0
[25 empty] | 2007-10-19 | 0
[25 empty] | 2007-10-20 | 0
[25 empty] | 2007-10-21 | 0
[25 empty] | 2007-10-22 | 0
[25 empty] | 2007-10-23 | 168.11
[25 empty] | 2007-10-24 | 168.11
[25 empty] | 2007-10-25 | 168.11
[25 empty] | 2007-10-26 | 126.61
[25 empty] | 2007-10-27 | 126.61
[25 empty] | 2007-10-28 | 126.61
[25 empty] | 2007-10-29 | 126.61
[25 empty] | 2007-10-30 | 0
[25 empty] | 2007-10-31 | 0
[25 empty] | 2007-11-01 | 0
[25 empty] | 2007-11-02 | 0
[25 empty] | 2007-11-03 | 0
[25 empty] | 2007-11-04 | 0
[25 empty] | 2007-11-05 | 0
[25 empty] | 2007-11-06 | 0
[25 empty] | 2007-11-07 | 0
[25 empty] | 2007-11-08 | 0
[25 empty] | 2007-11-09 | 0
[25 empty] | 2007-11-10 | 0
[25 empty] | 2007-11-11 | 0
[25 empty] | 2007-11-12 | 0
[25 empty] | 2007-11-13 | 0
[25 empty] | 2007-11-14 | 0
[25 empty] | 2007-11-15 | 0
[25 empty] | 2007-11-16 | 0
[25 empty] | 2007-11-17 | 0
[25 empty] | 2007-11-18 | 0
[25 empty] | 2007-11-19 | 0
[25 empty] | 2007-11-20 | 0
[25 empty] | 2007-11-21 | 0
[25 empty] | 2007-11-22 | 0
[25 empty] | 2007-11-23 | 0
[25 empty] | 2007-11-24 | 0
[25 empty] | 2007-11-25 | 0
[25 empty] | 2007-11-26 | 0
[25 empty] | 2007-11-27 | 0
[25 empty] | 2007-11-28 | 0
[25 empty] | 2007-11-29 | 0
[25 empty] | 2007-11-30 | 0
[25 empty] | 2007-12-01 | 0
[25 empty] | 2007-12-02 | 0
[25 empty] | 2007-12-03 | 0
[25 empty] | 2007-12-04 | 0
[25 empty] | 2007-12-05 | 0
[25 empty] | 2007-12-06 | 0
[25 empty] | 2007-12-07 | 0
[25 empty] | 2007-12-08 | 0
[25 empty] | 2007-12-09 | 0
[25 empty] | 2007-12-10 | 0
[25 empty] | 2007-12-11 | 0
[25 empty] | 2007-12-12 | 0
[25 empty] | 2007-12-13 | 0
[25 empty] | 2007-12-14 | 0
[25 empty] | 2007-12-15 | 0
[25 empty] | 2007-12-16 | 0
[25 empty] | 2007-12-17 | 0
[25 empty] | 2007-12-18 | 0
[25 empty] | 2007-12-19 | 0
[25 empty] | 2007-12-20 | 0
[25 empty] | 2007-12-21 | 0
[25 empty] | 2007-12-22 | 0
[25 empty] | 2007-12-23 | 0
[25 empty] | 2007-12-24 | 0
[25 empty] | 2007-12-25 | 0
[25 empty] | 2007-12-26 | 0
[25 empty] | 2007-12-27 | 0
[25 empty] | 2007-12-28 | 0
[25 empty] | 2007-12-29 | 0
[25 empty] | 2007-12-30 | 0
[25 empty] | 2007-12-31 | 0
[25 empty] | 2008-01-01 | 0
[25 empty] | 2008-01-02 | 0
[25 empty] | 2008-01-03 | 0
[25 empty] | 2008-01-04 | 0
[25 empty] | 2008-01-05 | 0
[25 empty] | 2008-01-06 | 0
[25 empty] | 2008-01-07 | 0
[25 empty] | 2008-01-08 | 0
[25 empty] | 2008-01-09 | 0
[25 empty] | 2008-01-10 | 0
[25 empty] | 2008-01-11 | 0
[25 empty] | 2008-01-12 | 0
[25 empty] | 2008-01-13 | 0
[25 empty] | 2008-01-14 | 0
[25 empty] | 2008-01-15 | 0
[25 empty] | 2008-01-16 | 0
[25 empty] | 2008-01-17 | 0
[25 empty] | 2008-01-18 | 0
[25 empty] | 2008-01-19 | 0
[25 empty] | 2008-01-20 | 0
[25 empty] | 2008-01-21 | 0
[25 empty] | 2008-01-22 | 0
[25 empty] | 2008-01-23 | 0
[25 empty] | 2008-01-24 | 0
[25 empty] | 2008-01-25 | 0
[25 empty] | 2008-01-26 | 0
[25 empty] | 2008-01-27 | 0
[25 empty] | 2008-01-28 | 0
[25 empty] | 2008-01-29 | 0
[25 empty] | 2008-01-30 | 0
[25 empty] | 2008-01-31 | 0
[25 empty] | 2008-02-01 | 0
[25 empty] | 2008-02-02 | 0
[25 empty] | 2008-02-03 | 0
[25 empty] | 2008-02-04 | 0
[25 empty] | 2008-02-05 | 0
[25 empty] | 2008-02-06 | 0
[25 empty] | 2008-02-07 | 0
[25 empty] | 2008-02-08 | 0
[25 empty] | 2008-02-09 | 0
[25 empty] | 2008-02-10 | 0
[25 empty] | 2008-02-11 | 0
[25 empty] | 2008-02-12 | 0
[25 empty] | 2008-02-13 | 0
[25 empty] | 2008-02-14 | 0
[25 empty] | 2008-02-15 | 0
[25 empty] | 2008-02-16 | 0
[25 empty] | 2008-02-17 | 0
[25 empty] | 2008-02-18 | 0
[25 empty] | 2008-02-19 | 0
[25 empty] | 2008-02-20 | 0
[25 empty] | 2008-02-21 | 0
[25 empty] | 2008-02-22 | 0
[25 empty] | 2008-02-23 | 0
[25 empty] | 2008-02-24 | 0
[25 empty] | 2008-02-25 | 0
[25 empty] | 2008-02-26 | 0
[25 empty] | 2008-02-27 | 0
[25 empty] | 2008-02-28 | 0
[25 empty] | 2008-02-29 | 0
[25 empty] | 2008-03-01 | 0
[25 empty] | 2008-03-02 | 0
[25 empty] | 2008-03-03 | 0
[25 empty] | 2008-03-04 | 0
[25 empty] | 2008-03-05 | 0
[25 empty] | 2008-03-06 | 0
[25 empty] | 2008-03-07 | 0
[25 empty] | 2008-03-08 | 0
[25 empty] | 2008-03-09 | 0
[25 empty] | 2008-03-10 | 0
[25 empty] | 2008-03-11 | 0
[25 empty] | 2008-03-12 | 0
[25 empty] | 2008-03-13 | 0
[25 empty] | 2008-03-14 | 0
[25 empty] | 2008-03-15 | 0
[25 empty] | 2008-03-16 | 0
[25 empty] | 2008-03-17 | 0
[25 empty] | 2008-03-18 | 0
[25 empty] | 2008-03-19 | 0
[25 empty] | 2008-03-20 | 0
[25 empty] | 2008-03-21 | 0
[25 empty] | 2008-03-22 | 0
[25 empty] | 2008-03-23 | 0
[25 empty] | 2008-03-24 | 0
[25 empty] | 2008-03-25 | 0
[25 empty] | 2008-03-26 | 0
[25 empty] | 2008-03-27 | 0
[25 empty] | 2008-03-28 | 0
[25 empty] | 2008-03-29 | 0
[25 empty] | 2008-03-30 | 0
[25 empty] | 2008-03-31 | 0
[25 empty] | 2008-04-01 | 0
[25 empty] | 2008-04-02 | 0
[25 empty] | 2008-04-03 | 0
[25 empty] | 2008-04-04 | 0
[25 empty] | 2008-04-05 | 0
[25 empty] | 2008-04-06 | 0
[25 empty] | 2008-04-07 | 0
[25 empty] | 2008-04-08 | 0
[25 empty] | 2008-04-09 | 0
[25 empty] | 2008-04-10 | 0
[25 empty] | 2008-04-11 | 191.25
[25 empty] | 2008-04-12 | 191.25
[25 empty] | 2008-04-13 | 191.25
[25 empty] | 2008-04-14 | 191.25
[25 empty] | 2008-04-15 | 101.32
[25 empty] | 2008-04-16 | 101.32
[25 empty] | 2008-04-17 | 101.32
[25 empty] | 2008-04-18 | 101.32
[25 empty] | 2008-04-19 | 101.32
[25 empty] | 2008-04-20 | 101.32
[25 empty] | 2008-04-21 | 101.32
[25 empty] | 2008-04-22 | 175.95
[25 empty] | 2008-04-23 | 175.95
[25 empty] | 2008-04-24 | 175.95
[25 empty] | 2008-04-25 | 86.038
[25 empty] | 2008-04-26 | 86.038
[25 empty] | 2008-04-27 | 86.038
[25 empty] | 2008-04-28 | 86.038
[25 empty] | 2008-04-29 | 0
[25 empty] | 2008-04-30 | 0
[25 empty] | 2008-05-01 | 0
[25 empty] | 2008-05-02 | 0
[25 empty] | 2008-05-03 | 0
[25 empty] | 2008-05-04 | 0
[25 empty] | 2008-05-05 | 0
[25 empty] | 2008-05-06 | 0
[25 empty] | 2008-05-07 | 44.183
[25 empty] | 2008-05-08 | 44.181
[25 empty] | 2008-05-09 | 23.254
[25 empty] | 2008-05-10 | 23.254
[25 empty] | 2008-05-11 | 23.254
[25 empty] | 2008-05-12 | 23.254
[25 empty] | 2008-05-13 | 6.3947
[25 empty] | 2008-05-14 | 6.3947
[25 empty] | 2008-05-15 | 6.3947
[25 empty] | 2008-05-16 | 6.3947
[25 empty] | 2008-05-17 | 6.3947
[25 empty] | 2008-05-18 | 6.3947
[25 empty] | 2008-05-19 | 6.3947
[25 empty] | 2008-05-20 | 6.3947
[25 empty] | 2008-05-21 | 11.628
[25 empty] | 2008-05-22 | 6.9745
[25 empty] | 2008-05-23 | 32.555
[25 empty] | 2008-05-24 | 32.555
[25 empty] | 2008-05-25 | 32.555
[25 empty] | 2008-05-26 | 32.555
[25 empty] | 2008-05-27 | 25.579
[25 empty] | 2008-05-28 | 25.579
[25 empty] | 2008-05-29 | 1.3954
[25 empty] | 2008-05-30 | 1.3954
[25 empty] | 2008-05-31 | 1.3954
[25 empty] | 2008-06-01 | 1.3954
[25 empty] | 2008-06-02 | 1.3954
[25 empty] | 2008-06-03 | 67.435
[25 empty] | 2008-06-04 | 67.435
[25 empty] | 2008-06-05 | 67.435
[25 empty] | 2008-06-06 | 72.655
[25 empty] | 2008-06-07 | 72.655
[25 empty] | 2008-06-08 | 72.655
[25 empty] | 2008-06-09 | 72.655
[25 empty] | 2008-06-10 | 72.655
[25 empty] | 2008-06-11 | 72.655
[25 empty] | 2008-06-12 | 27.586
[25 empty] | 2008-06-13 | 27.586
[25 empty] | 2008-06-14 | 27.586
[25 empty] | 2008-06-15 | 27.586
[25 empty] | 2008-06-16 | 27.586
[25 empty] | 2008-06-17 | 27.586
[25 empty] | 2008-06-18 | 27.586
[25 empty] | 2008-06-19 | 93.144
[25 empty] | 2008-06-20 | 93.144
[25 empty] | 2008-06-21 | 93.144
[25 empty] | 2008-06-22 | 93.144
[25 empty] | 2008-06-23 | 93.144
[25 empty] | 2008-06-24 | 109.05
[25 empty] | 2008-06-25 | 101.09
[25 empty] | 2008-06-26 | 101.09
[25 empty] | 2008-06-27 | 105.26
[25 empty] | 2008-06-28 | 105.26
[25 empty] | 2008-06-29 | 105.26
[25 empty] | 2008-06-30 | 105.26
[25 empty] | 2008-07-01 | 105.26
[25 empty] | 2008-07-02 | 105.26
[25 empty] | 2008-07-03 | 70.427
[25 empty] | 2008-07-04 | 10.223
[25 empty] | 2008-07-05 | 10.223
[25 empty] | 2008-07-06 | 10.223
[25 empty] | 2008-07-07 | 10.223
[25 empty] | 2008-07-08 | 0
[25 empty] | 2008-07-09 | 0
[25 empty] | 2008-07-10 | 0
[25 empty] | 2008-07-11 | 0
[25 empty] | 2008-07-12 | 0
[25 empty] | 2008-07-13 | 0
[25 empty] | 2008-07-14 | 0
[25 empty] | 2008-07-15 | 0
[25 empty] | 2008-07-16 | 0
[25 empty] | 2008-07-17 | 0
[25 empty] | 2008-07-18 | 2.2718
[25 empty] | 2008-07-19 | 2.2718
[25 empty] | 2008-07-20 | 2.2718
[25 empty] | 2008-07-21 | 2.2718
[25 empty] | 2008-07-22 | 2.2718
[25 empty] | 2008-07-23 | 2.2718
[25 empty] | 2008-07-24 | 2.2718
[25 empty] | 2008-07-25 | 22.177
[25 empty] | 2008-07-26 | 22.177
[25 empty] | 2008-07-27 | 22.177
[25 empty] | 2008-07-28 | 22.177
[25 empty] | 2008-07-29 | 22.177
[25 empty] | 2008-07-30 | 22.177
[25 empty] | 2008-07-31 | 22.177
[25 empty] | 2008-08-01 | 22.177
[25 empty] | 2008-08-02 | 22.177
[25 empty] | 2008-08-03 | 22.177
[25 empty] | 2008-08-04 | 22.177
[25 empty] | 2008-08-05 | 22.177
[25 empty] | 2008-08-06 | 22.177
[25 empty] | 2008-08-07 | 22.177
[25 empty] | 2008-08-08 | 22.177
[25 empty] | 2008-08-09 | 22.177
[25 empty] | 2008-08-10 | 22.177
[25 empty] | 2008-08-11 | 22.177
[25 empty] | 2008-08-12 | 22.177
[25 empty] | 2008-08-13 | 22.177
[25 empty] | 2008-08-14 | 22.177
[25 empty] | 2008-08-15 | 0
[25 empty] | 2008-08-16 | 0
[25 empty] | 2008-08-17 | 0
[25 empty] | 2008-08-18 | 0
[25 empty] | 2008-08-19 | 0
[25 empty] | 2008-08-20 | 0
[25 empty] | 2008-08-21 | 0
[25 empty] | 2008-08-22 | 0
[25 empty] | 2008-08-23 | 0
[25 empty] | 2008-08-24 | 0
[25 empty] | 2008-08-25 | 0
[25 empty] | 2008-08-26 | 0
[25 empty] | 2008-08-27 | 0
[25 empty] | 2008-08-28 | 0
[25 empty] | 2008-08-29 | 0
[25 empty] | 2008-08-30 | 0
[25 empty] | 2008-08-31 | 0
[25 empty] | 2008-09-01 | 0
[25 empty] | 2008-09-02 | 0
[25 empty] | 2008-09-03 | 0
[25 empty] | 2008-09-04 | 0
[25 empty] | 2008-09-05 | 0
[25 empty] | 2008-09-06 | 0
[25 empty] | 2008-09-07 | 0
[25 empty] | 2008-09-08 | 0
[25 empty] | 2008-09-09 | 0
[25 empty] | 2008-09-10 | 0
[25 empty] | 2008-09-11 | 0
[25 empty] | 2008-09-12 | 0
[25 empty] | 2008-09-13 | 0
[25 empty] | 2008-09-14 | 0
[25 empty] | 2008-09-15 | 0
[25 empty] | 2008-09-16 | 0
[25 empty] | 2008-09-17 | 0
[25 empty] | 2008-09-18 | 0
[25 empty] | 2008-09-19 | 31.805
[25 empty] | 2008-09-20 | 31.805
[25 empty] | 2008-09-21 | 31.805
[25 empty] | 2008-09-22 | 31.805
[25 empty] | 2008-09-23 | 59.067
[25 empty] | 2008-09-24 | 59.067
[25 empty] | 2008-09-25 | 59.067
[25 empty] | 2008-09-26 | 57.931
[25 empty] | 2008-09-27 | 57.931
[25 empty] | 2008-09-28 | 57.931
[25 empty] | 2008-09-29 | 57.931
[25 empty] | 2008-09-30 | 132.52
[25 empty] | 2008-10-01 | 132.52
[25 empty] | 2008-10-02 | 132.52
[25 empty] | 2008-10-03 | 104.5
[25 empty] | 2008-10-04 | 104.5
[25 empty] | 2008-10-05 | 104.5
[25 empty] | 2008-10-06 | 104.5
[25 empty] | 2008-10-07 | 28.776
[25 empty] | 2008-10-08 | 28.776
[25 empty] | 2008-10-09 | 28.776
[25 empty] | 2008-10-10 | 200.69
[25 empty] | 2008-10-11 | 200.69
[25 empty] | 2008-10-12 | 200.69
[25 empty] | 2008-10-13 | 200.69
[25 empty] | 2008-10-14 | 200.69
[25 empty] | 2008-10-15 | 200.69
[25 empty] | 2008-10-16 | 200.69
[25 empty] | 2008-10-17 | 84.119
[25 empty] | 2008-10-18 | 84.119
[25 empty] | 2008-10-19 | 84.119
[25 empty] | 2008-10-20 | 84.119
[25 empty] | 2008-10-21 | 84.119
[25 empty] | 2008-10-22 | 84.119
[25 empty] | 2008-10-23 | 0
[25 empty] | 2008-10-24 | 0
[25 empty] | 2008-10-25 | 0
[25 empty] | 2008-10-26 | 0
[25 empty] | 2008-10-27 | 0
[25 empty] | 2008-10-28 | 0
[25 empty] | 2008-10-29 | 0
[25 empty] | 2008-10-30 | 0
[25 empty] | 2008-10-31 | 0
[25 empty] | 2008-11-01 | 0
[25 empty] | 2008-11-02 | 0
[25 empty] | 2008-11-03 | 0
[25 empty] | 2008-11-04 | 0
[25 empty] | 2008-11-05 | 0
[25 empty] | 2008-11-06 | 0
[25 empty] | 2008-11-07 | 0
[25 empty] | 2008-11-08 | 0
[25 empty] | 2008-11-09 | 0
[25 empty] | 2008-11-10 | 0
[25 empty] | 2008-11-11 | 0
[25 empty] | 2008-11-12 | 0
[25 empty] | 2008-11-13 | 0
[25 empty] | 2008-11-14 | 0
[25 empty] | 2008-11-15 | 0
[25 empty] | 2008-11-16 | 0
[25 empty] | 2008-11-17 | 0
[25 empty] | 2008-11-18 | 0
[25 empty] | 2008-11-19 | 0
[25 empty] | 2008-11-20 | 0
[25 empty] | 2008-11-21 | 0
[25 empty] | 2008-11-22 | 0
[25 empty] | 2008-11-23 | 0
[25 empty] | 2008-11-24 | 0
[25 empty] | 2008-11-25 | 0
[25 empty] | 2008-11-26 | 0
[25 empty] | 2008-11-27 | 0
[25 empty] | 2008-11-28 | 0
[25 empty] | 2008-11-29 | 0
[25 empty] | 2008-11-30 | 0
[25 empty] | 2008-12-01 | 0
[25 empty] | 2008-12-02 | 0
[25 empty] | 2008-12-03 | 0
[25 empty] | 2008-12-04 | 0
[25 empty] | 2008-12-05 | 0
[25 empty] | 2008-12-06 | 0
[25 empty] | 2008-12-07 | 0
[25 empty] | 2008-12-08 | 0
[25 empty] | 2008-12-09 | 0
[25 empty] | 2008-12-10 | 0
[25 empty] | 2008-12-11 | 0
[25 empty] | 2008-12-12 | 0
[25 empty] | 2008-12-13 | 0
[25 empty] | 2008-12-14 | 0
[25 empty] | 2008-12-15 | 0
[25 empty] | 2008-12-16 | 0
[25 empty] | 2008-12-17 | 0
[25 empty] | 2008-12-18 | 0
[25 empty] | 2008-12-19 | 0
[25 empty] | 2008-12-20 | 0
[25 empty] | 2008-12-21 | 0
[25 empty] | 2008-12-22 | 0
[25 empty] | 2008-12-23 | 0
[25 empty] | 2008-12-24 | 0
[25 empty] | 2008-12-25 | 0
[25 empty] | 2008-12-26 | 0
[25 empty] | 2008-12-27 | 0
[25 empty] | 2008-12-28 | 0
[25 empty] | 2008-12-29 | 0
[25 empty] | 2008-12-30 | 0
[25 empty] | 2008-12-31 | 0
[25 empty] | 2009-01-01 | 0
[25 empty] | 2009-01-02 | 0
[25 empty] | 2009-01-03 | 0
[25 empty] | 2009-01-04 | 0
[25 empty] | 2009-01-05 | 0
[25 empty] | 2009-01-06 | 0
[25 empty] | 2009-01-07 | 0
[25 empty] | 2009-01-08 | 0
[25 empty] | 2009-01-09 | 0
[25 empty] | 2009-01-10 | 0
[25 empty] | 2009-01-11 | 0
[25 empty] | 2009-01-12 | 0
[25 empty] | 2009-01-13 | 0
[25 empty] | 2009-01-14 | 0
[25 empty] | 2009-01-15 | 0
[25 empty] | 2009-01-16 | 0
[25 empty] | 2009-01-17 | 0
[25 empty] | 2009-01-18 | 0
[25 empty] | 2009-01-19 | 0
[25 empty] | 2009-01-20 | 0
[25 empty] | 2009-01-21 | 0
[25 empty] | 2009-01-22 | 0
[25 empty] | 2009-01-23 | 0
[25 empty] | 2009-01-24 | 0
[25 empty] | 2009-01-25 | 0
[25 empty] | 2009-01-26 | 0
[25 empty] | 2009-01-27 | 0
[25 empty] | 2009-01-28 | 0
[25 empty] | 2009-01-29 | 0
[25 empty] | 2009-01-30 | 0
[25 empty] | 2009-01-31 | 0
[25 empty] | 2009-02-01 | 0
[25 empty] | 2009-02-02 | 0
[25 empty] | 2009-02-03 | 0
[25 empty] | 2009-02-04 | 0
[25 empty] | 2009-02-05 | 0
[25 empty] | 2009-02-06 | 0
[25 empty] | 2009-02-07 | 0
[25 empty] | 2009-02-08 | 0
[25 empty] | 2009-02-09 | 0
[25 empty] | 2009-02-10 | 0
[25 empty] | 2009-02-11 | 0
[25 empty] | 2009-02-12 | 0
[25 empty] | 2009-02-13 | 0
[25 empty] | 2009-02-14 | 0
[25 empty] | 2009-02-15 | 0
[25 empty] | 2009-02-16 | 0
[25 empty] | 2009-02-17 | 0
[25 empty] | 2009-02-18 | 0
[25 empty] | 2009-02-19 | 0
[25 empty] | 2009-02-20 | 0
[25 empty] | 2009-02-21 | 0
[25 empty] | 2009-02-22 | 0
[25 empty] | 2009-02-23 | 0
[25 empty] | 2009-02-24 | 0
[25 empty] | 2009-02-25 | 0
[25 empty] | 2009-02-26 | 0
[25 empty] | 2009-02-27 | 0
[25 empty] | 2009-02-28 | 0
[25 empty] | 2009-03-01 | 0
[25 empty] | 2009-03-02 | 0
[25 empty] | 2009-03-03 | 0
[25 empty] | 2009-03-04 | 0
[25 empty] | 2009-03-05 | 0
[25 empty] | 2009-03-06 | 0
[25 empty] | 2009-03-07 | 0
[25 empty] | 2009-03-08 | 0
[25 empty] | 2009-03-09 | 0
[25 empty] | 2009-03-10 | 0
[25 empty] | 2009-03-11 | 0
[25 empty] | 2009-03-12 | 0
[25 empty] | 2009-03-13 | 0
[25 empty] | 2009-03-14 | 0
[25 empty] | 2009-03-15 | 0
[25 empty] | 2009-03-16 | 0
[25 empty] | 2009-03-17 | 0
[25 empty] | 2009-03-18 | 0
[25 empty] | 2009-03-19 | 0
[25 empty] | 2009-03-20 | 0
[25 empty] | 2009-03-21 | 0
[25 empty] | 2009-03-22 | 0
[25 empty] | 2009-03-23 | 0
[25 empty] | 2009-03-24 | 0
[25 empty] | 2009-03-25 | 31.78
[25 empty] | 2009-03-26 | 31.78
[25 empty] | 2009-03-27 | 31.78
[25 empty] | 2009-03-28 | 167.42
[25 empty] | 2009-03-29 | 148.82
[25 empty] | 2009-03-30 | 148.82
[25 empty] | 2009-03-31 | 176.73
[25 empty] | 2009-04-01 | 176.73
[25 empty] | 2009-04-02 | 176.73
[25 empty] | 2009-04-03 | 248.59
[25 empty] | 2009-04-04 | 248.59
[25 empty] | 2009-04-05 | 248.59
[25 empty] | 2009-04-06 | 248.59
[25 empty] | 2009-04-07 | 230.59
[25 empty] | 2009-04-08 | 230.59
[25 empty] | 2009-04-09 | 259.89
[25 empty] | 2009-04-10 | 259.89
[25 empty] | 2009-04-11 | 259.89
[25 empty] | 2009-04-12 | 259.89
[25 empty] | 2009-04-13 | 259.89
[25 empty] | 2009-04-14 | 311.46
[25 empty] | 2009-04-15 | 311.46
[25 empty] | 2009-04-16 | 311.46
[25 empty] | 2009-04-17 | 15.361
[25 empty] | 2009-04-18 | 15.361
[25 empty] | 2009-04-19 | 15.361
[25 empty] | 2009-04-20 | 15.361
[25 empty] | 2009-04-21 | 167.51
[25 empty] | 2009-04-22 | 167.51
[25 empty] | 2009-04-23 | 167.51
[25 empty] | 2009-04-24 | 117.4
[25 empty] | 2009-04-25 | 117.4
[25 empty] | 2009-04-26 | 117.4
[25 empty] | 2009-04-27 | 117.4
[25 empty] | 2009-04-28 | 83.388
[25 empty] | 2009-04-29 | 83.388
[25 empty] | 2009-04-30 | 83.388
[25 empty] | 2009-05-01 | 0
[25 empty] | 2009-05-02 | 0
[25 empty] | 2009-05-03 | 0
[25 empty] | 2009-05-04 | 0
[25 empty] | 2009-05-05 | 0
[25 empty] | 2009-05-06 | 0
[25 empty] | 2009-05-07 | 0
[25 empty] | 2009-05-08 | 0
[25 empty] | 2009-05-09 | 0
[25 empty] | 2009-05-10 | 0
[25 empty] | 2009-05-11 | 0
[25 empty] | 2009-05-12 | 0
[25 empty] | 2009-05-13 | 0
[25 empty] | 2009-05-14 | 0
[25 empty] | 2009-05-15 | 0
[25 empty] | 2009-05-16 | 0
[25 empty] | 2009-05-17 | 0
[25 empty] | 2009-05-18 | 0
[25 empty] | 2009-05-19 | 0
[25 empty] | 2009-05-20 | 0
[25 empty] | 2009-05-21 | 0
[25 empty] | 2009-05-22 | 0
[25 empty] | 2009-05-23 | 0
[25 empty] | 2009-05-24 | 0
[25 empty] | 2009-05-25 | 0
[25 empty] | 2009-05-26 | 0
[25 empty] | 2009-05-27 | 0
[25 empty] | 2009-05-28 | 0
[25 empty] | 2009-05-29 | 0
[25 empty] | 2009-05-30 | 0
[25 empty] | 2009-05-31 | 0
[25 empty] | 2009-06-01 | 0
[25 empty] | 2009-06-02 | 0
[25 empty] | 2009-06-03 | 0
[25 empty] | 2009-06-04 | 0
[25 empty] | 2009-06-05 | 0
[25 empty] | 2009-06-06 | 0
[25 empty] | 2009-06-07 | 0
[25 empty] | 2009-06-08 | 0
[25 empty] | 2009-06-09 | 32.714
[25 empty] | 2009-06-10 | 32.714
[25 empty] | 2009-06-11 | 32.714
[25 empty] | 2009-06-12 | 32.714
[25 empty] | 2009-06-13 | 32.714
[25 empty] | 2009-06-14 | 83.306
[25 empty] | 2009-06-15 | 83.306
[25 empty] | 2009-06-16 | 83.306
[25 empty] | 2009-06-17 | 83.306
[25 empty] | 2009-06-18 | 83.306
[25 empty] | 2009-06-19 | 83.306
[25 empty] | 2009-06-20 | 83.306
[25 empty] | 2009-06-21 | 83.306
[25 empty] | 2009-06-22 | 83.306
[25 empty] | 2009-06-23 | 83.306
[25 empty] | 2009-06-24 | 83.306
[25 empty] | 2009-06-25 | 83.306
[25 empty] | 2009-06-26 | 83.306
[25 empty] | 2009-06-27 | 83.306
[25 empty] | 2009-06-28 | 83.306
[25 empty] | 2009-06-29 | 83.306
[25 empty] | 2009-06-30 | 0
[25 empty] | 2009-07-01 | 0
[25 empty] | 2009-07-02 | 0
[25 empty] | 2009-07-03 | 0
[25 empty] | 2009-07-04 | 0
[25 empty] | 2009-07-05 | 0
[25 empty] | 2009-07-06 | 0
[25 empty] | 2009-07-07 | 0
[25 empty] | 2009-07-08 | 0
[25 empty] | 2009-07-09 | 0
[25 empty] | 2009-07-10 | 0
[25 empty] | 2009-07-11 | 0
[25 empty] | 2009-07-12 | 0
[25 empty] | 2009-07-13 | 0
[25 empty] | 2009-07-14 | 65.264
[25 empty] | 2009-07-15 | 65.264
[25 empty] | 2009-07-16 | 65.264
[25 empty] | 2009-07-17 | 65.264
[25 empty] | 2009-07-18 | 65.264
[25 empty] | 2009-07-19 | 65.264
[25 empty] | 2009-07-20 | 65.264
[25 empty] | 2009-07-21 | 36.051
[25 empty] | 2009-07-22 | 36.051
[25 empty] | 2009-07-23 | 36.051
[25 empty] | 2009-07-24 | 36.051
[25 empty] | 2009-07-25 | 36.051
[25 empty] | 2009-07-26 | 36.051
[25 empty] | 2009-07-27 | 36.051
[25 empty] | 2009-07-28 | 0
[25 empty] | 2009-07-29 | 0
[25 empty] | 2009-07-30 | 0
[25 empty] | 2009-07-31 | 0
[25 empty] | 2009-08-01 | 0
[25 empty] | 2009-08-02 | 0
[25 empty] | 2009-08-03 | 0
[25 empty] | 2009-08-04 | 10.424
[25 empty] | 2009-08-05 | 10.424
[25 empty] | 2009-08-06 | 10.424
[25 empty] | 2009-08-07 | 10.424
[25 empty] | 2009-08-08 | 0
[25 empty] | 2009-08-09 | 0
[25 empty] | 2009-08-10 | 0
[25 empty] | 2009-08-11 | 2.2717
[25 empty] | 2009-08-12 | 2.2717
[25 empty] | 2009-08-13 | 2.2717
[25 empty] | 2009-08-14 | 2.2717
[25 empty] | 2009-08-15 | 2.2717
[25 empty] | 2009-08-16 | 2.2717
[25 empty] | 2009-08-17 | 2.2717
[25 empty] | 2009-08-18 | 2.2717
[25 empty] | 2009-08-19 | 0
[25 empty] | 2009-08-20 | 0
[25 empty] | 2009-08-21 | 0
[25 empty] | 2009-08-22 | 0
[25 empty] | 2009-08-23 | 0
[25 empty] | 2009-08-24 | 0
[25 empty] | 2009-08-25 | 11.684
[25 empty] | 2009-08-26 | 11.684
[25 empty] | 2009-08-27 | 11.684
[25 empty] | 2009-08-28 | 11.684
[25 empty] | 2009-08-29 | 11.684
[25 empty] | 2009-08-30 | 11.684
[25 empty] | 2009-08-31 | 11.684
[25 empty] | 2009-09-01 | 0.3244
[25 empty] | 2009-09-02 | 0.3244
[25 empty] | 2009-09-03 | 0.3244
[25 empty] | 2009-09-04 | 0.3244
[25 empty] | 2009-09-05 | 0.3244
[25 empty] | 2009-09-06 | 0.3244
[25 empty] | 2009-09-07 | 0.3244
[25 empty] | 2009-09-08 | 0
[25 empty] | 2009-09-09 | 0
[25 empty] | 2009-09-10 | 0
[25 empty] | 2009-09-11 | 0
[25 empty] | 2009-09-12 | 0
[25 empty] | 2009-09-13 | 0
[25 empty] | 2009-09-14 | 0
[25 empty] | 2009-09-15 | 0
[25 empty] | 2009-09-16 | 0
[25 empty] | 2009-09-17 | 0
[25 empty] | 2009-09-18 | 0
[25 empty] | 2009-09-19 | 0
[25 empty] | 2009-09-20 | 0
[25 empty] | 2009-09-21 | 0
[25 empty] | 2009-09-22 | 0
[25 empty] | 2009-09-23 | 0
[25 empty] | 2009-09-24 | 0
[25 empty] | 2009-09-25 | 0
[25 empty] | 2009-09-26 | 0
[25 empty] | 2009-09-27 | 0
[25 empty] | 2009-09-28 | 0
[25 empty] | 2009-09-29 | 0
[25 empty] | 2009-09-30 | 0
[25 empty] | 2009-10-01 | 0
[25 empty] | 2009-10-02 | 23.854
[25 empty] | 2009-10-03 | 23.854
[25 empty] | 2009-10-04 | 23.854
[25 empty] | 2009-10-05 | 23.854
[25 empty] | 2009-10-06 | 153.35
[25 empty] | 2009-10-07 | 153.35
[25 empty] | 2009-10-08 | 153.35
[25 empty] | 2009-10-09 | 153.35
[25 empty] | 2009-10-10 | 181.74
[25 empty] | 2009-10-11 | 181.74
[25 empty] | 2009-10-12 | 181.74
[25 empty] | 2009-10-13 | 204.46
[25 empty] | 2009-10-14 | 0
[25 empty] | 2009-10-15 | 0
[25 empty] | 2009-10-16 | 0
[25 empty] | 2009-10-17 | 197.65
[25 empty] | 2009-10-18 | 197.65
[25 empty] | 2009-10-19 | 197.65
[25 empty] | 2009-10-20 | 299.92
[25 empty] | 2009-10-21 | 164.58
[25 empty] | 2009-10-22 | 133.86
[25 empty] | 2009-10-23 | 195.3
[25 empty] | 2009-10-24 | 232.61
[25 empty] | 2009-10-25 | 278.69
[25 empty] | 2009-10-26 | 100.94
[25 empty] | 2009-10-27 | 221.64
[25 empty] | 2009-10-28 | 164.58
[25 empty] | 2009-10-29 | 186.53
[25 empty] | 2009-10-30 | 103.14
[25 empty] | 2009-10-31 | 142.64
[25 empty] | 2009-11-01 | 195.3
[25 empty] | 2009-11-02 | 158.73
[25 empty] | 2009-11-03 | 0
[25 empty] | 2009-11-04 | 0
[25 empty] | 2009-11-05 | 0
[25 empty] | 2009-11-06 | 0
[25 empty] | 2009-11-07 | 0
[25 empty] | 2009-11-08 | 0
[25 empty] | 2009-11-09 | 0
[25 empty] | 2009-11-10 | 0
[25 empty] | 2009-11-11 | 0
[25 empty] | 2009-11-12 | 0
[25 empty] | 2009-11-13 | 0
[25 empty] | 2009-11-14 | 0
[25 empty] | 2009-11-15 | 0
[25 empty] | 2009-11-16 | 0
[25 empty] | 2009-11-17 | 0
[25 empty] | 2009-11-18 | 0
[25 empty] | 2009-11-19 | 0
[25 empty] | 2009-11-20 | 0
[25 empty] | 2009-11-21 | 0
[25 empty] | 2009-11-22 | 0
[25 empty] | 2009-11-23 | 0
[25 empty] | 2009-11-24 | 0
[25 empty] | 2009-11-25 | 0
[25 empty] | 2009-11-26 | 0
[25 empty] | 2009-11-27 | 0
[25 empty] | 2009-11-28 | 0
[25 empty] | 2009-11-29 | 0
[25 empty] | 2009-11-30 | 0
[25 empty] | 2009-12-01 | 0
[25 empty] | 2009-12-02 | 0
[25 empty] | 2009-12-03 | 0
[25 empty] | 2009-12-04 | 0
[25 empty] | 2009-12-05 | 0
[25 empty] | 2009-12-06 | 0
[25 empty] | 2009-12-07 | 0
[25 empty] | 2009-12-08 | 0
[25 empty] | 2009-12-09 | 0
[25 empty] | 2009-12-10 | 0
[25 empty] | 2009-12-11 | 0
[25 empty] | 2009-12-12 | 0
[25 empty] | 2009-12-13 | 0
[25 empty] | 2009-12-14 | 0
[25 empty] | 2009-12-15 | 0
[25 empty] | 2009-12-16 | 0
[25 empty] | 2009-12-17 | 0
[25 empty] | 2009-12-18 | 0
[25 empty] | 2009-12-19 | 0
[25 empty] | 2009-12-20 | 0
[25 empty] | 2009-12-21 | 0
[25 empty] | 2009-12-22 | 0
[25 empty] | 2009-12-23 | 0
[25 empty] | 2009-12-24 | 0
[25 empty] | 2009-12-25 | 0
[25 empty] | 2009-12-26 | 0
[25 empty] | 2009-12-27 | 0
[25 empty] | 2009-12-28 | 0
[25 empty] | 2009-12-29 | 0
[25 empty] | 2009-12-30 | 0
[25 empty] | 2009-12-31 | 0
[25 empty] | 2010-01-01 | 0
[25 empty] | 2010-01-02 | 0
[25 empty] | 2010-01-03 | 0
[25 empty] | 2010-01-04 | 0
[25 empty] | 2010-01-05 | 0
[25 empty] | 2010-01-06 | 0
[25 empty] | 2010-01-07 | 0
[25 empty] | 2010-01-08 | 0
[25 empty] | 2010-01-09 | 0
[25 empty] | 2010-01-10 | 0
[25 empty] | 2010-01-11 | 0
[25 empty] | 2010-01-12 | 0
[25 empty] | 2010-01-13 | 0
[25 empty] | 2010-01-14 | 0
[25 empty] | 2010-01-15 | 0
[25 empty] | 2010-01-16 | 0
[25 empty] | 2010-01-17 | 0
[25 empty] | 2010-01-18 | 0
[25 empty] | 2010-01-19 | 0
[25 empty] | 2010-01-20 | 0
[25 empty] | 2010-01-21 | 0
[25 empty] | 2010-01-22 | 0
[25 empty] | 2010-01-23 | 0
[25 empty] | 2010-01-24 | 0
[25 empty] | 2010-01-25 | 0
[25 empty] | 2010-01-26 | 0
[25 empty] | 2010-01-27 | 0
[25 empty] | 2010-01-28 | 0
[25 empty] | 2010-01-29 | 0
[25 empty] | 2010-01-30 | 0
[25 empty] | 2010-01-31 | 0
[25 empty] | 2010-02-01 | 0
[25 empty] | 2010-02-02 | 0
[25 empty] | 2010-02-03 | 0
[25 empty] | 2010-02-04 | 0
[25 empty] | 2010-02-05 | 0
[25 empty] | 2010-02-06 | 0
[25 empty] | 2010-02-07 | 0
[25 empty] | 2010-02-08 | 0
[25 empty] | 2010-02-09 | 0
[25 empty] | 2010-02-10 | 0
[25 empty] | 2010-02-11 | 0
[25 empty] | 2010-02-12 | 0
[25 empty] | 2010-02-13 | 0
[25 empty] | 2010-02-14 | 0
[25 empty] | 2010-02-15 | 0
[25 empty] | 2010-02-16 | 0
[25 empty] | 2010-02-17 | 0
[25 empty] | 2010-02-18 | 0
[25 empty] | 2010-02-19 | 0
[25 empty] | 2010-02-20 | 0
[25 empty] | 2010-02-21 | 0
[25 empty] | 2010-02-22 | 0
[25 empty] | 2010-02-23 | 0
[25 empty] | 2010-02-24 | 0
[25 empty] | 2010-02-25 | 0
[25 empty] | 2010-02-26 | 0
[25 empty] | 2010-02-27 | 0
[25 empty] | 2010-02-28 | 0
[25 empty] | 2010-03-01 | 0
[25 empty] | 2010-03-02 | 0
[25 empty] | 2010-03-03 | 0
[25 empty] | 2010-03-04 | 0
[25 empty] | 2010-03-05 | 0
[25 empty] | 2010-03-06 | 0
[25 empty] | 2010-03-07 | 0
[25 empty] | 2010-03-08 | 0
[25 empty] | 2010-03-09 | 0
[25 empty] | 2010-03-10 | 0
[25 empty] | 2010-03-11 | 0
[25 empty] | 2010-03-12 | 0
[25 empty] | 2010-03-13 | 0
[25 empty] | 2010-03-14 | 0
[25 empty] | 2010-03-15 | 0
[25 empty] | 2010-03-16 | 0
[25 empty] | 2010-03-17 | 0
[25 empty] | 2010-03-18 | 0
[25 empty] | 2010-03-19 | 0
[25 empty] | 2010-03-20 | 0
[25 empty] | 2010-03-21 | 0
[25 empty] | 2010-03-22 | 0
[25 empty] | 2010-03-23 | 0
[25 empty] | 2010-03-24 | 88.364
[25 empty] | 2010-03-25 | 88.364
[25 empty] | 2010-03-26 | 48.251
[25 empty] | 2010-03-27 | 48.251
[25 empty] | 2010-03-28 | 48.251
[25 empty] | 2010-03-29 | 48.251
[25 empty] | 2010-03-30 | 13.952
[25 empty] | 2010-03-31 | 13.952
[25 empty] | 2010-04-01 | 13.952
[25 empty] | 2010-04-02 | 13.952
[25 empty] | 2010-04-03 | 13.952
[25 empty] | 2010-04-04 | 13.952
[25 empty] | 2010-04-05 | 13.952
[25 empty] | 2010-04-06 | 17.939
[25 empty] | 2010-04-07 | 17.939
[25 empty] | 2010-04-08 | 17.939
[25 empty] | 2010-04-09 | 17.939
[25 empty] | 2010-04-10 | 17.939
[25 empty] | 2010-04-11 | 17.939
[25 empty] | 2010-04-12 | 17.939
[25 empty] | 2010-04-13 | 0
[25 empty] | 2010-04-14 | 0
[25 empty] | 2010-04-15 | 0
[25 empty] | 2010-04-16 | 0
[25 empty] | 2010-04-17 | 0
[25 empty] | 2010-04-18 | 0
[25 empty] | 2010-04-19 | 0
[25 empty] | 2010-04-20 | 0
[25 empty] | 2010-04-21 | 0
[25 empty] | 2010-04-22 | 0
[25 empty] | 2010-04-23 | 0
[25 empty] | 2010-04-24 | 0
[25 empty] | 2010-04-25 | 0
[25 empty] | 2010-04-26 | 0
[25 empty] | 2010-04-27 | 4.3186
[25 empty] | 2010-04-28 | 4.3186
[25 empty] | 2010-04-29 | 4.3186
[25 empty] | 2010-04-30 | 4.3186
[25 empty] | 2010-05-01 | 4.3186
[25 empty] | 2010-05-02 | 4.3186
[25 empty] | 2010-05-03 | 4.3186
[25 empty] | 2010-05-04 | 92.35
[25 empty] | 2010-05-05 | 92.35
[25 empty] | 2010-05-06 | 92.35
[25 empty] | 2010-05-07 | 92.35
[25 empty] | 2010-05-08 | 92.35
[25 empty] | 2010-05-09 | 92.35
[25 empty] | 2010-05-10 | 92.35
[25 empty] | 2010-05-11 | 70.285
[25 empty] | 2010-05-12 | 70.285
[25 empty] | 2010-05-13 | 70.285
[25 empty] | 2010-05-14 | 70.285
[25 empty] | 2010-05-15 | 70.285
[25 empty] | 2010-05-16 | 70.285
[25 empty] | 2010-05-17 | 70.285
[25 empty] | 2010-05-18 | 62.961
[25 empty] | 2010-05-19 | 62.961
[25 empty] | 2010-05-20 | 62.961
[25 empty] | 2010-05-21 | 62.961
[25 empty] | 2010-05-22 | 62.961
[25 empty] | 2010-05-23 | 62.961
[25 empty] | 2010-05-24 | 62.961
[25 empty] | 2010-05-25 | 51.278
[25 empty] | 2010-05-26 | 51.278
[25 empty] | 2010-05-27 | 51.278
[25 empty] | 2010-05-28 | 51.278
[25 empty] | 2010-05-29 | 51.278
[25 empty] | 2010-05-30 | 51.278
[25 empty] | 2010-05-31 | 51.278
[25 empty] | 2010-06-01 | 33.103
[25 empty] | 2010-06-02 | 33.103
[25 empty] | 2010-06-03 | 33.103
[25 empty] | 2010-06-04 | 33.103
[25 empty] | 2010-06-05 | 33.103
[25 empty] | 2010-06-06 | 33.103
[25 empty] | 2010-06-07 | 33.103
[25 empty] | 2010-06-08 | 15.578
[25 empty] | 2010-06-09 | 15.578
[25 empty] | 2010-06-10 | 15.578
[25 empty] | 2010-06-11 | 15.578
[25 empty] | 2010-06-12 | 15.578
[25 empty] | 2010-06-13 | 15.578
[25 empty] | 2010-06-14 | 15.578
[25 empty] | 2010-06-15 | 72.048
[25 empty] | 2010-06-16 | 72.048
[25 empty] | 2010-06-17 | 72.048
[25 empty] | 2010-06-18 | 72.048
[25 empty] | 2010-06-19 | 72.048
[25 empty] | 2010-06-20 | 72.048
[25 empty] | 2010-06-21 | 72.048
[25 empty] | 2010-06-22 | 81.512
[25 empty] | 2010-06-23 | 81.512
[25 empty] | 2010-06-24 | 81.512
[25 empty] | 2010-06-25 | 81.512
[25 empty] | 2010-06-26 | 81.512
[25 empty] | 2010-06-27 | 81.512
[25 empty] | 2010-06-28 | 81.512
[25 empty] | 2010-06-29 | 80.253
[25 empty] | 2010-06-30 | 80.253
[25 empty] | 2010-07-01 | 80.253
[25 empty] | 2010-07-02 | 80.253
[25 empty] | 2010-07-03 | 80.253
[25 empty] | 2010-07-04 | 80.253
[25 empty] | 2010-07-05 | 80.253
[25 empty] | 2010-07-06 | 65.206
[25 empty] | 2010-07-07 | 65.206
[25 empty] | 2010-07-08 | 65.206
[25 empty] | 2010-07-09 | 65.206
[25 empty] | 2010-07-10 | 65.206
[25 empty] | 2010-07-11 | 65.206
[25 empty] | 2010-07-12 | 65.206
[25 empty] | 2010-07-13 | 48.277
[25 empty] | 2010-07-14 | 48.277
[25 empty] | 2010-07-15 | 48.277
[25 empty] | 2010-07-16 | 48.277
[25 empty] | 2010-07-17 | 48.277
[25 empty] | 2010-07-18 | 48.277
[25 empty] | 2010-07-19 | 48.277
[25 empty] | 2010-07-20 | 40.754
[25 empty] | 2010-07-21 | 40.754
[25 empty] | 2010-07-22 | 40.754
[25 empty] | 2010-07-23 | 40.754
[25 empty] | 2010-07-24 | 40.754
[25 empty] | 2010-07-25 | 40.754
[25 empty] | 2010-07-26 | 40.754
[25 empty] | 2010-07-27 | 33.857
[25 empty] | 2010-07-28 | 33.857
[25 empty] | 2010-07-29 | 33.857
[25 empty] | 2010-07-30 | 33.857
[25 empty] | 2010-07-31 | 33.857
[25 empty] | 2010-08-01 | 33.857
[25 empty] | 2010-08-02 | 33.857
[25 empty] | 2010-08-03 | 0
[25 empty] | 2010-08-04 | 0
[25 empty] | 2010-08-05 | 0
[25 empty] | 2010-08-06 | 0
[25 empty] | 2010-08-07 | 0
[25 empty] | 2010-08-08 | 0
[25 empty] | 2010-08-09 | 0
[25 empty] | 2010-08-10 | 53.607
[25 empty] | 2010-08-11 | 53.607
[25 empty] | 2010-08-12 | 53.607
[25 empty] | 2010-08-13 | 53.607
[25 empty] | 2010-08-14 | 53.607
[25 empty] | 2010-08-15 | 53.607
[25 empty] | 2010-08-16 | 53.607
[25 empty] | 2010-08-17 | 0
[25 empty] | 2010-08-18 | 0
[25 empty] | 2010-08-19 | 0
[25 empty] | 2010-08-20 | 0
[25 empty] | 2010-08-21 | 0
[25 empty] | 2010-08-22 | 0
[25 empty] | 2010-08-23 | 0
[25 empty] | 2010-08-24 | 14.734
[25 empty] | 2010-08-25 | 14.734
[25 empty] | 2010-08-26 | 14.734
[25 empty] | 2010-08-27 | 14.734
[25 empty] | 2010-08-28 | 14.734
[25 empty] | 2010-08-29 | 14.734
[25 empty] | 2010-08-30 | 14.734
[25 empty] | 2010-08-31 | 133.86
[25 empty] | 2010-09-01 | 133.86
[25 empty] | 2010-09-02 | 133.86
[25 empty] | 2010-09-03 | 133.86
[25 empty] | 2010-09-04 | 133.86
[25 empty] | 2010-09-05 | 133.86
[25 empty] | 2010-09-06 | 133.86
[25 empty] | 2010-09-07 | 37.305
[25 empty] | 2010-09-08 | 37.305
[25 empty] | 2010-09-09 | 37.305
[25 empty] | 2010-09-10 | 37.305
[25 empty] | 2010-09-11 | 37.305
[25 empty] | 2010-09-12 | 37.305
[25 empty] | 2010-09-13 | 37.305
[25 empty] | 2010-09-14 | 0
[25 empty] | 2010-09-15 | 0
[25 empty] | 2010-09-16 | 0
[25 empty] | 2010-09-17 | 0
[25 empty] | 2010-09-18 | 0
[25 empty] | 2010-09-19 | 0
[25 empty] | 2010-09-20 | 0
[25 empty] | 2010-09-21 | 0
[25 empty] | 2010-09-22 | 0
[25 empty] | 2010-09-23 | 0
[25 empty] | 2010-09-24 | 0
[25 empty] | 2010-09-25 | 0
[25 empty] | 2010-09-26 | 0
[25 empty] | 2010-09-27 | 0
[25 empty] | 2010-09-28 | 0
[25 empty] | 2010-09-29 | 0
[25 empty] | 2010-09-30 | 0
[25 empty] | 2010-10-01 | 0
[25 empty] | 2010-10-02 | 0
[25 empty] | 2010-10-03 | 0
[25 empty] | 2010-10-04 | 0
[25 empty] | 2010-10-05 | 0
[25 empty] | 2010-10-06 | 0
[25 empty] | 2010-10-07 | 0
[25 empty] | 2010-10-08 | 0
[25 empty] | 2010-10-09 | 0
[25 empty] | 2010-10-10 | 0
[25 empty] | 2010-10-11 | 0
[25 empty] | 2010-10-12 | 0
[25 empty] | 2010-10-13 | 0
[25 empty] | 2010-10-14 | 0
[25 empty] | 2010-10-15 | 0
[25 empty] | 2010-10-16 | 0
[25 empty] | 2010-10-17 | 0
[25 empty] | 2010-10-18 | 0
[25 empty] | 2010-10-19 | 0
[25 empty] | 2010-10-20 | 0
[25 empty] | 2010-10-21 | 0
[25 empty] | 2010-10-22 | 0
[25 empty] | 2010-10-23 | 0
[25 empty] | 2010-10-24 | 0
[25 empty] | 2010-10-25 | 0
[25 empty] | 2010-10-26 | 0
[25 empty] | 2010-10-27 | 0
[25 empty] | 2010-10-28 | 0
[25 empty] | 2010-10-29 | 0
[25 empty] | 2010-10-30 | 0
[25 empty] | 2010-10-31 | 0
[25 empty] | 2010-11-01 | 0
[25 empty] | 2010-11-02 | 0
[25 empty] | 2010-11-03 | 0
[25 empty] | 2010-11-04 | 0
[25 empty] | 2010-11-05 | 0
[25 empty] | 2010-11-06 | 0
[25 empty] | 2010-11-07 | 0
[25 empty] | 2010-11-08 | 0
[25 empty] | 2010-11-09 | 0
[25 empty] | 2010-11-10 | 0
[25 empty] | 2010-11-11 | 0
[25 empty] | 2010-11-12 | 0
[25 empty] | 2010-11-13 | 0
[25 empty] | 2010-11-14 | 0
[25 empty] | 2010-11-15 | 0
[25 empty] | 2010-11-16 | 12.873
[25 empty] | 2010-11-17 | 12.873
[25 empty] | 2010-11-18 | 12.873
[25 empty] | 2010-11-19 | 140.85
[25 empty] | 2010-11-20 | 106.77
[25 empty] | 2010-11-21 | 106.78
[25 empty] | 2010-11-22 | 63.609
[25 empty] | 2010-11-23 | 120.41
[25 empty] | 2010-11-24 | 111.32
[25 empty] | 2010-11-25 | 79.513
[25 empty] | 2010-11-26 | 106.78
[25 empty] | 2010-11-27 | 102.23
[25 empty] | 2010-11-28 | 87.786
[25 empty] | 2010-11-29 | 87.786
[25 empty] | 2010-11-30 | 92.166
[25 empty] | 2010-12-01 | 92.166
[25 empty] | 2010-12-02 | 92.166
[25 empty] | 2010-12-03 | 0
[25 empty] | 2010-12-04 | 0
[25 empty] | 2010-12-05 | 0
[25 empty] | 2010-12-06 | 0
[25 empty] | 2010-12-07 | 0
[25 empty] | 2010-12-08 | 0
[25 empty] | 2010-12-09 | 0
[25 empty] | 2010-12-10 | 0
[25 empty] | 2010-12-11 | 0
[25 empty] | 2010-12-12 | 0
[25 empty] | 2010-12-13 | 0
[25 empty] | 2010-12-14 | 0
[25 empty] | 2010-12-15 | 0
[25 empty] | 2010-12-16 | 0
[25 empty] | 2010-12-17 | 0
[25 empty] | 2010-12-18 | 0
[25 empty] | 2010-12-19 | 0
[25 empty] | 2010-12-20 | 0
[25 empty] | 2010-12-21 | 0
[25 empty] | 2010-12-22 | 0
[25 empty] | 2010-12-23 | 0
[25 empty] | 2010-12-24 | 0
[25 empty] | 2010-12-25 | 0
[25 empty] | 2010-12-26 | 0
[25 empty] | 2010-12-27 | 0
[25 empty] | 2010-12-28 | 0
[25 empty] | 2010-12-29 | 0
[25 empty] | 2010-12-30 | 0
[25 empty] | 2010-12-31 | 0
[25 empty] | 2011-01-01 | 0
[25 empty] | 2011-01-02 | 0
[25 empty] | 2011-01-03 | 0
[25 empty] | 2011-01-04 | 0
[25 empty] | 2011-01-05 | 0
[25 empty] | 2011-01-06 | 0
[25 empty] | 2011-01-07 | 0
[25 empty] | 2011-01-08 | 0
[25 empty] | 2011-01-09 | 0
[25 empty] | 2011-01-10 | 0
[25 empty] | 2011-01-11 | 0
[25 empty] | 2011-01-12 | 0
[25 empty] | 2011-01-13 | 0
[25 empty] | 2011-01-14 | 0
[25 empty] | 2011-01-15 | 0
[25 empty] | 2011-01-16 | 0
[25 empty] | 2011-01-17 | 0
[25 empty] | 2011-01-18 | 0
[25 empty] | 2011-01-19 | 0
[25 empty] | 2011-01-20 | 0
[25 empty] | 2011-01-21 | 0
[25 empty] | 2011-01-22 | 0
[25 empty] | 2011-01-23 | 0
[25 empty] | 2011-01-24 | 0
[25 empty] | 2011-01-25 | 0
[25 empty] | 2011-01-26 | 0
[25 empty] | 2011-01-27 | 0
[25 empty] | 2011-01-28 | 0
[25 empty] | 2011-01-29 | 0
[25 empty] | 2011-01-30 | 0
[25 empty] | 2011-01-31 | 0
[25 empty] | 2011-02-01 | 0
[25 empty] | 2011-02-02 | 0
[25 empty] | 2011-02-03 | 0
[25 empty] | 2011-02-04 | 0
[25 empty] | 2011-02-05 | 0
[25 empty] | 2011-02-06 | 0
[25 empty] | 2011-02-07 | 0
[25 empty] | 2011-02-08 | 0
[25 empty] | 2011-02-09 | 0
[25 empty] | 2011-02-10 | 0
[25 empty] | 2011-02-11 | 0
[25 empty] | 2011-02-12 | 0
[25 empty] | 2011-02-13 | 0
[25 empty] | 2011-02-14 | 0
[25 empty] | 2011-02-15 | 0
[25 empty] | 2011-02-16 | 0
[25 empty] | 2011-02-17 | 0
[25 empty] | 2011-02-18 | 0
[25 empty] | 2011-02-19 | 0
[25 empty] | 2011-02-20 | 0
[25 empty] | 2011-02-21 | 0
[25 empty] | 2011-02-22 | 0
[25 empty] | 2011-02-23 | 0
[25 empty] | 2011-02-24 | 0
[25 empty] | 2011-02-25 | 0
[25 empty] | 2011-02-26 | 0
[25 empty] | 2011-02-27 | 0
[25 empty] | 2011-02-28 | 0
[25 empty] | 2011-03-01 | 0
[25 empty] | 2011-03-02 | 0
[25 empty] | 2011-03-03 | 0
[25 empty] | 2011-03-04 | 0
[25 empty] | 2011-03-05 | 0
[25 empty] | 2011-03-06 | 0
[25 empty] | 2011-03-07 | 0
[25 empty] | 2011-03-08 | 0
[25 empty] | 2011-03-09 | 0
[25 empty] | 2011-03-10 | 0
[25 empty] | 2011-03-11 | 0
[25 empty] | 2011-03-12 | 0
[25 empty] | 2011-03-13 | 0
[25 empty] | 2011-03-14 | 0
[25 empty] | 2011-03-15 | 0
[25 empty] | 2011-03-16 | 0
[25 empty] | 2011-03-17 | 0
[25 empty] | 2011-03-18 | 0
[25 empty] | 2011-03-19 | 0
[25 empty] | 2011-03-20 | 0
[25 empty] | 2011-03-21 | 0
[25 empty] | 2011-03-22 | 15.502
[25 empty] | 2011-03-23 | 15.502
[25 empty] | 2011-03-24 | 15.502
[25 empty] | 2011-03-25 | 0
[25 empty] | 2011-03-26 | 0
[25 empty] | 2011-03-27 | 0
[25 empty] | 2011-03-28 | 0
[25 empty] | 2011-03-29 | 38.756
[25 empty] | 2011-03-30 | 38.756
[25 empty] | 2011-03-31 | 38.756
[25 empty] | 2011-04-01 | 53.483
[25 empty] | 2011-04-02 | 53.483
[25 empty] | 2011-04-03 | 53.483
[25 empty] | 2011-04-04 | 53.483
[25 empty] | 2011-04-05 | 136.42
[25 empty] | 2011-04-06 | 136.42
[25 empty] | 2011-04-07 | 136.42
[25 empty] | 2011-04-08 | 97.519
[25 empty] | 2011-04-09 | 97.519
[25 empty] | 2011-04-10 | 97.519
[25 empty] | 2011-04-11 | 97.519
[25 empty] | 2011-04-12 | 98.445
[25 empty] | 2011-04-13 | 98.445
[25 empty] | 2011-04-14 | 98.445
[25 empty] | 2011-04-15 | 53.387
[25 empty] | 2011-04-16 | 53.387
[25 empty] | 2011-04-17 | 53.387
[25 empty] | 2011-04-18 | 53.387
[25 empty] | 2011-04-19 | 40.135
[25 empty] | 2011-04-20 | 40.135
[25 empty] | 2011-04-21 | 40.135
[25 empty] | 2011-04-22 | 61.906
[25 empty] | 2011-04-23 | 61.906
[25 empty] | 2011-04-24 | 61.906
[25 empty] | 2011-04-25 | 61.906
[25 empty] | 2011-04-26 | 52.252
[25 empty] | 2011-04-27 | 52.252
[25 empty] | 2011-04-28 | 52.252
[25 empty] | 2011-04-29 | 0
[25 empty] | 2011-04-30 | 0
[25 empty] | 2011-05-01 | 0
[25 empty] | 2011-05-02 | 0
[25 empty] | 2011-05-03 | 0
[25 empty] | 2011-05-04 | 0
[25 empty] | 2011-05-05 | 0
[25 empty] | 2011-05-06 | 49.979
[25 empty] | 2011-05-07 | 49.979
[25 empty] | 2011-05-08 | 49.979
[25 empty] | 2011-05-09 | 49.979
[25 empty] | 2011-05-10 | 103.75
[25 empty] | 2011-05-11 | 103.75
[25 empty] | 2011-05-12 | 103.75
[25 empty] | 2011-05-13 | 87.464
[25 empty] | 2011-05-14 | 87.464
[25 empty] | 2011-05-15 | 87.464
[25 empty] | 2011-05-16 | 87.464
[25 empty] | 2011-05-17 | 53.766
[25 empty] | 2011-05-18 | 53.766
[25 empty] | 2011-05-19 | 53.766
[25 empty] | 2011-05-20 | 51.683
[25 empty] | 2011-05-21 | 51.683
[25 empty] | 2011-05-22 | 51.683
[25 empty] | 2011-05-23 | 51.683
[25 empty] | 2011-05-24 | 73.944
[25 empty] | 2011-05-25 | 73.944
[25 empty] | 2011-05-26 | 73.944
[25 empty] | 2011-05-27 | 54.312
[25 empty] | 2011-05-28 | 54.312
[25 empty] | 2011-05-29 | 54.312
[25 empty] | 2011-05-30 | 54.312
[25 empty] | 2011-05-31 | 70.849
[25 empty] | 2011-06-01 | 70.849
[25 empty] | 2011-06-02 | 70.849
[25 empty] | 2011-06-03 | 70.849
[25 empty] | 2011-06-04 | 70.849
[25 empty] | 2011-06-05 | 70.849
[25 empty] | 2011-06-06 | 70.849
[25 empty] | 2011-06-07 | 42.426
[25 empty] | 2011-06-08 | 42.426
[25 empty] | 2011-06-09 | 42.426
[25 empty] | 2011-06-10 | 0
[25 empty] | 2011-06-11 | 0
[25 empty] | 2011-06-12 | 0
[25 empty] | 2011-06-13 | 0
[25 empty] | 2011-06-14 | 0
[25 empty] | 2011-06-15 | 0
[25 empty] | 2011-06-16 | 0
[25 empty] | 2011-06-17 | 13.715
[25 empty] | 2011-06-18 | 13.715
[25 empty] | 2011-06-19 | 13.715
[25 empty] | 2011-06-20 | 13.715
[25 empty] | 2011-06-21 | 0
[25 empty] | 2011-06-22 | 0
[25 empty] | 2011-06-23 | 0
[25 empty] | 2011-06-24 | 0
[25 empty] | 2011-06-25 | 0
[25 empty] | 2011-06-26 | 0
[25 empty] | 2011-06-27 | 0
[25 empty] | 2011-06-28 | 0
[25 empty] | 2011-06-29 | 0
[25 empty] | 2011-06-30 | 0
[25 empty] | 2011-07-01 | 0
[25 empty] | 2011-07-02 | 0
[25 empty] | 2011-07-03 | 0
[25 empty] | 2011-07-04 | 0
[25 empty] | 2011-07-05 | 0
[25 empty] | 2011-07-06 | 0
[25 empty] | 2011-07-07 | 0
[25 empty] | 2011-07-08 | 0
[25 empty] | 2011-07-09 | 0
[25 empty] | 2011-07-10 | 0
[25 empty] | 2011-07-11 | 0
[25 empty] | 2011-07-12 | 0
[25 empty] | 2011-07-13 | 0
[25 empty] | 2011-07-14 | 0
[25 empty] | 2011-07-15 | 22.493
[25 empty] | 2011-07-16 | 22.493
[25 empty] | 2011-07-17 | 22.493
[25 empty] | 2011-07-18 | 22.493
[25 empty] | 2011-07-19 | 0
[25 empty] | 2011-07-20 | 0
[25 empty] | 2011-07-21 | 0
[25 empty] | 2011-07-22 | 0
[25 empty] | 2011-07-23 | 0
[25 empty] | 2011-07-24 | 0
[25 empty] | 2011-07-25 | 0
[25 empty] | 2011-07-26 | 31.805
[25 empty] | 2011-07-27 | 31.805
[25 empty] | 2011-07-28 | 31.805
[25 empty] | 2011-07-29 | 0
[25 empty] | 2011-07-30 | 0
[25 empty] | 2011-07-31 | 0
[25 empty] | 2011-08-01 | 0
[25 empty] | 2011-08-02 | 0
[25 empty] | 2011-08-03 | 0
[25 empty] | 2011-08-04 | 0
[25 empty] | 2011-08-05 | 3.9757
[25 empty] | 2011-08-06 | 3.9757
[25 empty] | 2011-08-07 | 3.9757
[25 empty] | 2011-08-08 | 3.9757
[25 empty] | 2011-08-09 | 26.787
[25 empty] | 2011-08-10 | 26.787
[25 empty] | 2011-08-11 | 26.787
[25 empty] | 2011-08-12 | 0
[25 empty] | 2011-08-13 | 0
[25 empty] | 2011-08-14 | 0
[25 empty] | 2011-08-15 | 0
[25 empty] | 2011-08-16 | 0
[25 empty] | 2011-08-17 | 0
[25 empty] | 2011-08-18 | 0
[25 empty] | 2011-08-19 | 0
[25 empty] | 2011-08-20 | 0
[25 empty] | 2011-08-21 | 0
[25 empty] | 2011-08-22 | 0
[25 empty] | 2011-08-23 | 0
[25 empty] | 2011-08-24 | 0
[25 empty] | 2011-08-25 | 0
[25 empty] | 2011-08-26 | 0
[25 empty] | 2011-08-27 | 0
[25 empty] | 2011-08-28 | 0
[25 empty] | 2011-08-29 | 0
[25 empty] | 2011-08-30 | 7.5725
[25 empty] | 2011-08-31 | 7.5725
[25 empty] | 2011-09-01 | 7.5725
[25 empty] | 2011-09-02 | 8.5194
[25 empty] | 2011-09-03 | 8.5194
[25 empty] | 2011-09-04 | 8.5194
[25 empty] | 2011-09-05 | 8.5194
[25 empty] | 2011-09-06 | 0
[25 empty] | 2011-09-07 | 0
[25 empty] | 2011-09-08 | 0
[25 empty] | 2011-09-09 | 0
[25 empty] | 2011-09-10 | 0
[25 empty] | 2011-09-11 | 0
[25 empty] | 2011-09-12 | 0
[25 empty] | 2011-09-13 | 9.8449
[25 empty] | 2011-09-14 | 9.8449
[25 empty] | 2011-09-15 | 9.8449
[25 empty] | 2011-09-16 | 17.038
[25 empty] | 2011-09-17 | 17.038
[25 empty] | 2011-09-18 | 17.038
[25 empty] | 2011-09-19 | 17.038
[25 empty] | 2011-09-20 | 222.03
[25 empty] | 2011-09-21 | 222.03
[25 empty] | 2011-09-22 | 222.03
[25 empty] | 2011-09-23 | 217.8
[25 empty] | 2011-09-24 | 217.8
[25 empty] | 2011-09-25 | 217.8
[25 empty] | 2011-09-26 | 217.8
[25 empty] | 2011-09-27 | 220.8
[25 empty] | 2011-09-28 | 220.8
[25 empty] | 2011-09-29 | 220.8
[25 empty] | 2011-09-30 | 220.8
[25 empty] | 2011-10-01 | 0
[25 empty] | 2011-10-02 | 0
[25 empty] | 2011-10-03 | 0
[25 empty] | 2011-10-04 | 0
[25 empty] | 2011-10-05 | 0
[25 empty] | 2011-10-06 | 0
[25 empty] | 2011-10-07 | 0
[25 empty] | 2011-10-08 | 0
[25 empty] | 2011-10-09 | 0
[25 empty] | 2011-10-10 | 0
[25 empty] | 2011-10-11 | 0
[25 empty] | 2011-10-12 | 0
[25 empty] | 2011-10-13 | 0
[25 empty] | 2011-10-14 | 0
[25 empty] | 2011-10-15 | 0
[25 empty] | 2011-10-16 | 0
[25 empty] | 2011-10-17 | 0
[25 empty] | 2011-10-18 | 0
[25 empty] | 2011-10-19 | 0
[25 empty] | 2011-10-20 | 0
[25 empty] | 2011-10-21 | 0
[25 empty] | 2011-10-22 | 0
[25 empty] | 2011-10-23 | 0
[25 empty] | 2011-10-24 | 0
[25 empty] | 2011-10-25 | 0
[25 empty] | 2011-10-26 | 0
[25 empty] | 2011-10-27 | 0
[25 empty] | 2011-10-28 | 0
[25 empty] | 2011-10-29 | 0
[25 empty] | 2011-10-30 | 0
[25 empty] | 2011-10-31 | 0
[25 empty] | 2011-11-01 | 0
[25 empty] | 2011-11-02 | 0
[25 empty] | 2011-11-03 | 0
[25 empty] | 2011-11-04 | 0
[25 empty] | 2011-11-05 | 0
[25 empty] | 2011-11-06 | 0
[25 empty] | 2011-11-07 | 0
[25 empty] | 2011-11-08 | 0
[25 empty] | 2011-11-09 | 0
[25 empty] | 2011-11-10 | 0
[25 empty] | 2011-11-11 | 0
[25 empty] | 2011-11-12 | 0
[25 empty] | 2011-11-13 | 0
[25 empty] | 2011-11-14 | 0
[25 empty] | 2011-11-15 | 0
[25 empty] | 2011-11-16 | 0
[25 empty] | 2011-11-17 | 0
[25 empty] | 2011-11-18 | 0
[25 empty] | 2011-11-19 | 0
[25 empty] | 2011-11-20 | 0
[25 empty] | 2011-11-21 | 0
[25 empty] | 2011-11-22 | 0
[25 empty] | 2011-11-23 | 176.04
[25 empty] | 2011-11-24 | 176.04
[25 empty] | 2011-11-25 | 176.04
[25 empty] | 2011-11-26 | 176.04
[25 empty] | 2011-11-27 | 176.04
[25 empty] | 2011-11-28 | 176.04
[25 empty] | 2011-11-29 | 54.86
[25 empty] | 2011-11-30 | 54.86
[25 empty] | 2011-12-01 | 54.86
[25 empty] | 2011-12-02 | 54.86
[25 empty] | 2011-12-03 | 54.86
[25 empty] | 2011-12-04 | 54.86
[25 empty] | 2011-12-05 | 54.86
[25 empty] | 2011-12-06 | 76.256
[25 empty] | 2011-12-07 | 76.256
[25 empty] | 2011-12-08 | 76.256
[25 empty] | 2011-12-09 | 76.256
[25 empty] | 2011-12-10 | 76.256
[25 empty] | 2011-12-11 | 76.256
[25 empty] | 2011-12-12 | 76.256
[25 empty] | 2011-12-13 | 76.256
[25 empty] | 2011-12-14 | 0
[25 empty] | 2011-12-15 | 0
[25 empty] | 2011-12-16 | 0
[25 empty] | 2011-12-17 | 0
[25 empty] | 2011-12-18 | 0
[25 empty] | 2011-12-19 | 0
[25 empty] | 2011-12-20 | 0
[25 empty] | 2011-12-21 | 0
[25 empty] | 2011-12-22 | 0
[25 empty] | 2011-12-23 | 0
[25 empty] | 2011-12-24 | 0
[25 empty] | 2011-12-25 | 0
[25 empty] | 2011-12-26 | 0
[25 empty] | 2011-12-27 | 0
[25 empty] | 2011-12-28 | 0
[25 empty] | 2011-12-29 | 0
[25 empty] | 2011-12-30 | 0
[25 empty] | 2011-12-31 | 0
[25 empty] | 2012-01-01 | 0
Note on BD2: GoldSim Version: 10.50.200 Model: C:\Projects\Faro\Model\Current Model\FMC_WB_WQModel_V2.0\X14Analysis\FMC_WB_WQModel_V2.04_S4.gsm Element ID: \Faro_SWWQM\Results\SingleWQ_4Dash\SingleWQ_CVD\R_SingleWQ Element Description: Simulated on: 5/10/2013 12:06:40 Exported on: 5/10/2013 12:07:46 # of Realizations: 100 # of Time Values: 121 Time Display Units: yr
Note on AH4: GoldSim Version: 10.50.200 Model: C:\Projects\Faro\Model\Current Model\FMC_WB_WQModel_V2.0\X14Analysis\FMC_WB_WQModel_V2.04_S4.gsm Element ID: \Faro_SWWQM\Results\SingleWQ_4Dash\SingleWQ_EfluentWTP_Faro\R_SingleWQ Element Description: Simulated on: 5/10/2013 12:06:40 Exported on: 5/10/2013 12:07:46 # of Realizations: 100 # of Time Values: 121 Time Display Units: yr

## WTP
Plot E - Range of Monthly WTP flows - Scenario C-1a | [10 empty] | JAN | FEB | MAR | APR | MAY | JUN | JUL | AUG | SEP | OCT | NOV | DEC
[10 empty] | Max | 0 | 0 | 0 | 0 | 8099.9999 | 6568.1604 | 4791.5296 | 2637.8589 | 1964.4256 | 0 | 0 | 0
[10 empty] | 95% percentile | 0 | 0 | 0 | 0 | 8099.9999 | 5388.4493 | 4174.6933 | 2543.7404 | 1843.7745 | 0 | 0 | 0
[10 empty] | 75% Percentile | 0 | 0 | 0 | 0 | 7976.1007 | 4418.8161 | 3734.9729 | 2130.3938 | 1496.2971 | 0 | 0 | 0
[10 empty] | Median | 0 | 0 | 0 | 0 | 7050.9721 | 3799.2689 | 3310.2406 | 1781.4577 | 1242.4155 | 0 | 0 | 0
[10 empty] | Mean | 0 | 0 | 0 | 0 | 6993.9862 | 3986.9207 | 3370.4733 | 1829.3899 | 1298.1293 | 0 | 0 | 0
| Mean | S.D. | Least Result | 5% | 25% | Median | 75% | 95% | Greatest Result | Min | 0 | 0 | 0 | 0 | 4603.0789 | 2308.4516 | 2137.6322 | 875.6707 | 599.9173 | 0 | 0 | 0
| 0 | [9 empty] | JAN: MIN |  | MEAN | [12 empty] | MEDIAN | [12 empty] | 75% | [12 empty] | 95% | [12 empty] | MAX
Time (yr) | Total_Faro_Discharge:Mean | Total_Faro_Discharge:Least Result | Total_Faro_Discharge:5% | Total_Faro_Discharge:25% | Total_Faro_Discharge:Median | Total_Faro_Discharge:75% | Total_Faro_Discharge:95% | Total_Faro_Discharge:Greatest Result | Greatest Result |  | 1 | 2 | 3 | 4 | 5 | 6 | 7 | 8 | 9 | 10 | 11 | 12 |  | 1 | 2 | 3 | 4 | 5 | 6 | 7 | 8 | 9 | 10 | 11 | 12 |  | 1 | 2 | 3 | 4 | 5 | 6 | 7 | 8 | 9 | 10 | 11 | 12 |  | 1 | 2 | 3 | 4 | 5 | 6 | 7 | 8 | 9 | 10 | 11 | 12 |  | 1 | 2 | 3 | 4 | 5 | 6 | 7 | 8 | 9 | 10 | 11 | 12 |  | 1 | 2 | 3 | 4 | 5 | 6 | 7 | 8 | 9 | 10 | 11 | 12
0 | 0 | 0 | 0 | 0 | 0 | 0 | 0 | 0 | 0 | 1 | 0 | 0 | 0 | 0 | 8099.9999 | 3556.0747 | 1532.7949 | 883.2192 | 602.5498 | 0 | 0 | 0 | 1 | 0 | 0 | 0 | 0 | 8099.9999 | 6753.2475 | 3528.5953 | 1840.0549 | 1313.7439 | 0 | 0 | 0 | 1 | 0 | 0 | 0 | 0 | 8099.9999 | 6590.8352 | 3324.3592 | 1802.3196 | 1247.9598 | 0 | 0 | 0 | 1 | 0 | 0 | 0 | 0 | 8099.9999 | 7962.0471 | 3776.4791 | 2152.1758 | 1501.7709 | 0 | 0 | 0 | 1 | 0 | 0 | 0 | 0 | 8099.9999 | 8099.9999 | 5175.1656 | 2546.8387 | 1862.1033 | 0 | 0 | 0 | 1 | 0 | 0 | 0 | 0 | 8099.9999 | 8099.9999 | 6743.5951 | 2580.4386 | 1969.6063 | 0 | 0 | 0
0.083333 | 0 | 0 | 0 | 0 | 0 | 0 | 0 | 0 | 0 | 2 | 0 | 0 | 0 | 0 | 4215.2386 | 2170.2479 | 2205.1147 | 874.0798 | 600.8655 | 0 | 0 | 0 | 2 | 0 | 0 | 0 | 0 | 6895.6384 | 3692.9409 | 3353.508 | 1834.3757 | 1295.5823 | 0 | 0 | 0 | 2 | 0 | 0 | 0 | 0 | 6988.8969 | 3527.0301 | 3308.0388 | 1808.4415 | 1252.4083 | 0 | 0 | 0 | 2 | 0 | 0 | 0 | 0 | 7973.2821 | 4057.7044 | 3768.3576 | 2152.7117 | 1494.9228 | 0 | 0 | 0 | 2 | 0 | 0 | 0 | 0 | 8099.9999 | 5100.2014 | 4076.6873 | 2545.5907 | 1830.7727 | 0 | 0 | 0 | 2 | 0 | 0 | 0 | 0 | 8099.9999 | 6439.6804 | 4524.4251 | 2583.3706 | 1970.5884 | 0 | 0 | 0
0.16667 | 0 | 0 | 0 | 0 | 0 | 0 | 0 | 0 | 0 | 3 | 0 | 0 | 0 | 0 | 4187.2239 | 2165.5409 | 2201.8646 | 870.4517 | 596.7553 | 0 | 0 | 0 | 3 | 0 | 0 | 0 | 0 | 6870.3204 | 3714.1968 | 3357.0585 | 1838.1094 | 1295.7835 | 0 | 0 | 0 | 3 | 0 | 0 | 0 | 0 | 6980.3133 | 3511.4715 | 3297.6654 | 1795.4981 | 1229.5151 | 0 | 0 | 0 | 3 | 0 | 0 | 0 | 0 | 7981.5062 | 4051.8838 | 3769.2463 | 2162.4025 | 1492.6414 | 0 | 0 | 0 | 3 | 0 | 0 | 0 | 0 | 8099.9999 | 5156.8591 | 4064.1538 | 2547.2393 | 1844.9372 | 0 | 0 | 0 | 3 | 0 | 0 | 0 | 0 | 8099.9999 | 6415.2978 | 4521.3088 | 2845.9326 | 1966.649 | 0 | 0 | 0
0.25 | 0 | 0 | 0 | 0 | 0 | 0 | 0 | 0 | 0 | 4 | 0 | 0 | 0 | 0 | 4236.899 | 2173.8866 | 2207.6278 | 876.8853 | 604.0441 | 0 | 0 | 0 | 4 | 0 | 0 | 0 | 0 | 6913.6615 | 3683.4178 | 3372.5691 | 1841.4744 | 1307.6621 | 0 | 0 | 0 | 4 | 0 | 0 | 0 | 0 | 6960.8047 | 3506.6273 | 3331.2311 | 1801.5952 | 1253.3594 | 0 | 0 | 0 | 4 | 0 | 0 | 0 | 0 | 7992.9585 | 4022.4543 | 3772.5823 | 2145.3331 | 1492.978 | 0 | 0 | 0 | 4 | 0 | 0 | 0 | 0 | 8099.9999 | 5076.7176 | 4063.2728 | 2543.6775 | 1840.2129 | 0 | 0 | 0 | 4 | 0 | 0 | 0 | 0 | 8099.9999 | 6424.4496 | 4522.476 | 2633.8464 | 1968.1243 | 0 | 0 | 0
0.33333 | 8099.9999 | 8099.9999 | 8099.9999 | 8099.9999 | 8099.9999 | 8099.9999 | 8099.9999 | 8099.9999 | 0 | 5 | 0 | 0 | 0 | 0 | 4230.5224 | 2172.816 | 2206.8883 | 876.0595 | 603.1083 | 0 | 0 | 0 | 5 | 0 | 0 | 0 | 0 | 6884.546 | 3671.0681 | 3351.4324 | 1820.6313 | 1294.0274 | 0 | 0 | 0 | 5 | 0 | 0 | 0 | 0 | 6940.5227 | 3514.0197 | 3309.6085 | 1794.4574 | 1235.514 | 0 | 0 | 0 | 5 | 0 | 0 | 0 | 0 | 8006.237 | 4042.8954 | 3772.3749 | 2150.2681 | 1497.4472 | 0 | 0 | 0 | 5 | 0 | 0 | 0 | 0 | 8099.9999 | 5097.4446 | 4065.9205 | 2541.3124 | 1840.8577 | 0 | 0 | 0 | 5 | 0 | 0 | 0 | 0 | 8099.9999 | 6412.2873 | 5019.9167 | 2579.4324 | 1966.1579 | 0 | 0 | 0
0.41667 | 6753.2475 | 3556.0747 | 5033.0318 | 6140.8197 | 6590.8352 | 7962.0471 | 8099.9999 | 8099.9999 | 0 | 6 | 0 | 0 | 0 | 0 | 4197.1943 | 2167.7091 | 2203.3417 | 872.101 | 590.6229 | 0 | 0 | 0 | 6 | 0 | 0 | 0 | 0 | 6865.9 | 3672.5879 | 3359.8868 | 1827.1006 | 1303.5926 | 0 | 0 | 0 | 6 | 0 | 0 | 0 | 0 | 6928.2168 | 3462.5172 | 3312.1707 | 1760.0221 | 1254.4903 | 0 | 0 | 0 | 6 | 0 | 0 | 0 | 0 | 7974.8929 | 4044.2502 | 3774.0107 | 2151.4908 | 1500.4896 | 0 | 0 | 0 | 6 | 0 | 0 | 0 | 0 | 8099.9999 | 5041.724 | 4059.037 | 2541.412 | 1846.2237 | 0 | 0 | 0 | 6 | 0 | 0 | 0 | 0 | 8099.9999 | 6339.2447 | 4511.5736 | 2568.9315 | 1954.3447 | 0 | 0 | 0
0.5 | 3528.5953 | 1532.7949 | 2691.4149 | 3078.7279 | 3324.3592 | 3776.4791 | 5175.1656 | 6743.5951 | 0 | 7 | 0 | 0 | 0 | 0 | 4184.9357 | 2165.3366 | 2201.7158 | 870.2857 | 596.567 | 0 | 0 | 0 | 7 | 0 | 0 | 0 | 0 | 6883.4818 | 3672.991 | 3358.4268 | 1825.236 | 1300.6699 | 0 | 0 | 0 | 7 | 0 | 0 | 0 | 0 | 6969.743 | 3517.2697 | 3322.2961 | 1796.9855 | 1242.4218 | 0 | 0 | 0 | 7 | 0 | 0 | 0 | 0 | 7992.4124 | 4015.191 | 3771.7001 | 2147.1501 | 1492.1475 | 0 | 0 | 0 | 7 | 0 | 0 | 0 | 0 | 8099.9999 | 5034.4825 | 4058.5098 | 2542.7687 | 1841.2685 | 0 | 0 | 0 | 7 | 0 | 0 | 0 | 0 | 8099.9999 | 6375.7594 | 4516.2459 | 2574.1808 | 1960.2499 | 0 | 0 | 0
0.58333 | 1840.0549 | 883.2192 | 1308.6286 | 1636.4517 | 1802.3196 | 2152.1758 | 2546.8387 | 2580.4386 | 0 | 8 | 0 | 0 | 0 | 0 | 4254.0642 | 2176.8898 | 2209.697 | 879.1952 | 606.6613 | 0 | 0 | 0 | 8 | 0 | 0 | 0 | 0 | 6834.6335 | 3648.9711 | 3329.3791 | 1812.2137 | 1282.0426 | 0 | 0 | 0 | 8 | 0 | 0 | 0 | 0 | 6871.2785 | 3435.5698 | 3292.007 | 1731.3011 | 1232.5185 | 0 | 0 | 0 | 8 | 0 | 0 | 0 | 0 | 7970.8626 | 3944.738 | 3579.2358 | 1983.2277 | 1477.7344 | 0 | 0 | 0 | 8 | 0 | 0 | 0 | 0 | 8099.9999 | 5044.8521 | 4056.2226 | 2540.1909 | 1835.2783 | 0 | 0 | 0 | 8 | 0 | 0 | 0 | 0 | 8099.9999 | 6345.3242 | 4512.3516 | 2569.8054 | 1955.3275 | 0 | 0 | 0
0.66667 | 1313.7439 | 602.5498 | 994.3897 | 1156.2565 | 1247.9598 | 1501.7709 | 1862.1033 | 1969.6063 | 0 | 9 | 0 | 0 | 0 | 0 | 4203.7722 | 2168.3218 | 2203.7848 | 882.1633 | 599.1867 | 0 | 0 | 0 | 9 | 0 | 0 | 0 | 0 | 6842.5799 | 3660.4294 | 3348.7406 | 1823.7131 | 1294.9628 | 0 | 0 | 0 | 9 | 0 | 0 | 0 | 0 | 6879.6372 | 3464.2515 | 3301.8412 | 1765.1857 | 1234.6743 | 0 | 0 | 0 | 9 | 0 | 0 | 0 | 0 | 7795.2623 | 3972.9681 | 3682.8614 | 2107.1292 | 1493.6396 | 0 | 0 | 0 | 9 | 0 | 0 | 0 | 0 | 8099.9999 | 5178.0712 | 4076.8701 | 2553.9333 | 1839.568 | 0 | 0 | 0 | 9 | 0 | 0 | 0 | 0 | 8099.9999 | 6435.5273 | 4524.8195 | 2583.8059 | 1971.0781 | 0 | 0 | 0
0.75 | 0 | 0 | 0 | 0 | 0 | 0 | 0 | 0 | 0 | 10 | 0 | 0 | 0 | 0 | 4220.9383 | 2167.6928 | 2203.4928 | 872.2666 | 598.8117 | 0 | 0 | 0 | 10 | 0 | 0 | 0 | 0 | 6849.101 | 3699.3568 | 3345.1366 | 1830.9899 | 1293.2257 | 0 | 0 | 0 | 10 | 0 | 0 | 0 | 0 | 6890.3077 | 3463.0966 | 3303.188 | 1758.7704 | 1241.2934 | 0 | 0 | 0 | 10 | 0 | 0 | 0 | 0 | 7973.5929 | 4074.0288 | 3682.8806 | 2152.0487 | 1519.1999 | 0 | 0 | 0 | 10 | 0 | 0 | 0 | 0 | 8099.9999 | 5054.1404 | 4051.094 | 2534.4402 | 1856.523 | 0 | 0 | 0 | 10 | 0 | 0 | 0 | 0 | 8099.9999 | 6394.0333 | 4518.5841 | 2858.8447 | 1962.1299 | 0 | 0 | 0
0.83333 | 0 | 0 | 0 | 0 | 0 | 0 | 0 | 0 | 0
0.91667 | 0 | 0 | 0 | 0 | 0 | 0 | 0 | 0 | 0
1 | 0 | 0 | 0 | 0 | 0 | 0 | 0 | 0 | 0
1.0833 | 0 | 0 | 0 | 0 | 0 | 0 | 0 | 0 | 0
1.1667 | 0 | 0 | 0 | 0 | 0 | 0 | 0 | 0 | 0
1.25 | 0 | 0 | 0 | 0 | 0 | 0 | 0 | 0 | 0
1.3333 | 6895.6384 | 4215.2386 | 5430.6617 | 5937.3043 | 6988.8969 | 7973.2821 | 8099.9999 | 8099.9999 | 0
1.4167 | 3692.9409 | 2170.2479 | 2741.1531 | 3285.8177 | 3527.0301 | 4057.7044 | 5100.2014 | 6439.6804 | 0
1.5 | 3353.508 | 2205.1147 | 2708.6281 | 3041.7085 | 3308.0388 | 3768.3576 | 4076.6873 | 4524.4251 | 0
1.5833 | 1834.3757 | 874.0798 | 1303.6873 | 1604.9763 | 1808.4415 | 2152.7117 | 2545.5907 | 2583.3706 | 0
1.6667 | 1295.5823 | 600.8655 | 819.7109 | 1145.6386 | 1252.4083 | 1494.9228 | 1830.7727 | 1970.5884 | 0
1.75 | 0 | 0 | 0 | 0 | 0 | 0 | 0 | 0 | 0
1.8333 | 0 | 0 | 0 | 0 | 0 | 0 | 0 | 0 | 0
1.9167 | 0 | 0 | 0 | 0 | 0 | 0 | 0 | 0 | 0
2 | 0 | 0 | 0 | 0 | 0 | 0 | 0 | 0 | 0
2.0833 | 0 | 0 | 0 | 0 | 0 | 0 | 0 | 0 | 0
2.1667 | 0 | 0 | 0 | 0 | 0 | 0 | 0 | 0 | 0
2.25 | 0 | 0 | 0 | 0 | 0 | 0 | 0 | 0 | 0
2.3333 | 6870.3204 | 4187.2239 | 5482.4583 | 5914.5013 | 6980.3133 | 7981.5062 | 8099.9999 | 8099.9999 | 0
2.4167 | 3714.1968 | 2165.5409 | 2746.8906 | 3304.1684 | 3511.4715 | 4051.8838 | 5156.8591 | 6415.2978 | 0
2.5 | 3357.0585 | 2201.8646 | 2704.5057 | 3052.5389 | 3297.6654 | 3769.2463 | 4064.1538 | 4521.3088 | 0
2.5833 | 1838.1094 | 870.4517 | 1306.0239 | 1574.8517 | 1795.4981 | 2162.4025 | 2547.2393 | 2845.9326 | 0
2.6667 | 1295.7835 | 596.7553 | 818.0559 | 1141.0513 | 1229.5151 | 1492.6414 | 1844.9372 | 1966.649 | 0
2.75 | 0 | 0 | 0 | 0 | 0 | 0 | 0 | 0 | 0
2.8333 | 0 | 0 | 0 | 0 | 0 | 0 | 0 | 0 | 0
2.9167 | 0 | 0 | 0 | 0 | 0 | 0 | 0 | 0 | 0
3 | 0 | 0 | 0 | 0 | 0 | 0 | 0 | 0 | 0
3.0833 | 0 | 0 | 0 | 0 | 0 | 0 | 0 | 0 | 0
3.1667 | 0 | 0 | 0 | 0 | 0 | 0 | 0 | 0 | 0
3.25 | 0 | 0 | 0 | 0 | 0 | 0 | 0 | 0 | 0
3.3333 | 6913.6615 | 4236.899 | 5417.687 | 6173.7108 | 6960.8047 | 7992.9585 | 8099.9999 | 8099.9999 | 0
3.4167 | 3683.4178 | 2173.8866 | 2738.3958 | 3297.1916 | 3506.6273 | 4022.4543 | 5076.7176 | 6424.4496 | 0
3.5 | 3372.5691 | 2207.6278 | 2703.8998 | 3069.8231 | 3331.2311 | 3772.5823 | 4063.2728 | 4522.476 | 0
3.5833 | 1841.4744 | 876.8853 | 1302.6169 | 1644.0864 | 1801.5952 | 2145.3331 | 2543.6775 | 2633.8464 | 0
3.6667 | 1307.6621 | 604.0441 | 817.2935 | 1149.7481 | 1253.3594 | 1492.978 | 1840.2129 | 1968.1243 | 0
3.75 | 0 | 0 | 0 | 0 | 0 | 0 | 0 | 0 | 0
3.8333 | 0 | 0 | 0 | 0 | 0 | 0 | 0 | 0 | 0
3.9167 | 0 | 0 | 0 | 0 | 0 | 0 | 0 | 0 | 0
4 | 0 | 0 | 0 | 0 | 0 | 0 | 0 | 0 | 0
4.0833 | 0 | 0 | 0 | 0 | 0 | 0 | 0 | 0 | 0
4.1667 | 0 | 0 | 0 | 0 | 0 | 0 | 0 | 0 | 0
4.25 | 0 | 0 | 0 | 0 | 0 | 0 | 0 | 0 | 0
4.3333 | 6884.546 | 4230.5224 | 5453.4667 | 5890.3534 | 6940.5227 | 8006.237 | 8099.9999 | 8099.9999 | 0
4.4167 | 3671.0681 | 2172.816 | 2744.3449 | 3254.2403 | 3514.0197 | 4042.8954 | 5097.4446 | 6412.2873 | 0
4.5 | 3351.4324 | 2206.8883 | 2708.0237 | 3038.9737 | 3309.6085 | 3772.3749 | 4065.9205 | 5019.9167 | 0
4.5833 | 1820.6313 | 876.0595 | 1299.8108 | 1553.4522 | 1794.4574 | 2150.2681 | 2541.3124 | 2579.4324 | 0
4.6667 | 1294.0274 | 603.1083 | 822.5089 | 1130.3512 | 1235.514 | 1497.4472 | 1840.8577 | 1966.1579 | 0
4.75 | 0 | 0 | 0 | 0 | 0 | 0 | 0 | 0 | 0
4.8333 | 0 | 0 | 0 | 0 | 0 | 0 | 0 | 0 | 0
4.9167 | 0 | 0 | 0 | 0 | 0 | 0 | 0 | 0 | 0
5 | 0 | 0 | 0 | 0 | 0 | 0 | 0 | 0 | 0
5.0833 | 0 | 0 | 0 | 0 | 0 | 0 | 0 | 0 | 0
5.1667 | 0 | 0 | 0 | 0 | 0 | 0 | 0 | 0 | 0
5.25 | 0 | 0 | 0 | 0 | 0 | 0 | 0 | 0 | 0
5.3333 | 6865.9 | 4197.1943 | 5405.3268 | 5925.9961 | 6928.2168 | 7974.8929 | 8099.9999 | 8099.9999 | 0
5.4167 | 3672.5879 | 2167.7091 | 2745.9411 | 3272.1226 | 3462.5172 | 4044.2502 | 5041.724 | 6339.2447 | 0
5.5 | 3359.8868 | 2203.3417 | 2709.1302 | 3050.5204 | 3312.1707 | 3774.0107 | 4059.037 | 4511.5736 | 0
5.5833 | 1827.1006 | 872.101 | 1302.8012 | 1606.8925 | 1760.0221 | 2151.4908 | 2541.412 | 2568.9315 | 0
5.6667 | 1303.5926 | 590.6229 | 823.9084 | 1148.2533 | 1254.4903 | 1500.4896 | 1846.2237 | 1954.3447 | 0
5.75 | 0 | 0 | 0 | 0 | 0 | 0 | 0 | 0 | 0
5.8333 | 0 | 0 | 0 | 0 | 0 | 0 | 0 | 0 | 0
5.9167 | 0 | 0 | 0 | 0 | 0 | 0 | 0 | 0 | 0
6 | 0 | 0 | 0 | 0 | 0 | 0 | 0 | 0 | 0
6.0833 | 0 | 0 | 0 | 0 | 0 | 0 | 0 | 0 | 0
6.1667 | 0 | 0 | 0 | 0 | 0 | 0 | 0 | 0 | 0
6.25 | 0 | 0 | 0 | 0 | 0 | 0 | 0 | 0 | 0
6.3333 | 6883.4818 | 4184.9357 | 5463.2349 | 5905.0902 | 6969.743 | 7992.4124 | 8099.9999 | 8099.9999 | 0
6.4167 | 3672.991 | 2165.3366 | 2743.3452 | 3276.4833 | 3517.2697 | 4015.191 | 5034.4825 | 6375.7594 | 0
6.5 | 3358.4268 | 2201.7158 | 2707.3196 | 3070.5369 | 3322.2961 | 3771.7001 | 4058.5098 | 4516.2459 | 0
6.5833 | 1825.236 | 870.2857 | 1298.1194 | 1583.3651 | 1796.9855 | 2147.1501 | 2542.7687 | 2574.1808 | 0
6.6667 | 1300.6699 | 596.567 | 821.6189 | 1151.0233 | 1242.4218 | 1492.1475 | 1841.2685 | 1960.2499 | 0
6.75 | 0 | 0 | 0 | 0 | 0 | 0 | 0 | 0 | 0
6.8333 | 0 | 0 | 0 | 0 | 0 | 0 | 0 | 0 | 0
6.9167 | 0 | 0 | 0 | 0 | 0 | 0 | 0 | 0 | 0
7 | 0 | 0 | 0 | 0 | 0 | 0 | 0 | 0 | 0
7.0833 | 0 | 0 | 0 | 0 | 0 | 0 | 0 | 0 | 0
7.1667 | 0 | 0 | 0 | 0 | 0 | 0 | 0 | 0 | 0
7.25 | 0 | 0 | 0 | 0 | 0 | 0 | 0 | 0 | 0
7.3333 | 6834.6335 | 4254.0642 | 5438.5726 | 5889.2278 | 6871.2785 | 7970.8626 | 8099.9999 | 8099.9999 | 0
7.4167 | 3648.9711 | 2176.8898 | 2811.5395 | 3281.9409 | 3435.5698 | 3944.738 | 5044.8521 | 6345.3242 | 0
7.5 | 3329.3791 | 2209.697 | 2704.949 | 3035.3231 | 3292.007 | 3579.2358 | 4056.2226 | 4512.3516 | 0
7.5833 | 1812.2137 | 879.1952 | 1301.6216 | 1573.2026 | 1731.3011 | 1983.2277 | 2540.1909 | 2569.8054 | 0
7.6667 | 1282.0426 | 606.6613 | 818.5692 | 1129.8567 | 1232.5185 | 1477.7344 | 1835.2783 | 1955.3275 | 0
7.75 | 0 | 0 | 0 | 0 | 0 | 0 | 0 | 0 | 0
7.8333 | 0 | 0 | 0 | 0 | 0 | 0 | 0 | 0 | 0
7.9167 | 0 | 0 | 0 | 0 | 0 | 0 | 0 | 0 | 0
8 | 0 | 0 | 0 | 0 | 0 | 0 | 0 | 0 | 0
8.0833 | 0 | 0 | 0 | 0 | 0 | 0 | 0 | 0 | 0
8.1667 | 0 | 0 | 0 | 0 | 0 | 0 | 0 | 0 | 0
8.25 | 0 | 0 | 0 | 0 | 0 | 0 | 0 | 0 | 0
8.3333 | 6842.5799 | 4203.7722 | 5450.3527 | 5905.4373 | 6879.6372 | 7795.2623 | 8099.9999 | 8099.9999 | 0
8.4167 | 3660.4294 | 2168.3218 | 2741.8281 | 3276.9578 | 3464.2515 | 3972.9681 | 5178.0712 | 6435.5273 | 0
8.5 | 3348.7406 | 2203.7848 | 2706.2123 | 3046.2091 | 3301.8412 | 3682.8614 | 4076.8701 | 4524.8195 | 0
8.5833 | 1823.7131 | 882.1633 | 1301.6072 | 1572.3809 | 1765.1857 | 2107.1292 | 2553.9333 | 2583.8059 | 0
8.6667 | 1294.9628 | 599.1867 | 820.2189 | 1138.2521 | 1234.6743 | 1493.6396 | 1839.568 | 1971.0781 | 0
8.75 | 0 | 0 | 0 | 0 | 0 | 0 | 0 | 0 | 0
8.8333 | 0 | 0 | 0 | 0 | 0 | 0 | 0 | 0 | 0
8.9167 | 0 | 0 | 0 | 0 | 0 | 0 | 0 | 0 | 0
9 | 0 | 0 | 0 | 0 | 0 | 0 | 0 | 0 | 0
9.0833 | 0 | 0 | 0 | 0 | 0 | 0 | 0 | 0 | 0
9.1667 | 0 | 0 | 0 | 0 | 0 | 0 | 0 | 0 | 0
9.25 | 0 | 0 | 0 | 0 | 0 | 0 | 0 | 0 | 0
9.3333 | 6849.101 | 4220.9383 | 5391.7214 | 5921.9153 | 6890.3077 | 7973.5929 | 8099.9999 | 8099.9999 | 0
9.4167 | 3699.3568 | 2167.6928 | 2736.828 | 3296.8364 | 3463.0966 | 4074.0288 | 5054.1404 | 6394.0333 | 0
9.5 | 3345.1366 | 2203.4928 | 2702.7933 | 3049.5176 | 3303.188 | 3682.8806 | 4051.094 | 4518.5841 | 0
9.5833 | 1830.9899 | 872.2666 | 1302.329 | 1571.1436 | 1758.7704 | 2152.0487 | 2534.4402 | 2858.8447 | 0
9.6667 | 1293.2257 | 598.8117 | 815.8942 | 1135.694 | 1241.2934 | 1519.1999 | 1856.523 | 1962.1299 | 0
9.75 | 0 | 0 | 0 | 0 | 0 | 0 | 0 | 0 | 0
9.8333 | 0 | 0 | 0 | 0 | 0 | 0 | 0 | 0 | 0
9.9167 | 0 | 0 | 0 | 0 | 0 | 0 | 0 | 0 | 0
10 | 0 | 0 | 0 | 0 | 0 | 0 | 0 | 0 | 0

## CVP_Disch
Plot F - Range of Monthly CVP Discharge flows - Scenario C-1a | [10 empty] | JAN | FEB | MAR | APR | MAY | JUN | JUL | AUG | SEP | OCT | NOV | DEC
[10 empty] | Max | 2054.9992 | 1823.1368 | 1524.931 | 1142.0533 | 7374.4304 | 8213.8696 | 7174.267 | 5501.8729 | 4933.4764 | 2751.5306 | 1659.9599 | 1557.1068
[10 empty] | 95% percentile | 1763.2822 | 613.6489 | 635.9192 | 353.03 | 7278.6283 | 7183.7444 | 6458.1943 | 4870.1423 | 4612.3365 | 2550.2856 | 1360.5902 | 1031.1833
[10 empty] | 75% Percentile | 577.5389 | 284.9901 | 260.7672 | 242.8365 | 7015.6625 | 5763.212 | 5308.4568 | 3676.1412 | 3955.698 | 1714.8893 | 970.4344 | 694.4791
[10 empty] | Median | 459.8144 | 205.549 | 206.1675 | 102.6458 | 4928.972 | 5021.7901 | 4608.8188 | 2919.9791 | 3113.7897 | 1203.6096 | 656.3517 | 490.8932
[10 empty] | Mean | 596.848 | 234.8602 | 213.5197 | 156.6892 | 5345.703 | 5000.701 | 4613.0969 | 2920.6294 | 3193.2611 | 1239.4662 | 657.8245 | 481.095
| Mean | S.D. | Least Result | 5% | 25% | Median | 75% | 95% | Greatest Result | Min | 88.9245 | 0 | 0 | 0 | 2384.5504 | 773.6232 | 845.6375 | 10.1043 | 1334.5554 | 0 | 0 | 0
| 0 | [9 empty] | JAN: MIN |  | MEAN | [12 empty] | MEDIAN | [12 empty] | 75% | [12 empty] | 95% | [12 empty] | MAX
Time (yr) | Total_Faro_Discharge:Mean | Total_Faro_Discharge:Least Result | Total_Faro_Discharge:5% | Total_Faro_Discharge:25% | Total_Faro_Discharge:Median | Total_Faro_Discharge:75% | Total_Faro_Discharge:95% | Total_Faro_Discharge:Greatest Result | Greatest Result |  | 1 | 2 | 3 | 4 | 5 | 6 | 7 | 8 | 9 | 10 | 11 | 12 |  | 1 | 2 | 3 | 4 | 5 | 6 | 7 | 8 | 9 | 10 | 11 | 12 |  | 1 | 2 | 3 | 4 | 5 | 6 | 7 | 8 | 9 | 10 | 11 | 12 |  | 1 | 2 | 3 | 4 | 5 | 6 | 7 | 8 | 9 | 10 | 11 | 12 |  | 1 | 2 | 3 | 4 | 5 | 6 | 7 | 8 | 9 | 10 | 11 | 12 |  | 1 | 2 | 3 | 4 | 5 | 6 | 7 | 8 | 9 | 10 | 11 | 12
0 | 1003.2906 | 889.2451 | 940.9086 | 979.7186 | 1000.1486 | 1028.1622 | 1072.139 | 1098.1412 | 0 | 1 | 889.2451 | 0 | 0 | 0 | 3912.7243 | 1766.8789 | 0 | 0 | 1754.9131 | 0 | 0 | 0 | 1 | 1003.2906 | 552.7459 | 364.4181 | 270.2643 | 6117.2774 | 6133.5308 | 4158.0972 | 2905.0327 | 3153.4502 | 1251.0757 | 726.1627 | 622.1434 | 1 | 1000.1486 | 555.2395 | 367.5456 | 285.6028 | 7286.0779 | 7252.3894 | 4531.2032 | 2918.6823 | 2930.9416 | 1173.3542 | 742.0317 | 529.6145 | 1 | 1028.1622 | 580.6805 | 392.0495 | 319.6777 | 7293.8966 | 7281.8463 | 5172.5071 | 3622.569 | 4016.9742 | 1711.2091 | 1085.3329 | 749.6069 | 1 | 1072.139 | 611.8118 | 422.7434 | 352.5455 | 7313.2811 | 8919.8073 | 6482.9392 | 4783.9128 | 4727.5909 | 2575.9248 | 1524.5179 | 2086.0013 | 1 | 1098.1412 | 641.1622 | 448.66 | 376.7865 | 7339.5877 | 8967.1394 | 7357.8687 | 5543.8308 | 4970.4991 | 2914.0866 | 2405.1664 | 2218.411
0.083333 | 552.7459 | 0 | 500.4581 | 548.1038 | 555.2395 | 580.6805 | 611.8118 | 641.1622 | 0 | 2 | 0 | 0 | 0 | 0 | 2076.1165 | 984.5002 | 530.3133 | 0 | 1256.8998 | 0 | 0 | 0 | 2 | 636.1407 | 299.2977 | 268.9489 | 189.8923 | 5538.7922 | 4279.4012 | 4750.2081 | 2837.3426 | 3188.3043 | 1174.3236 | 659.898 | 463.7761 | 2 | 456.5572 | 224.5177 | 214.1773 | 202.7979 | 5116.3897 | 4597.6793 | 4627.9851 | 2901.2481 | 3197.7592 | 1112.4186 | 703.6137 | 482.0582 | 2 | 681.0636 | 321.9283 | 293.4129 | 247.9562 | 7255.209 | 5243.0423 | 5432.7563 | 3587.8122 | 3941.2041 | 1675.9716 | 939.2045 | 683.9022 | 2 | 2001.5973 | 1082.5566 | 894.1866 | 486.5433 | 7295.6345 | 6612.9812 | 6443.9961 | 4976.6471 | 4557.2155 | 2538.0343 | 1363.2196 | 923.1586 | 2 | 2236.6818 | 1988.9314 | 1955.4337 | 1119.5898 | 7680.2415 | 7775.3554 | 7501.7886 | 5573.2136 | 4940.5722 | 2913.9009 | 2018.0919 | 2218.9447
0.16667 | 364.4181 | 0 | 290.4279 | 353.6499 | 367.5456 | 392.0495 | 422.7434 | 448.66 | 0 | 3 | 0 | 0 | 0 | 0 | 2014.696 | 699.3307 | 1349.0798 | 101.0434 | 1261.3567 | 0 | 0 | 0 | 3 | 593.5323 | 237.4283 | 197.5669 | 164.6546 | 5025.0287 | 4981.4856 | 4654.7729 | 3060.2722 | 3153.7879 | 1322.5649 | 679.0086 | 516.457 | 3 | 387.1123 | 191.2878 | 184.5276 | 174.8116 | 4382.7462 | 4858.2681 | 4579.2037 | 2921.7997 | 3037.9245 | 1298.2451 | 657.7455 | 513.234 | 3 | 525.826 | 268.9562 | 260.0084 | 241.253 | 6545.787 | 5812.3154 | 5327.9723 | 3821.2649 | 3879.6355 | 1713.1183 | 938.786 | 685.2958 | 3 | 2061.4261 | 1015.4379 | 598.3061 | 387.8132 | 7270.6775 | 7107.282 | 6346.1419 | 4914.8588 | 4612.0825 | 2581.1325 | 1393.3611 | 924.1773 | 3 | 2237.0727 | 1988.9352 | 1921.3846 | 1978.1858 | 7295.7186 | 7718.6358 | 7511.5719 | 5551.5906 | 4941.9142 | 2634.3117 | 1495.8815 | 2295.5507
0.25 | 270.2643 | 0 | 0 | 269.6741 | 285.6028 | 319.6777 | 352.5455 | 376.7865 | 0 | 4 | 0 | 0 | 0 | 0 | 2039.0371 | 987.8724 | 902.0992 | 0 | 1091.4648 | 0 | 0 | 0 | 4 | 570.5017 | 182.1275 | 189.6468 | 140.642 | 5139.5914 | 4975.2236 | 4621.6886 | 2829.2139 | 3254.7418 | 1233.6596 | 626.716 | 492.2255 | 4 | 412.7822 | 185.2409 | 197.3127 | 190.7806 | 4579.7762 | 4832.4093 | 4582.1835 | 2867.1916 | 3164.7217 | 1186.9392 | 609.8751 | 497.3423 | 4 | 521.4752 | 242.1162 | 244.0049 | 234.3719 | 7201.9037 | 5689.404 | 5163.436 | 3542.2369 | 4012.4659 | 1721.3877 | 971.2677 | 717.0914 | 4 | 1955.9943 | 356.5781 | 494.9409 | 355.0193 | 7263.0935 | 7128.8445 | 6742.6589 | 4659.4756 | 4636.8384 | 2503.9738 | 1265.3963 | 967.281 | 4 | 2141.2806 | 1982.0692 | 1078.8412 | 663.4216 | 7270.5121 | 8908.8463 | 7008.1316 | 5286.7197 | 4968.8854 | 2738.6169 | 1523.2258 | 1955.943
0.33333 | 6117.2774 | 3912.7243 | 3916.1044 | 3939.8458 | 7286.0779 | 7293.8966 | 7313.2811 | 7339.5877 | 0 | 5 | 0 | 0 | 0 | 0 | 2117.8635 | 26.8443 | 1100.7949 | 0 | 1259.1019 | 0 | 0 | 0 | 5 | 450.3763 | 209.0815 | 219.9979 | 121.7392 | 5303.0281 | 4866.9197 | 4631.393 | 3011.2082 | 3277.5777 | 1201.8607 | 654.1783 | 441.6597 | 5 | 379.9852 | 183.929 | 190.7051 | 0 | 4629.7083 | 4759.7328 | 4590.8591 | 2889.1411 | 3271.5172 | 1205.4414 | 643.6965 | 488.0435 | 5 | 484.2226 | 242.0487 | 246.4718 | 232.4643 | 7245.6415 | 5374.4811 | 5245.0707 | 3626.0818 | 4002.7628 | 1656.7069 | 962.6255 | 682.6946 | 5 | 1082.4624 | 527.8469 | 1099.2275 | 316.8253 | 7271.9519 | 7085.6604 | 6572.0233 | 5484.0549 | 4549.9145 | 2574.5525 | 1412.6543 | 921.0419 | 5 | 2155.0731 | 2024.2532 | 1971.9189 | 660.5924 | 7310.3963 | 7823.2563 | 6871.9833 | 5572.7072 | 4768.7854 | 2634.038 | 1495.735 | 944.8951
0.41667 | 6133.5308 | 1766.8789 | 3809.5486 | 4113.3584 | 7252.3894 | 7281.8463 | 8919.8073 | 8967.1394 | 0 | 6 | 0 | 0 | 0 | 0 | 2938.9862 | 689.8071 | 805.9414 | 0 | 1864.3663 | 0 | 0 | 0 | 6 | 564.6904 | 161.1167 | 196.3309 | 127.6648 | 5305.3135 | 4957.4202 | 4589.2697 | 2748.814 | 3211.251 | 1231.4848 | 651.9369 | 455.2243 | 6 | 392.9465 | 0 | 179.7497 | 0 | 4596.162 | 4811.0215 | 4600.3643 | 2841.3902 | 3135.7834 | 1173.5388 | 635.9403 | 484.5484 | 6 | 498.468 | 236.2928 | 240.9336 | 233.4642 | 6920.5322 | 5518.6853 | 5184.5782 | 3573.1305 | 3949.2383 | 1690.0494 | 903.48 | 682.4313 | 6 | 2044.8386 | 383.339 | 744.788 | 341.0737 | 7270.6231 | 7271.0709 | 6306.3843 | 4665.5952 | 4666.8338 | 2528.9335 | 1277.9558 | 856.932 | 6 | 2122.6855 | 1957.1664 | 1947.0078 | 670.2268 | 7332.8951 | 8925.0176 | 6877.8403 | 5567.8809 | 4955.2361 | 2633.8566 | 1495.6397 | 944.8015
0.5 | 4158.0972 | 0 | 1000.4605 | 2971.2554 | 4531.2032 | 5172.5071 | 6482.9392 | 7357.8687 | 0 | 7 | 0 | 0 | 0 | 0 | 2372.6187 | 995.3064 | 1150.079 | 0 | 1251.3964 | 0 | 0 | 0 | 7 | 613.5444 | 164.4603 | 173.6878 | 124.5431 | 5306.8634 | 4927.5304 | 4756.0064 | 2933.3769 | 3153.9047 | 1281.299 | 659.5844 | 461.1194 | 7 | 415.6364 | 173.6549 | 183.6467 | 0 | 4656.0603 | 4796.6131 | 4725.8553 | 3055.7095 | 3026.0154 | 1209.1776 | 651.0599 | 482.4612 | 7 | 529.0866 | 242.4038 | 228.4203 | 222.0602 | 6946.6065 | 5694.8042 | 5566.6575 | 3749.0364 | 3858.4664 | 1721.5692 | 971.7944 | 685.6502 | 7 | 2036.4575 | 335.4511 | 646.6016 | 313.4685 | 7280.7013 | 7080.2649 | 6293.931 | 4949.4113 | 4562.7452 | 2554.7418 | 1348.1486 | 913.3461 | 7 | 2236.8492 | 1967.428 | 1104.2582 | 680.9003 | 7453.9175 | 7381.6944 | 7490.7624 | 5557.7452 | 4937.5145 | 2634.1929 | 1495.8182 | 1426.1434
0.58333 | 2905.0327 | 0 | 509.4568 | 2547.9703 | 2918.6823 | 3622.569 | 4783.9128 | 5543.8308 | 0 | 8 | 0 | 0 | 0 | 0 | 2081.5363 | 689.5717 | 521.259 | 0 | 1089.4364 | 0 | 0 | 0 | 8 | 467.3699 | 204.9762 | 190.9868 | 136.0849 | 5043.1103 | 4957.0308 | 4704.9422 | 3068.5696 | 3114.9546 | 1128.3498 | 595.1792 | 453.8115 | 8 | 371.6124 | 178.4053 | 183.0509 | 0 | 4482.2669 | 4671.2708 | 4650.8103 | 3004.4727 | 3092.1358 | 1057.3152 | 564.3451 | 476.4159 | 8 | 479.3066 | 228.5876 | 233.4895 | 222.4196 | 6720.1322 | 5642.5103 | 5348.5575 | 3828.5116 | 3863.4561 | 1611.4917 | 838.1022 | 640.7869 | 8 | 1556.4872 | 957.1578 | 618.5502 | 326.3536 | 7283.4826 | 6989.8001 | 6241.2205 | 4984.4961 | 4410.502 | 2548.2927 | 1339.2854 | 937.7686 | 8 | 2112.3095 | 1932.8307 | 1948.0162 | 1910.6626 | 7462.9436 | 7630.0251 | 6741.3169 | 5566.8682 | 4951.7854 | 2738.4938 | 1523.161 | 1519.6022
0.66667 | 3153.4502 | 1754.9131 | 1912.2338 | 2239.8672 | 2930.9416 | 4016.9742 | 4727.5909 | 4970.4991 | 0 | 9 | 0 | 0 | 0 | 0 | 2105.1238 | 892.1845 | 1315.5145 | 0 | 1263.147 | 0 | 0 | 0 | 9 | 549.0829 | 164.0735 | 157.4292 | 148.0781 | 5415.974 | 4964.2376 | 4803.3466 | 2834.0616 | 3174.7831 | 1232.137 | 621.423 | 417.8085 | 9 | 380.1367 | 176.8934 | 188.4499 | 172.4656 | 4835.8836 | 4761.1688 | 4624.2883 | 2914.3112 | 3038.4309 | 1132.0355 | 598.1091 | 440.8144 | 9 | 502.4054 | 240.9449 | 242.2469 | 242.4662 | 7072.6086 | 5690.9378 | 5556.0427 | 3744.8852 | 4014.5878 | 1857.3545 | 1056.8163 | 720.7661 | 9 | 1973.5213 | 405.8139 | 382.6704 | 337.2225 | 7267.8919 | 7000.9439 | 6709.6705 | 4592.1823 | 4703.9886 | 2538.21 | 1330.5809 | 860.8493 | 9 | 2076.0665 | 1797.4034 | 979.9337 | 1401.2302 | 7287.6958 | 8083.6434 | 6872.5596 | 5330.3063 | 4954.743 | 2913.6246 | 1620.7141 | 1064.625
0.75 | 1251.0757 | 0 | 0 | 685.0506 | 1173.3542 | 1711.2091 | 2575.9248 | 2914.0866 | 0 | 10 | 0 | 0 | 0 | 0 | 2186.8012 | 3.9362 | 781.2936 | 0 | 1253.4718 | 0 | 0 | 0 | 10 | 519.9503 | 173.2945 | 176.1842 | 143.3291 | 5262.0505 | 4964.2296 | 4461.2441 | 2978.4019 | 3249.8559 | 1337.9064 | 704.1576 | 486.7247 | 10 | 401.2266 | 186.3213 | 172.5092 | 0 | 4724.6484 | 4877.3479 | 4575.4351 | 2885.8448 | 3242.6666 | 1487.6305 | 757.1001 | 514.3994 | 10 | 525.3729 | 245.9418 | 226.6344 | 232.2312 | 6954.3076 | 5684.0936 | 5086.9899 | 3665.8831 | 4018.1887 | 1790.0343 | 1036.9348 | 696.5653 | 10 | 1847.8983 | 460.4953 | 457.1774 | 313.4349 | 7268.9457 | 6640.7885 | 6442.9771 | 4690.7894 | 4695.6535 | 2559.06 | 1350.7817 | 921.2769 | 10 | 2133.8315 | 1951.1887 | 1893.8559 | 1958.9367 | 7310.3963 | 8925.0828 | 7508.8473 | 5467.8661 | 4944.8292 | 2760.1842 | 1526.1654 | 982.151
0.83333 | 726.1627 | 0 | 0 | 388.8739 | 742.0317 | 1085.3329 | 1524.5179 | 2405.1664 | 0
0.91667 | 622.1434 | 0 | 0 | 323.8225 | 529.6145 | 749.6069 | 2086.0013 | 2218.411 | 0
1 | 636.1407 | 0 | 231.6545 | 340.245 | 456.5572 | 681.0636 | 2001.5973 | 2236.6818 | 0
1.0833 | 299.2977 | 0 | 0 | 0 | 224.5177 | 321.9283 | 1082.5566 | 1988.9314 | 0
1.1667 | 268.9489 | 0 | 0 | 156.0013 | 214.1773 | 293.4129 | 894.1866 | 1955.4337 | 0
1.25 | 189.8923 | 0 | 0 | 0 | 202.7979 | 247.9562 | 486.5433 | 1119.5898 | 0
1.3333 | 5538.7922 | 2076.1165 | 3509.5569 | 4076.8512 | 5116.3897 | 7255.209 | 7295.6345 | 7680.2415 | 0
1.4167 | 4279.4012 | 984.5002 | 1119.4232 | 3898.8506 | 4597.6793 | 5243.0423 | 6612.9812 | 7775.3554 | 0
1.5 | 4750.2081 | 530.3133 | 2699.0336 | 4281.6959 | 4627.9851 | 5432.7563 | 6443.9961 | 7501.7886 | 0
1.5833 | 2837.3426 | 0 | 407.4098 | 2338.8315 | 2901.2481 | 3587.8122 | 4976.6471 | 5573.2136 | 0
1.6667 | 3188.3043 | 1256.8998 | 1760.4963 | 2381.4099 | 3197.7592 | 3941.2041 | 4557.2155 | 4940.5722 | 0
1.75 | 1174.3236 | 0 | 0 | 693.9559 | 1112.4186 | 1675.9716 | 2538.0343 | 2913.9009 | 0
1.8333 | 659.898 | 0 | 0 | 390.49 | 703.6137 | 939.2045 | 1363.2196 | 2018.0919 | 0
1.9167 | 463.7761 | 0 | 0 | 300.1244 | 482.0582 | 683.9022 | 923.1586 | 2218.9447 | 0
2 | 593.5323 | 0 | 0 | 302.1801 | 387.1123 | 525.826 | 2061.4261 | 2237.0727 | 0
2.0833 | 237.4283 | 0 | 0 | 0 | 191.2878 | 268.9562 | 1015.4379 | 1988.9352 | 0
2.1667 | 197.5669 | 0 | 0 | 0 | 184.5276 | 260.0084 | 598.3061 | 1921.3846 | 0
2.25 | 164.6546 | 0 | 0 | 0 | 174.8116 | 241.253 | 387.8132 | 1978.1858 | 0
2.3333 | 5025.0287 | 2014.696 | 3392.5706 | 3884.7887 | 4382.7462 | 6545.787 | 7270.6775 | 7295.7186 | 0
2.4167 | 4981.4856 | 699.3307 | 2342.3446 | 4526.7369 | 4858.2681 | 5812.3154 | 7107.282 | 7718.6358 | 0
2.5 | 4654.7729 | 1349.0798 | 2648.8857 | 4164.3939 | 4579.2037 | 5327.9723 | 6346.1419 | 7511.5719 | 0
2.5833 | 3060.2722 | 101.0434 | 899.2741 | 2442.5658 | 2921.7997 | 3821.2649 | 4914.8588 | 5551.5906 | 0
2.6667 | 3153.7879 | 1261.3567 | 1906.1713 | 2480.3982 | 3037.9245 | 3879.6355 | 4612.0825 | 4941.9142 | 0
2.75 | 1322.5649 | 0 | 0 | 824.8964 | 1298.2451 | 1713.1183 | 2581.1325 | 2634.3117 | 0
2.8333 | 679.0086 | 0 | 0 | 401.8405 | 657.7455 | 938.786 | 1393.3611 | 1495.8815 | 0
2.9167 | 516.457 | 0 | 0 | 341.9668 | 513.234 | 685.2958 | 924.1773 | 2295.5507 | 0
3 | 570.5017 | 0 | 192.4797 | 319.2426 | 412.7822 | 521.4752 | 1955.9943 | 2141.2806 | 0
3.0833 | 182.1275 | 0 | 0 | 0 | 185.2409 | 242.1162 | 356.5781 | 1982.0692 | 0
3.1667 | 189.6468 | 0 | 0 | 0 | 197.3127 | 244.0049 | 494.9409 | 1078.8412 | 0
3.25 | 140.642 | 0 | 0 | 0 | 190.7806 | 234.3719 | 355.0193 | 663.4216 | 0
3.3333 | 5139.5914 | 2039.0371 | 3518.1641 | 3925.8009 | 4579.7762 | 7201.9037 | 7263.0935 | 7270.5121 | 0
3.4167 | 4975.2236 | 987.8724 | 1305.6399 | 4508.6978 | 4832.4093 | 5689.404 | 7128.8445 | 8908.8463 | 0
3.5 | 4621.6886 | 902.0992 | 2035.8774 | 4160.0944 | 4582.1835 | 5163.436 | 6742.6589 | 7008.1316 | 0
3.5833 | 2829.2139 | 0 | 615.6556 | 2355.454 | 2867.1916 | 3542.2369 | 4659.4756 | 5286.7197 | 0
3.6667 | 3254.7418 | 1091.4648 | 1912.9837 | 2381.2892 | 3164.7217 | 4012.4659 | 4636.8384 | 4968.8854 | 0
3.75 | 1233.6596 | 0 | 0 | 703.8514 | 1186.9392 | 1721.3877 | 2503.9738 | 2738.6169 | 0
3.8333 | 626.716 | 0 | 0 | 352.6469 | 609.8751 | 971.2677 | 1265.3963 | 1523.2258 | 0
3.9167 | 492.2255 | 0 | 0 | 316.6858 | 497.3423 | 717.0914 | 967.281 | 1955.943 | 0
4 | 450.3763 | 0 | 0 | 311.4466 | 379.9852 | 484.2226 | 1082.4624 | 2155.0731 | 0
4.0833 | 209.0815 | 0 | 0 | 0 | 183.929 | 242.0487 | 527.8469 | 2024.2532 | 0
4.1667 | 219.9979 | 0 | 0 | 0 | 190.7051 | 246.4718 | 1099.2275 | 1971.9189 | 0
4.25 | 121.7392 | 0 | 0 | 0 | 0 | 232.4643 | 316.8253 | 660.5924 | 0
4.3333 | 5303.0281 | 2117.8635 | 3763.6647 | 4085.5175 | 4629.7083 | 7245.6415 | 7271.9519 | 7310.3963 | 0
4.4167 | 4866.9197 | 26.8443 | 2485.61 | 4477.5086 | 4759.7328 | 5374.4811 | 7085.6604 | 7823.2563 | 0
4.5 | 4631.393 | 1100.7949 | 2057.8703 | 4173.5599 | 4590.8591 | 5245.0707 | 6572.0233 | 6871.9833 | 0
4.5833 | 3011.2082 | 0 | 964.2078 | 2380.3553 | 2889.1411 | 3626.0818 | 5484.0549 | 5572.7072 | 0
4.6667 | 3277.5777 | 1259.1019 | 1919.8397 | 2617.0289 | 3271.5172 | 4002.7628 | 4549.9145 | 4768.7854 | 0
4.75 | 1201.8607 | 0 | 0 | 667.5023 | 1205.4414 | 1656.7069 | 2574.5525 | 2634.038 | 0
4.8333 | 654.1783 | 0 | 0 | 368.9742 | 643.6965 | 962.6255 | 1412.6543 | 1495.735 | 0
4.9167 | 441.6597 | 0 | 0 | 282.8734 | 488.0435 | 682.6946 | 921.0419 | 944.8951 | 0
5 | 564.6904 | 0 | 0 | 326.2432 | 392.9465 | 498.468 | 2044.8386 | 2122.6855 | 0
5.0833 | 161.1167 | 0 | 0 | 0 | 0 | 236.2928 | 383.339 | 1957.1664 | 0
5.1667 | 196.3309 | 0 | 0 | 0 | 179.7497 | 240.9336 | 744.788 | 1947.0078 | 0
5.25 | 127.6648 | 0 | 0 | 0 | 0 | 233.4642 | 341.0737 | 670.2268 | 0
5.3333 | 5305.3135 | 2938.9862 | 3695.062 | 4150.7843 | 4596.162 | 6920.5322 | 7270.6231 | 7332.8951 | 0
5.4167 | 4957.4202 | 689.8071 | 1880.3343 | 4494.4462 | 4811.0215 | 5518.6853 | 7271.0709 | 8925.0176 | 0
5.5 | 4589.2697 | 805.9414 | 1771.8261 | 4103.412 | 4600.3643 | 5184.5782 | 6306.3843 | 6877.8403 | 0
5.5833 | 2748.814 | 0 | 185.9434 | 2311.9779 | 2841.3902 | 3573.1305 | 4665.5952 | 5567.8809 | 0
5.6667 | 3211.251 | 1864.3663 | 2037.4218 | 2310.3831 | 3135.7834 | 3949.2383 | 4666.8338 | 4955.2361 | 0
5.75 | 1231.4848 | 0 | 0 | 729.1095 | 1173.5388 | 1690.0494 | 2528.9335 | 2633.8566 | 0
5.8333 | 651.9369 | 0 | 0 | 384.8893 | 635.9403 | 903.48 | 1277.9558 | 1495.6397 | 0
5.9167 | 455.2243 | 0 | 0 | 306.893 | 484.5484 | 682.4313 | 856.932 | 944.8015 | 0
6 | 613.5444 | 0 | 0 | 313.5482 | 415.6364 | 529.0866 | 2036.4575 | 2236.8492 | 0
6.0833 | 164.4603 | 0 | 0 | 0 | 173.6549 | 242.4038 | 335.4511 | 1967.428 | 0
6.1667 | 173.6878 | 0 | 0 | 0 | 183.6467 | 228.4203 | 646.6016 | 1104.2582 | 0
6.25 | 124.5431 | 0 | 0 | 0 | 0 | 222.0602 | 313.4685 | 680.9003 | 0
6.3333 | 5306.8634 | 2372.6187 | 3771.8456 | 4054.6184 | 4656.0603 | 6946.6065 | 7280.7013 | 7453.9175 | 0
6.4167 | 4927.5304 | 995.3064 | 1950.0648 | 4441.5325 | 4796.6131 | 5694.8042 | 7080.2649 | 7381.6944 | 0
6.5 | 4756.0064 | 1150.079 | 2810.2259 | 4172.2207 | 4725.8553 | 5566.6575 | 6293.931 | 7490.7624 | 0
6.5833 | 2933.3769 | 0 | 431.4781 | 2373.4409 | 3055.7095 | 3749.0364 | 4949.4113 | 5557.7452 | 0
6.6667 | 3153.9047 | 1251.3964 | 2033.4839 | 2502.8883 | 3026.0154 | 3858.4664 | 4562.7452 | 4937.5145 | 0
6.75 | 1281.299 | 0 | 0 | 799.0355 | 1209.1776 | 1721.5692 | 2554.7418 | 2634.1929 | 0
6.8333 | 659.5844 | 0 | 0 | 394.5846 | 651.0599 | 971.7944 | 1348.1486 | 1495.8182 | 0
6.9167 | 461.1194 | 0 | 0 | 313.6513 | 482.4612 | 685.6502 | 913.3461 | 1426.1434 | 0
7 | 467.3699 | 0 | 0 | 294.8731 | 371.6124 | 479.3066 | 1556.4872 | 2112.3095 | 0
7.0833 | 204.9762 | 0 | 0 | 0 | 178.4053 | 228.5876 | 957.1578 | 1932.8307 | 0
7.1667 | 190.9868 | 0 | 0 | 0 | 183.0509 | 233.4895 | 618.5502 | 1948.0162 | 0
7.25 | 136.0849 | 0 | 0 | 0 | 0 | 222.4196 | 326.3536 | 1910.6626 | 0
7.3333 | 5043.1103 | 2081.5363 | 3557.1522 | 3924.7182 | 4482.2669 | 6720.1322 | 7283.4826 | 7462.9436 | 0
7.4167 | 4957.0308 | 689.5717 | 3415.8422 | 4485.7497 | 4671.2708 | 5642.5103 | 6989.8001 | 7630.0251 | 0
7.5 | 4704.9422 | 521.259 | 2907.3564 | 4235.7615 | 4650.8103 | 5348.5575 | 6241.2205 | 6741.3169 | 0
7.5833 | 3068.5696 | 0 | 653.6285 | 2577.5916 | 3004.4727 | 3828.5116 | 4984.4961 | 5566.8682 | 0
7.6667 | 3114.9546 | 1089.4364 | 1752.8712 | 2493.8829 | 3092.1358 | 3863.4561 | 4410.502 | 4951.7854 | 0
7.75 | 1128.3498 | 0 | 0 | 594.3657 | 1057.3152 | 1611.4917 | 2548.2927 | 2738.4938 | 0
7.8333 | 595.1792 | 0 | 0 | 326.0026 | 564.3451 | 838.1022 | 1339.2854 | 1523.161 | 0
7.9167 | 453.8115 | 0 | 0 | 310.7975 | 476.4159 | 640.7869 | 937.7686 | 1519.6022 | 0
8 | 549.0829 | 0 | 0 | 313.1058 | 380.1367 | 502.4054 | 1973.5213 | 2076.0665 | 0
8.0833 | 164.0735 | 0 | 0 | 0 | 176.8934 | 240.9449 | 405.8139 | 1797.4034 | 0
8.1667 | 157.4292 | 0 | 0 | 0 | 188.4499 | 242.2469 | 382.6704 | 979.9337 | 0
8.25 | 148.0781 | 0 | 0 | 0 | 172.4656 | 242.4662 | 337.2225 | 1401.2302 | 0
8.3333 | 5415.974 | 2105.1238 | 3684.3116 | 4171.3209 | 4835.8836 | 7072.6086 | 7267.8919 | 7287.6958 | 0
8.4167 | 4964.2376 | 892.1845 | 2134.2084 | 4491.8571 | 4761.1688 | 5690.9378 | 7000.9439 | 8083.6434 | 0
8.5 | 4803.3466 | 1315.5145 | 3012.8016 | 4235.4781 | 4624.2883 | 5556.0427 | 6709.6705 | 6872.5596 | 0
8.5833 | 2834.0616 | 0 | 336.9396 | 2356.5395 | 2914.3112 | 3744.8852 | 4592.1823 | 5330.3063 | 0
8.6667 | 3174.7831 | 1263.147 | 1908.4462 | 2344.1391 | 3038.4309 | 4014.5878 | 4703.9886 | 4954.743 | 0
8.75 | 1232.137 | 0 | 0 | 593.4702 | 1132.0355 | 1857.3545 | 2538.21 | 2913.6246 | 0
8.8333 | 621.423 | 0 | 0 | 0 | 598.1091 | 1056.8163 | 1330.5809 | 1620.7141 | 0
8.9167 | 417.8085 | 0 | 0 | 0 | 440.8144 | 720.7661 | 860.8493 | 1064.625 | 0
9 | 519.9503 | 0 | 0 | 304.4689 | 401.2266 | 525.3729 | 1847.8983 | 2133.8315 | 0
9.0833 | 173.2945 | 0 | 0 | 0 | 186.3213 | 245.9418 | 460.4953 | 1951.1887 | 0
9.1667 | 176.1842 | 0 | 0 | 0 | 172.5092 | 226.6344 | 457.1774 | 1893.8559 | 0
9.25 | 143.3291 | 0 | 0 | 0 | 0 | 232.2312 | 313.4349 | 1958.9367 | 0
9.3333 | 5262.0505 | 2186.8012 | 3602.4807 | 4036.6237 | 4724.6484 | 6954.3076 | 7268.9457 | 7310.3963 | 0
9.4167 | 4964.2296 | 3.9362 | 2531.69 | 4533.0809 | 4877.3479 | 5684.0936 | 6640.7885 | 8925.0828 | 0
9.5 | 4461.2441 | 781.2936 | 1141.9951 | 4128.0521 | 4575.4351 | 5086.9899 | 6442.9771 | 7508.8473 | 0
9.5833 | 2978.4019 | 0 | 1023.9522 | 2442.4785 | 2885.8448 | 3665.8831 | 4690.7894 | 5467.8661 | 0
9.6667 | 3249.8559 | 1253.4718 | 1872.0898 | 2432.7907 | 3242.6666 | 4018.1887 | 4695.6535 | 4944.8292 | 0
9.75 | 1337.9064 | 0 | 0 | 767.8809 | 1487.6305 | 1790.0343 | 2559.06 | 2760.1842 | 0
9.8333 | 704.1576 | 0 | 0 | 404.3521 | 757.1001 | 1036.9348 | 1350.7817 | 1526.1654 | 0
9.9167 | 486.7247 | 0 | 0 | 326.2187 | 514.3994 | 696.5653 | 921.2769 | 982.151 | 0
10 | 562.6602 | 0 | 186.196 | 324.2365 | 421.4532 | 511.1843 | 2006.7927 | 2237.2167 | 0

## WTP_conc
Plot F - Range of Monthly Effluent Concentration after settling at CVP - Scenario C-1a | [10 empty] | JAN | FEB | MAR | APR | MAY | JUN | JUL | AUG | SEP | OCT | NOV | DEC
[10 empty] | Max | MAY: 0.1; JUN: 0.1; JUL: 0.1; AUG: 0.1; SEP: 0.1; OCT: 0; NOV: 0
[10 empty] | 95% percentile | MAY: 0.1; JUN: 0.1; JUL: 0.1; AUG: 0.1; SEP: 0.1; OCT: 0; NOV: 0
[10 empty] | 75% Percentile | MAY: 0.1; JUN: 0.1; JUL: 0.1; AUG: 0.1; SEP: 0.1; OCT: 0; NOV: 0
[10 empty] | Median | MAY: 0.1; JUN: 0.1; JUL: 0.1; AUG: 0.1; SEP: 0.1; OCT: 0; NOV: 0
[10 empty] | Mean | MAY: 0.1; JUN: 0.1; JUL: 0.1; AUG: 0.1; SEP: 0.1; OCT: 0; NOV: 0
[10 empty] | Min | MAY: 0.1; JUN: 0.1; JUL: 0.1; AUG: 0.1; SEP: 0.1; OCT: 0; NOV: 0
[11 empty] | JAN: MIN |  | MEAN | [12 empty] | MEDIAN | [12 empty] | 75% | [12 empty] | 95% | [12 empty] | MAX
Time (yr) | SelectorWQ:Mean | SelectorWQ:Least Result | SelectorWQ:5% | SelectorWQ:25% | SelectorWQ:Median | SelectorWQ:75% | SelectorWQ:95% | SelectorWQ:Greatest Result | Greatest Result |  | 1 | 2 | 3 | 4 | 5 | 6 | 7 | 8 | 9 | 10 | 11 | 12 |  | 1 | 2 | 3 | 4 | 5 | 6 | 7 | 8 | 9 | 10 | 11 | 12 |  | 1 | 2 | 3 | 4 | 5 | 6 | 7 | 8 | 9 | 10 | 11 | 12 |  | 1 | 2 | 3 | 4 | 5 | 6 | 7 | 8 | 9 | 10 | 11 | 12 |  | 1 | 2 | 3 | 4 | 5 | 6 | 7 | 8 | 9 | 10 | 11 | 12 |  | 1 | 2 | 3 | 4 | 5 | 6 | 7 | 8 | 9 | 10 | 11 | 12
0 | 0 | 0 | 0 | 0 | 0 | 0 | 0 | 0 | 0 | 1 | 0 | 0 | 0 | 0 | 0.1 | 0.1 | 0.1 | 0.1 | 0.1 | 0 | 0 | 0 | 1 | 0 | 0 | 0 | 0 | 0.1 | 0.1 | 0.1 | 0.1 | 0.1 | 0 | 0 | 0 | 1 | 0 | 0 | 0 | 0 | 0.1 | 0.1 | 0.1 | 0.1 | 0.1 | 0 | 0 | 0 | 1 | 0 | 0 | 0 | 0 | 0.1 | 0.1 | 0.1 | 0.1 | 0.1 | 0 | 0 | 0 | 1 | 0 | 0 | 0 | 0 | 0.1 | 0.1 | 0.1 | 0.1 | 0.1 | 0 | 0 | 0 | 1 | 0 | 0 | 0 | 0 | 0.1 | 0.1 | 0.1 | 0.1 | 0.1 | 0 | 0 | 0
0.083333 | 0 | 0 | 0 | 0 | 0 | 0 | 0 | 0 | 0 | 2 | 0 | 0 | 0 | 0 | 0.1 | 0.1 | 0.1 | 0.1 | 0.1 | 0 | 0 | 0 | 2 | 0 | 0 | 0 | 0 | 0.1 | 0.1 | 0.1 | 0.1 | 0.1 | 0 | 0 | 0 | 2 | 0 | 0 | 0 | 0 | 0.1 | 0.1 | 0.1 | 0.1 | 0.1 | 0 | 0 | 0 | 2 | 0 | 0 | 0 | 0 | 0.1 | 0.1 | 0.1 | 0.1 | 0.1 | 0 | 0 | 0 | 2 | 0 | 0 | 0 | 0 | 0.1 | 0.1 | 0.1 | 0.1 | 0.1 | 0 | 0 | 0 | 2 | 0 | 0 | 0 | 0 | 0.1 | 0.1 | 0.1 | 0.1 | 0.1 | 0 | 0 | 0
0.16667 | 0 | 0 | 0 | 0 | 0 | 0 | 0 | 0 | 0 | 3 | 0 | 0 | 0 | 0 | 0.1 | 0.1 | 0.1 | 0.1 | 0.1 | 0 | 0 | 0 | 3 | 0 | 0 | 0 | 0 | 0.1 | 0.1 | 0.1 | 0.1 | 0.1 | 0 | 0 | 0 | 3 | 0 | 0 | 0 | 0 | 0.1 | 0.1 | 0.1 | 0.1 | 0.1 | 0 | 0 | 0 | 3 | 0 | 0 | 0 | 0 | 0.1 | 0.1 | 0.1 | 0.1 | 0.1 | 0 | 0 | 0 | 3 | 0 | 0 | 0 | 0 | 0.1 | 0.1 | 0.1 | 0.1 | 0.1 | 0 | 0 | 0 | 3 | 0 | 0 | 0 | 0 | 0.1 | 0.1 | 0.1 | 0.1 | 0.1 | 0 | 0 | 0
0.25 | 0 | 0 | 0 | 0 | 0 | 0 | 0 | 0 | 0 | 4 | 0 | 0 | 0 | 0 | 0.1 | 0.1 | 0.1 | 0.1 | 0.1 | 0 | 0 | 0 | 4 | 0 | 0 | 0 | 0 | 0.1 | 0.1 | 0.1 | 0.1 | 0.1 | 0 | 0 | 0 | 4 | 0 | 0 | 0 | 0 | 0.1 | 0.1 | 0.1 | 0.1 | 0.1 | 0 | 0 | 0 | 4 | 0 | 0 | 0 | 0 | 0.1 | 0.1 | 0.1 | 0.1 | 0.1 | 0 | 0 | 0 | 4 | 0 | 0 | 0 | 0 | 0.1 | 0.1 | 0.1 | 0.1 | 0.1 | 0 | 0 | 0 | 4 | 0 | 0 | 0 | 0 | 0.1 | 0.1 | 0.1 | 0.1 | 0.1 | 0 | 0 | 0
0.33333 | 0.1 | 0.1 | 0.1 | 0.1 | 0.1 | 0.1 | 0.1 | 0.1 | 0 | 5 | 0 | 0 | 0 | 0 | 0.1 | 0.1 | 0.1 | 0.1 | 0.1 | 0 | 0 | 0 | 5 | 0 | 0 | 0 | 0 | 0.1 | 0.1 | 0.1 | 0.1 | 0.1 | 0 | 0 | 0 | 5 | 0 | 0 | 0 | 0 | 0.1 | 0.1 | 0.1 | 0.1 | 0.1 | 0 | 0 | 0 | 5 | 0 | 0 | 0 | 0 | 0.1 | 0.1 | 0.1 | 0.1 | 0.1 | 0 | 0 | 0 | 5 | 0 | 0 | 0 | 0 | 0.1 | 0.1 | 0.1 | 0.1 | 0.1 | 0 | 0 | 0 | 5 | 0 | 0 | 0 | 0 | 0.1 | 0.1 | 0.1 | 0.1 | 0.1 | 0 | 0 | 0
0.41667 | 0.1 | 0.1 | 0.1 | 0.1 | 0.1 | 0.1 | 0.1 | 0.1 | 0 | 6 | 0 | 0 | 0 | 0 | 0.1 | 0.1 | 0.1 | 0.1 | 0.1 | 0 | 0 | 0 | 6 | 0 | 0 | 0 | 0 | 0.1 | 0.1 | 0.1 | 0.1 | 0.1 | 0 | 0 | 0 | 6 | 0 | 0 | 0 | 0 | 0.1 | 0.1 | 0.1 | 0.1 | 0.1 | 0 | 0 | 0 | 6 | 0 | 0 | 0 | 0 | 0.1 | 0.1 | 0.1 | 0.1 | 0.1 | 0 | 0 | 0 | 6 | 0 | 0 | 0 | 0 | 0.1 | 0.1 | 0.1 | 0.1 | 0.1 | 0 | 0 | 0 | 6 | 0 | 0 | 0 | 0 | 0.1 | 0.1 | 0.1 | 0.1 | 0.1 | 0 | 0 | 0
0.5 | 0.1 | 0.1 | 0.1 | 0.1 | 0.1 | 0.1 | 0.1 | 0.1 | 0 | 7 | 0 | 0 | 0 | 0 | 0.1 | 0.1 | 0.1 | 0.1 | 0.1 | 0 | 0 | 0 | 7 | 0 | 0 | 0 | 0 | 0.1 | 0.1 | 0.1 | 0.1 | 0.1 | 0 | 0 | 0 | 7 | 0 | 0 | 0 | 0 | 0.1 | 0.1 | 0.1 | 0.1 | 0.1 | 0 | 0 | 0 | 7 | 0 | 0 | 0 | 0 | 0.1 | 0.1 | 0.1 | 0.1 | 0.1 | 0 | 0 | 0 | 7 | 0 | 0 | 0 | 0 | 0.1 | 0.1 | 0.1 | 0.1 | 0.1 | 0 | 0 | 0 | 7 | 0 | 0 | 0 | 0 | 0.1 | 0.1 | 0.1 | 0.1 | 0.1 | 0 | 0 | 0
0.58333 | 0.1 | 0.1 | 0.1 | 0.1 | 0.1 | 0.1 | 0.1 | 0.1 | 0 | 8 | 0 | 0 | 0 | 0 | 0.1 | 0.1 | 0.1 | 0.1 | 0.1 | 0 | 0 | 0 | 8 | 0 | 0 | 0 | 0 | 0.1 | 0.1 | 0.1 | 0.1 | 0.1 | 0 | 0 | 0 | 8 | 0 | 0 | 0 | 0 | 0.1 | 0.1 | 0.1 | 0.1 | 0.1 | 0 | 0 | 0 | 8 | 0 | 0 | 0 | 0 | 0.1 | 0.1 | 0.1 | 0.1 | 0.1 | 0 | 0 | 0 | 8 | 0 | 0 | 0 | 0 | 0.1 | 0.1 | 0.1 | 0.1 | 0.1 | 0 | 0 | 0 | 8 | 0 | 0 | 0 | 0 | 0.1 | 0.1 | 0.1 | 0.1 | 0.1 | 0 | 0 | 0
0.66667 | 0.1 | 0.1 | 0.1 | 0.1 | 0.1 | 0.1 | 0.1 | 0.1 | 0 | 9 | 0 | 0 | 0 | 0 | 0.1 | 0.1 | 0.1 | 0.1 | 0.1 | 0 | 0 | 0 | 9 | 0 | 0 | 0 | 0 | 0.1 | 0.1 | 0.1 | 0.1 | 0.1 | 0 | 0 | 0 | 9 | 0 | 0 | 0 | 0 | 0.1 | 0.1 | 0.1 | 0.1 | 0.1 | 0 | 0 | 0 | 9 | 0 | 0 | 0 | 0 | 0.1 | 0.1 | 0.1 | 0.1 | 0.1 | 0 | 0 | 0 | 9 | 0 | 0 | 0 | 0 | 0.1 | 0.1 | 0.1 | 0.1 | 0.1 | 0 | 0 | 0 | 9 | 0 | 0 | 0 | 0 | 0.1 | 0.1 | 0.1 | 0.1 | 0.1 | 0 | 0 | 0
0.75 | 0 | 0 | 0 | 0 | 0 | 0 | 0 | 0 | 0 | 10 | 0 | 0 | 0 | 0 | 0.1 | 0.1 | 0.1 | 0.1 | 0.1 | 0 | 0 | 0 | 10 | 0 | 0 | 0 | 0 | 0.1 | 0.1 | 0.1 | 0.1 | 0.1 | 0 | 0 | 0 | 10 | 0 | 0 | 0 | 0 | 0.1 | 0.1 | 0.1 | 0.1 | 0.1 | 0 | 0 | 0 | 10 | 0 | 0 | 0 | 0 | 0.1 | 0.1 | 0.1 | 0.1 | 0.1 | 0 | 0 | 0 | 10 | 0 | 0 | 0 | 0 | 0.1 | 0.1 | 0.1 | 0.1 | 0.1 | 0 | 0 | 0 | 10 | 0 | 0 | 0 | 0 | 0.1 | 0.1 | 0.1 | 0.1 | 0.1 | 0 | 0 | 0
0.83333 | 0 | 0 | 0 | 0 | 0 | 0 | 0 | 0 | 0
0.91667 | 0 | 0 | 0 | 0 | 0 | 0 | 0 | 0 | 0
1 | 0 | 0 | 0 | 0 | 0 | 0 | 0 | 0 | 0
1.0833 | 0 | 0 | 0 | 0 | 0 | 0 | 0 | 0 | 0
1.1667 | 0 | 0 | 0 | 0 | 0 | 0 | 0 | 0 | 0
1.25 | 0 | 0 | 0 | 0 | 0 | 0 | 0 | 0 | 0
1.3333 | 0.1 | 0.1 | 0.1 | 0.1 | 0.1 | 0.1 | 0.1 | 0.1 | 0
1.4167 | 0.1 | 0.1 | 0.1 | 0.1 | 0.1 | 0.1 | 0.1 | 0.1 | 0
1.5 | 0.1 | 0.1 | 0.1 | 0.1 | 0.1 | 0.1 | 0.1 | 0.1 | 0
1.5833 | 0.1 | 0.1 | 0.1 | 0.1 | 0.1 | 0.1 | 0.1 | 0.1 | 0
1.6667 | 0.1 | 0.1 | 0.1 | 0.1 | 0.1 | 0.1 | 0.1 | 0.1 | 0
1.75 | 0 | 0 | 0 | 0 | 0 | 0 | 0 | 0 | 0
1.8333 | 0 | 0 | 0 | 0 | 0 | 0 | 0 | 0 | 0
1.9167 | 0 | 0 | 0 | 0 | 0 | 0 | 0 | 0 | 0
2 | 0 | 0 | 0 | 0 | 0 | 0 | 0 | 0 | 0
2.0833 | 0 | 0 | 0 | 0 | 0 | 0 | 0 | 0 | 0
2.1667 | 0 | 0 | 0 | 0 | 0 | 0 | 0 | 0 | 0
2.25 | 0 | 0 | 0 | 0 | 0 | 0 | 0 | 0 | 0
2.3333 | 0.1 | 0.1 | 0.1 | 0.1 | 0.1 | 0.1 | 0.1 | 0.1 | 0
2.4167 | 0.1 | 0.1 | 0.1 | 0.1 | 0.1 | 0.1 | 0.1 | 0.1 | 0
2.5 | 0.1 | 0.1 | 0.1 | 0.1 | 0.1 | 0.1 | 0.1 | 0.1 | 0
2.5833 | 0.1 | 0.1 | 0.1 | 0.1 | 0.1 | 0.1 | 0.1 | 0.1 | 0
2.6667 | 0.1 | 0.1 | 0.1 | 0.1 | 0.1 | 0.1 | 0.1 | 0.1 | 0
2.75 | 0 | 0 | 0 | 0 | 0 | 0 | 0 | 0 | 0
2.8333 | 0 | 0 | 0 | 0 | 0 | 0 | 0 | 0 | 0
2.9167 | 0 | 0 | 0 | 0 | 0 | 0 | 0 | 0 | 0
3 | 0 | 0 | 0 | 0 | 0 | 0 | 0 | 0 | 0
3.0833 | 0 | 0 | 0 | 0 | 0 | 0 | 0 | 0 | 0
3.1667 | 0 | 0 | 0 | 0 | 0 | 0 | 0 | 0 | 0
3.25 | 0 | 0 | 0 | 0 | 0 | 0 | 0 | 0 | 0
3.3333 | 0.1 | 0.1 | 0.1 | 0.1 | 0.1 | 0.1 | 0.1 | 0.1 | 0
3.4167 | 0.1 | 0.1 | 0.1 | 0.1 | 0.1 | 0.1 | 0.1 | 0.1 | 0
3.5 | 0.1 | 0.1 | 0.1 | 0.1 | 0.1 | 0.1 | 0.1 | 0.1 | 0
3.5833 | 0.1 | 0.1 | 0.1 | 0.1 | 0.1 | 0.1 | 0.1 | 0.1 | 0
3.6667 | 0.1 | 0.1 | 0.1 | 0.1 | 0.1 | 0.1 | 0.1 | 0.1 | 0
3.75 | 0 | 0 | 0 | 0 | 0 | 0 | 0 | 0 | 0
3.8333 | 0 | 0 | 0 | 0 | 0 | 0 | 0 | 0 | 0
3.9167 | 0 | 0 | 0 | 0 | 0 | 0 | 0 | 0 | 0
4 | 0 | 0 | 0 | 0 | 0 | 0 | 0 | 0 | 0
4.0833 | 0 | 0 | 0 | 0 | 0 | 0 | 0 | 0 | 0
4.1667 | 0 | 0 | 0 | 0 | 0 | 0 | 0 | 0 | 0
4.25 | 0 | 0 | 0 | 0 | 0 | 0 | 0 | 0 | 0
4.3333 | 0.1 | 0.1 | 0.1 | 0.1 | 0.1 | 0.1 | 0.1 | 0.1 | 0
4.4167 | 0.1 | 0.1 | 0.1 | 0.1 | 0.1 | 0.1 | 0.1 | 0.1 | 0
4.5 | 0.1 | 0.1 | 0.1 | 0.1 | 0.1 | 0.1 | 0.1 | 0.1 | 0
4.5833 | 0.1 | 0.1 | 0.1 | 0.1 | 0.1 | 0.1 | 0.1 | 0.1 | 0
4.6667 | 0.1 | 0.1 | 0.1 | 0.1 | 0.1 | 0.1 | 0.1 | 0.1 | 0
4.75 | 0 | 0 | 0 | 0 | 0 | 0 | 0 | 0 | 0
4.8333 | 0 | 0 | 0 | 0 | 0 | 0 | 0 | 0 | 0
4.9167 | 0 | 0 | 0 | 0 | 0 | 0 | 0 | 0 | 0
5 | 0 | 0 | 0 | 0 | 0 | 0 | 0 | 0 | 0
5.0833 | 0 | 0 | 0 | 0 | 0 | 0 | 0 | 0 | 0
5.1667 | 0 | 0 | 0 | 0 | 0 | 0 | 0 | 0 | 0
5.25 | 0 | 0 | 0 | 0 | 0 | 0 | 0 | 0 | 0
5.3333 | 0.1 | 0.1 | 0.1 | 0.1 | 0.1 | 0.1 | 0.1 | 0.1 | 0
5.4167 | 0.1 | 0.1 | 0.1 | 0.1 | 0.1 | 0.1 | 0.1 | 0.1 | 0
5.5 | 0.1 | 0.1 | 0.1 | 0.1 | 0.1 | 0.1 | 0.1 | 0.1 | 0
5.5833 | 0.1 | 0.1 | 0.1 | 0.1 | 0.1 | 0.1 | 0.1 | 0.1 | 0
5.6667 | 0.1 | 0.1 | 0.1 | 0.1 | 0.1 | 0.1 | 0.1 | 0.1 | 0
5.75 | 0 | 0 | 0 | 0 | 0 | 0 | 0 | 0 | 0
5.8333 | 0 | 0 | 0 | 0 | 0 | 0 | 0 | 0 | 0
5.9167 | 0 | 0 | 0 | 0 | 0 | 0 | 0 | 0 | 0
6 | 0 | 0 | 0 | 0 | 0 | 0 | 0 | 0 | 0
6.0833 | 0 | 0 | 0 | 0 | 0 | 0 | 0 | 0 | 0
6.1667 | 0 | 0 | 0 | 0 | 0 | 0 | 0 | 0 | 0
6.25 | 0 | 0 | 0 | 0 | 0 | 0 | 0 | 0 | 0
6.3333 | 0.1 | 0.1 | 0.1 | 0.1 | 0.1 | 0.1 | 0.1 | 0.1 | 0
6.4167 | 0.1 | 0.1 | 0.1 | 0.1 | 0.1 | 0.1 | 0.1 | 0.1 | 0
6.5 | 0.1 | 0.1 | 0.1 | 0.1 | 0.1 | 0.1 | 0.1 | 0.1 | 0
6.5833 | 0.1 | 0.1 | 0.1 | 0.1 | 0.1 | 0.1 | 0.1 | 0.1 | 0
6.6667 | 0.1 | 0.1 | 0.1 | 0.1 | 0.1 | 0.1 | 0.1 | 0.1 | 0
6.75 | 0 | 0 | 0 | 0 | 0 | 0 | 0 | 0 | 0
6.8333 | 0 | 0 | 0 | 0 | 0 | 0 | 0 | 0 | 0
6.9167 | 0 | 0 | 0 | 0 | 0 | 0 | 0 | 0 | 0
7 | 0 | 0 | 0 | 0 | 0 | 0 | 0 | 0 | 0
7.0833 | 0 | 0 | 0 | 0 | 0 | 0 | 0 | 0 | 0
7.1667 | 0 | 0 | 0 | 0 | 0 | 0 | 0 | 0 | 0
7.25 | 0 | 0 | 0 | 0 | 0 | 0 | 0 | 0 | 0
7.3333 | 0.1 | 0.1 | 0.1 | 0.1 | 0.1 | 0.1 | 0.1 | 0.1 | 0
7.4167 | 0.1 | 0.1 | 0.1 | 0.1 | 0.1 | 0.1 | 0.1 | 0.1 | 0
7.5 | 0.1 | 0.1 | 0.1 | 0.1 | 0.1 | 0.1 | 0.1 | 0.1 | 0
7.5833 | 0.1 | 0.1 | 0.1 | 0.1 | 0.1 | 0.1 | 0.1 | 0.1 | 0
7.6667 | 0.1 | 0.1 | 0.1 | 0.1 | 0.1 | 0.1 | 0.1 | 0.1 | 0
7.75 | 0 | 0 | 0 | 0 | 0 | 0 | 0 | 0 | 0
7.8333 | 0 | 0 | 0 | 0 | 0 | 0 | 0 | 0 | 0
7.9167 | 0 | 0 | 0 | 0 | 0 | 0 | 0 | 0 | 0
8 | 0 | 0 | 0 | 0 | 0 | 0 | 0 | 0 | 0
8.0833 | 0 | 0 | 0 | 0 | 0 | 0 | 0 | 0 | 0
8.1667 | 0 | 0 | 0 | 0 | 0 | 0 | 0 | 0 | 0
8.25 | 0 | 0 | 0 | 0 | 0 | 0 | 0 | 0 | 0
8.3333 | 0.1 | 0.1 | 0.1 | 0.1 | 0.1 | 0.1 | 0.1 | 0.1 | 0
8.4167 | 0.1 | 0.1 | 0.1 | 0.1 | 0.1 | 0.1 | 0.1 | 0.1 | 0
8.5 | 0.1 | 0.1 | 0.1 | 0.1 | 0.1 | 0.1 | 0.1 | 0.1 | 0
8.5833 | 0.1 | 0.1 | 0.1 | 0.1 | 0.1 | 0.1 | 0.1 | 0.1 | 0
8.6667 | 0.1 | 0.1 | 0.1 | 0.1 | 0.1 | 0.1 | 0.1 | 0.1 | 0
8.75 | 0 | 0 | 0 | 0 | 0 | 0 | 0 | 0 | 0
8.8333 | 0 | 0 | 0 | 0 | 0 | 0 | 0 | 0 | 0
8.9167 | 0 | 0 | 0 | 0 | 0 | 0 | 0 | 0 | 0
9 | 0 | 0 | 0 | 0 | 0 | 0 | 0 | 0 | 0
9.0833 | 0 | 0 | 0 | 0 | 0 | 0 | 0 | 0 | 0
9.1667 | 0 | 0 | 0 | 0 | 0 | 0 | 0 | 0 | 0
9.25 | 0 | 0 | 0 | 0 | 0 | 0 | 0 | 0 | 0
9.3333 | 0.1 | 0.1 | 0.1 | 0.1 | 0.1 | 0.1 | 0.1 | 0.1 | 0
9.4167 | 0.1 | 0.1 | 0.1 | 0.1 | 0.1 | 0.1 | 0.1 | 0.1 | 0
9.5 | 0.1 | 0.1 | 0.1 | 0.1 | 0.1 | 0.1 | 0.1 | 0.1 | 0
9.5833 | 0.1 | 0.1 | 0.1 | 0.1 | 0.1 | 0.1 | 0.1 | 0.1 | 0
9.6667 | 0.1 | 0.1 | 0.1 | 0.1 | 0.1 | 0.1 | 0.1 | 0.1 | 0
9.75 | 0 | 0 | 0 | 0 | 0 | 0 | 0 | 0 | 0
9.8333 | 0 | 0 | 0 | 0 | 0 | 0 | 0 | 0 | 0
9.9167 | 0 | 0 | 0 | 0 | 0 | 0 | 0 | 0 | 0
10 | 0 | 0 | 0 | 0 | 0 | 0 | 0 | 0 | 0