## Summary
Figure C-2
Scenario C-1b Results
Faro Mine Remediation Project
C-1b

## Data
X14 WQ | [9 empty] | FaroPitElevation | [9 empty] | WTP Flows | [9 empty] | WTP Concentration for Zn | [10 empty] | CVP | [9 empty] | CVP WQ | [9 empty] | CVPReleases
Time (yr) | SelectorWQ:Mean | SelectorWQ:Least Result | SelectorWQ:5% | SelectorWQ:25% | SelectorWQ:Median | SelectorWQ:75% | SelectorWQ:95% | SelectorWQ:Greatest Result | Greatest Result | Time (yr) | Faro_Elevation:Mean | Faro_Elevation:Least Result | Faro_Elevation:5% | Faro_Elevation:25% | Faro_Elevation:Median | Faro_Elevation:75% | Faro_Elevation:95% | Faro_Elevation:Greatest Result | Greatest Result | Time (yr) | Total_Faro_Discharge:Mean | Total_Faro_Discharge:Least Result | Total_Faro_Discharge:5% | Total_Faro_Discharge:25% | Total_Faro_Discharge:Median | Total_Faro_Discharge:75% | Total_Faro_Discharge:95% | Total_Faro_Discharge:Greatest Result | Greatest Result | Time (yr) | SelectorWQ:Mean | SelectorWQ:Least Result | SelectorWQ:5% | SelectorWQ:25% | SelectorWQ:Median | SelectorWQ:75% | SelectorWQ:95% | SelectorWQ:Greatest Result | Greatest Result |  | Time (yr) | CVD_Elevation:Mean | CVD_Elevation:Least Result | CVD_Elevation:5% | CVD_Elevation:25% | CVD_Elevation:Median | CVD_Elevation:75% | CVD_Elevation:95% | CVD_Elevation:Greatest Result | Greatest Result | Time (yr) | SelectorWQ:Mean | SelectorWQ:Least Result | SelectorWQ:5% | SelectorWQ:25% | SelectorWQ:Median | SelectorWQ:75% | SelectorWQ:95% | SelectorWQ:Greatest Result | Greatest Result | Time (yr) | X14:Mean | X14:Least Result | X14:5% | X14:25% | X14:Median | X14:75% | X14:95% | X14:Greatest Result
0 | 0.04381 | 0.03505 | 0.037801 | 0.040767 | 0.043562 | 0.046194 | 0.050137 | 0.061341 |  | 0 | 1141.6 | 1141.6 | 1141.6 | 1141.6 | 1141.6 | 1141.6 | 1141.6 | 1141.6 |  | 0 | 0 | 0 | 0 | 0 | 0 | 0 | 0 | 0 |  | 0 | 0 | 0 | 0 | 0 | 0 | 0 | 0 | 0 |  | jan | 0 | 1027.796 | 1027.796 | 1027.796 | 1027.796 | 1027.796 | 1027.796 | 1027.796 | 1027.796 |  | 0 | 0.299 | 0.299 | 0.299 | 0.299 | 0.299 | 0.299 | 0.299 | 0.299 |  | 0 | 1003.2906 | 889.2451 | 940.9086 | 979.7186 | 1000.1486 | 1028.1622 | 1072.139 | 1098.1412
0.083333 | 0.035683 | 0.019279 | 0.028172 | 0.031874 | 0.035739 | 0.039377 | 0.044472 | 0.048247 |  | 0.083333 | 1141.7609 | 1141.6838 | 1141.7179 | 1141.7461 | 1141.7588 | 1141.7761 | 1141.8049 | 1141.8263 |  | 0.083333 | 0 | 0 | 0 | 0 | 0 | 0 | 0 | 0 |  | 0.083333 | 0 | 0 | 0 | 0 | 0 | 0 | 0 | 0 |  | feb | 0.083333 | 1027.1583 | 1027.1583 | 1027.1583 | 1027.1583 | 1027.1583 | 1027.1583 | 1027.1583 | 1027.1583 |  | 0.083333 | 0.22119 | 0.067535 | 0.12375 | 0.17972 | 0.22146 | 0.26093 | 0.31704 | 0.37361 |  | 0.083333 | 552.7459 | 0 | 500.4581 | 548.1038 | 555.2395 | 580.6805 | 611.8118 | 641.1622
0.16667 | 0.034549 | 0.020029 | 0.024305 | 0.030217 | 0.034746 | 0.039391 | 0.043509 | 0.049816 |  | 0.16667 | 1141.8972 | 1141.7523 | 1141.8254 | 1141.8667 | 1141.8892 | 1141.9237 | 1141.9771 | 1142.0483 |  | 0.16667 | 0 | 0 | 0 | 0 | 0 | 0 | 0 | 0 |  | 0.16667 | 0 | 0 | 0 | 0 | 0 | 0 | 0 | 0 |  | mar | 0.16667 | 1026.8431 | 1026.8325 | 1026.8325 | 1026.8325 | 1026.8325 | 1026.8325 | 1026.8325 | 1027.3612 |  | 0.16667 | 0.22619 | 0.060577 | 0.11677 | 0.18591 | 0.2216 | 0.27782 | 0.33261 | 0.36871 |  | 0.16667 | 364.4181 | 0 | 290.4279 | 353.6499 | 367.5456 | 392.0495 | 422.7434 | 448.66
0.25 | 0.029489 | 0.023132 | 0.024603 | 0.026664 | 0.029226 | 0.031618 | 0.035386 | 0.037673 |  | 0.25 | 1142.0816 | 1141.8226 | 1141.9333 | 1141.9988 | 1142.0458 | 1142.1777 | 1142.2722 | 1142.4209 |  | 0.25 | 0 | 0 | 0 | 0 | 0 | 0 | 0 | 0 |  | 0.25 | 0 | 0 | 0 | 0 | 0 | 0 | 0 | 0 |  | apr | 0.25 | 1026.6878 | 1026.6663 | 1026.6663 | 1026.6663 | 1026.6663 | 1026.6663 | 1026.6663 | 1027.5592 |  | 0.25 | 0.19844 | 0.0077568 | 0.07944 | 0.15139 | 0.19981 | 0.25019 | 0.29323 | 0.34929 |  | 0.25 | 270.2643 | 0 | 0 | 269.6741 | 285.6028 | 319.6777 | 352.5455 | 376.7865
0.33333 | 0.032912 | 0.0111 | 0.014456 | 0.021865 | 0.031127 | 0.041899 | 0.055583 | 0.076158 |  | 0.33333 | 1142.2694 | 1141.8588 | 1142.0125 | 1142.1704 | 1142.2363 | 1142.3989 | 1142.5388 | 1142.7205 |  | 0.33333 | 8099.9999 | 8099.9999 | 8099.9999 | 8099.9999 | 8099.9999 | 8099.9999 | 8099.9999 | 8099.9999 |  | 0.33333 | 0.2 | 0.2 | 0.2 | 0.2 | 0.2 | 0.2 | 0.2 | 0.2 |  | may | 0.33333 | 1026.6273 | 1026.5831 | 1026.5831 | 1026.5831 | 1026.5831 | 1026.5831 | 1026.8508 | 1027.7728 |  | 0.33333 | 0.12737 | 0.0006546 | 0.0082348 | 0.086922 | 0.13314 | 0.17722 | 0.22066 | 0.25177 |  | 0.33333 | 6117.2774 | 3912.7243 | 3916.1044 | 3939.8458 | 7286.0779 | 7293.8966 | 7313.2811 | 7339.5877
0.41667 | 0.032968 | 0.016787 | 0.020149 | 0.02706 | 0.033138 | 0.038412 | 0.04696 | 0.053542 |  | 0.41667 | 1140.3393 | 1139.7537 | 1140.0725 | 1140.2593 | 1140.3013 | 1140.4766 | 1140.6332 | 1140.7704 |  | 0.41667 | 6753.2475 | 3556.0747 | 5033.0318 | 6140.8197 | 6590.8352 | 7962.0471 | 8099.9999 | 8099.9999 |  | 0.41667 | 0.2 | 0.2 | 0.2 | 0.2 | 0.2 | 0.2 | 0.2 | 0.2 |  | jun | 0.41667 | 1027.588 | 1026.5426 | 1026.5427 | 1026.5427 | 1026.5428 | 1029.4474 | 1029.4474 | 1029.4474 |  | 0.41667 | 0.16893 | 0.10782 | 0.11402 | 0.13924 | 0.16838 | 0.19997 | 0.22583 | 0.27312 |  | 0.41667 | 7712.8854 | 4973.9342 | 6394.7475 | 7263.6943 | 7282.2379 | 8910.6725 | 8952.9747 | 8978.6654
0.5 | 0.029663 | 0.012171 | 0.018721 | 0.02559 | 0.029396 | 0.033947 | 0.040212 | 0.048568 |  | 0.5 | 1138.9428 | 1138.8866 | 1138.8866 | 1138.8871 | 1138.8871 | 1138.8873 | 1139.2637 | 1139.6143 |  | 0.5 | 3526.6471 | 1532.7949 | 2691.4149 | 3078.7279 | 3324.3592 | 3776.4791 | 5175.1656 | 6743.5951 |  | 0.5 | 0.2 | 0.2 | 0.2 | 0.2 | 0.2 | 0.2 | 0.2 | 0.2 |  | jul | 0.5 | 1027.0587 | 1026.5212 | 1026.5214 | 1026.5214 | 1026.5214 | 1028.0145 | 1028.0145 | 1028.0145 |  | 0.5 | 0.16272 | 0.074621 | 0.10137 | 0.13214 | 0.1568 | 0.18444 | 0.2458 | 0.28772 |  | 0.5 | 4917.8405 | 895.537 | 2806.9948 | 4518.9483 | 4735.5419 | 5451.0556 | 6917.2832 | 8182.4627
0.58333 | 0.02201 | 0.0076179 | 0.009716 | 0.017024 | 0.022255 | 0.027194 | 0.032539 | 0.035991 |  | 0.58333 | 1138.9022 | 1138.9016 | 1138.9019 | 1138.9022 | 1138.9022 | 1138.9022 | 1138.9022 | 1138.9022 |  | 0.58333 | 1839.9907 | 883.2192 | 1308.6286 | 1636.4517 | 1802.3196 | 2152.1758 | 2546.8387 | 2580.4386 |  | 0.58333 | 0.2 | 0.2 | 0.2 | 0.2 | 0.2 | 0.2 | 0.2 | 0.2 |  | aug | 0.58333 | 1026.8928 | 1026.5106 | 1026.5106 | 1026.5107 | 1026.5107 | 1027.2678 | 1027.2678 | 1029.4451 |  | 0.58333 | 0.14153 | 0.0078073 | 0.056173 | 0.09844 | 0.13537 | 0.18143 | 0.26391 | 0.28916 |  | 0.58333 | 2391.9332 | 0 | 0 | 1420.9271 | 2842.2275 | 3214.5515 | 4260.8957 | 5330.5411
0.66667 | 0.025073 | 0.017915 | 0.020359 | 0.023084 | 0.024856 | 0.027009 | 0.029534 | 0.033969 |  | 0.66667 | 1138.9281 | 1138.9281 | 1138.9281 | 1138.9281 | 1138.9281 | 1138.9281 | 1138.9281 | 1138.9281 |  | 0.66667 | 1313.7439 | 602.5498 | 994.3897 | 1156.2565 | 1247.9598 | 1501.7709 | 1862.1033 | 1969.6063 |  | 0.66667 | 0.2 | 0.2 | 0.2 | 0.2 | 0.2 | 0.2 | 0.2 | 0.2 |  | sep | 0.66667 | 1027.3555 | 1026.5054 | 1026.5054 | 1026.5054 | 1026.8893 | 1028.6605 | 1029.4545 | 1029.4597 |  | 0.66667 | 0.19578 | 0.08734 | 0.12061 | 0.15832 | 0.20057 | 0.22647 | 0.27373 | 0.28835 |  | 0.66667 | 2887.7903 | 1289.1991 | 1909.5717 | 2300.3794 | 2607.4025 | 3451.8696 | 4586.2067 | 4983.2287
0.75 | 0.022805 | 0.014072 | 0.015841 | 0.020561 | 0.022665 | 0.024894 | 0.030229 | 0.032695 |  | 0.75 | 1138.9722 | 1138.9658 | 1138.9723 | 1138.9723 | 1138.9723 | 1138.9723 | 1138.9723 | 1138.9723 |  | 0.75 | 0 | 0 | 0 | 0 | 0 | 0 | 0 | 0 |  | 0.75 | 0 | 0 | 0 | 0 | 0 | 0 | 0 | 0 |  | oct | 0.75 | 1026.9597 | 1026.5027 | 1026.5027 | 1026.5027 | 1026.6946 | 1027.6022 | 1028.0208 | 1029.4779 |  | 0.75 | 0.20301 | 0.001506 | 0.04213 | 0.14567 | 0.196 | 0.2657 | 0.35522 | 0.42929 |  | 0.75 | 845.2754 | 0 | 0 | 684.0441 | 810.368 | 1006.764 | 1721.5697 | 2417.8495
0.83333 | 0.02519 | 0.016931 | 0.01884 | 0.022698 | 0.025083 | 0.027575 | 0.032695 | 0.034832 |  | 0.83333 | 1139.3729 | 1139.1963 | 1139.2805 | 1139.3304 | 1139.3628 | 1139.4244 | 1139.4861 | 1139.5645 |  | 0.83333 | 0 | 0 | 0 | 0 | 0 | 0 | 0 | 0 |  | 0.83333 | 0 | 0 | 0 | 0 | 0 | 0 | 0 | 0 |  | nov | 0.83333 | 1026.8947 | 1026.5013 | 1026.5013 | 1026.5013 | 1026.5974 | 1027.1666 | 1028.5912 | 1029.0165 |  | 0.83333 | 0.19299 | 0.005753 | 0.041917 | 0.14082 | 0.20031 | 0.24755 | 0.3269 | 0.3908 |  | 0.83333 | 490.5851 | 0 | 0 | 361.0012 | 426.5704 | 679.3823 | 1072.2236 | 2211.2006
0.91667 | 0.024174 | 0.013529 | 0.017075 | 0.021029 | 0.023797 | 0.027062 | 0.032416 | 0.035933 |  | 0.91667 | 1139.6537 | 1139.3387 | 1139.4951 | 1139.5938 | 1139.6279 | 1139.7385 | 1139.8369 | 1139.9857 |  | 0.91667 | 0 | 0 | 0 | 0 | 0 | 0 | 0 | 0 |  | 0.91667 | 0 | 0 | 0 | 0 | 0 | 0 | 0 | 0 |  | dec | 0.91667 | 1026.8548 | 1026.5006 | 1026.5006 | 1026.5006 | 1026.5487 | 1026.89 | 1028.5005 | 1029.1976 |  | 0.91667 | 0.21391 | 0.0031481 | 0.047376 | 0.14951 | 0.23076 | 0.26759 | 0.36131 | 0.39281 |  | 0.91667 | 438.8088 | 0 | 0 | 313.5973 | 360.8801 | 529.5276 | 869.0755 | 2050.2806
1 | 0.027113 | 0.012317 | 0.020522 | 0.023864 | 0.026844 | 0.02996 | 0.035278 | 0.041328 |  | 1 | 1139.8536 | 1139.444 | 1139.6423 | 1139.7684 | 1139.8271 | 1139.9517 | 1140.0854 | 1140.2863 |  | 1 | 0 | 0 | 0 | 0 | 0 | 0 | 0 | 0 |  | 1 | 0 | 0 | 0 | 0 | 0 | 0 | 0 | 0 |  | jan | 1 | 1026.8037 | 1026.5004 | 1026.5004 | 1026.5004 | 1026.5243 | 1026.6949 | 1028.4213 | 1029.4153 |  | 1 | 0.27435 | 0.039334 | 0.099619 | 0.19533 | 0.26722 | 0.35921 | 0.4518 | 0.50299 |  | 1 | 407.2232 | 0 | 132.9691 | 270.8916 | 316.0336 | 401.1498 | 1206.4959 | 2085.0175
1.0833 | 0.0269 | 0.018336 | 0.019462 | 0.023606 | 0.026684 | 0.029919 | 0.034952 | 0.036931 |  | 1.0833 | 1140.049 | 1139.6539 | 1139.8252 | 1139.9604 | 1140.0198 | 1140.1676 | 1140.2656 | 1140.4464 |  | 1.0833 | 0 | 0 | 0 | 0 | 0 | 0 | 0 | 0 |  | 1.0833 | 0 | 0 | 0 | 0 | 0 | 0 | 0 | 0 |  | feb | 1.0833 | 1026.7191 | 1026.5001 | 1026.5001 | 1026.5001 | 1026.5122 | 1026.5975 | 1028.1077 | 1029.3314 |  | 1.0833 | 0.20991 | 0.00039625 | 0.033413 | 0.13507 | 0.19203 | 0.28424 | 0.40414 | 0.57968 |  | 1.0833 | 205.2082 | 0 | 0 | 158.6541 | 195.0333 | 237.6287 | 635.7755 | 1149.0479
1.1667 | 0.028986 | 0.010587 | 0.019907 | 0.023993 | 0.02898 | 0.033608 | 0.040062 | 0.047372 |  | 1.1667 | 1140.2052 | 1139.8207 | 1139.9559 | 1140.1113 | 1140.1917 | 1140.3171 | 1140.4475 | 1140.5878 |  | 1.1667 | 0 | 0 | 0 | 0 | 0 | 0 | 0 | 0 |  | 1.1667 | 0 | 0 | 0 | 0 | 0 | 0 | 0 | 0 |  | mar | 1.1667 | 1026.7114 | 1026.5001 | 1026.5001 | 1026.5001 | 1026.5061 | 1026.6539 | 1027.375 | 1029.4634 |  | 1.1667 | 0.21688 | 0.00038617 | 0.053457 | 0.13383 | 0.2091 | 0.29529 | 0.39802 | 0.57287 |  | 1.1667 | 203.7614 | 0 | 0 | 152.1882 | 193.403 | 230.8221 | 459.7609 | 1637.428
1.25 | 0.027896 | 0.017196 | 0.020691 | 0.0249 | 0.027852 | 0.030522 | 0.035337 | 0.039577 |  | 1.25 | 1140.3596 | 1140.0034 | 1140.0422 | 1140.2524 | 1140.3588 | 1140.4771 | 1140.6528 | 1140.7196 |  | 1.25 | 0 | 0 | 0 | 0 | 0 | 0 | 0 | 0 |  | 1.25 | 0 | 0 | 0 | 0 | 0 | 0 | 0 | 0 |  | apr | 1.25 | 1026.7009 | 1026.5 | 1026.5 | 1026.5 | 1026.5031 | 1026.6398 | 1027.5243 | 1029.4855 |  | 1.25 | 0.18882 | 0.00032655 | 0.022293 | 0.1012 | 0.1736 | 0.2656 | 0.37359 | 0.56646 |  | 1.25 | 176.877 | 0 | 0 | 133.9936 | 195.1827 | 237.154 | 358.1693 | 961.4068
1.3333 | 0.03463 | 0.0072784 | 0.01037 | 0.022314 | 0.032829 | 0.044111 | 0.063013 | 0.069585 |  | 1.3333 | 1140.4723 | 1140.085 | 1140.1504 | 1140.3235 | 1140.4915 | 1140.5975 | 1140.8079 | 1140.8478 |  | 1.3333 | 6895.9885 | 4215.2386 | 5430.6641 | 5937.3043 | 6988.8969 | 7973.2821 | 8099.9999 | 8099.9999 |  | 1.3333 | 0.2 | 0.2 | 0.2 | 0.2 | 0.2 | 0.2 | 0.2 | 0.2 |  | may | 1.3333 | 1026.7263 | 1026.5 | 1026.5 | 1026.5 | 1026.5016 | 1026.6926 | 1027.3192 | 1029.4541 |  | 1.3333 | 0.12111 | 2.0138e-06 | 0.00052493 | 0.028367 | 0.099625 | 0.18824 | 0.30568 | 0.4602 |  | 1.3333 | 5668.1179 | 2030.6099 | 3554.5234 | 3881.603 | 6766.0647 | 7250.6898 | 7275.4144 | 7363.6511
1.4167 | 0.026589 | 0.012272 | 0.014413 | 0.020066 | 0.026825 | 0.032125 | 0.042682 | 0.048943 |  | 1.4167 | 1138.9494 | 1138.905 | 1138.9055 | 1138.9058 | 1138.9061 | 1138.9064 | 1139.222 | 1139.436 |  | 1.4167 | 3692.1877 | 2170.2479 | 2741.1531 | 3285.8177 | 3527.0301 | 4057.7044 | 5100.2014 | 6439.6804 |  | 1.4167 | 0.2 | 0.2 | 0.2 | 0.2 | 0.2 | 0.2 | 0.2 | 0.2 |  | jun | 1.4167 | 1027.9433 | 1026.5 | 1026.5 | 1026.5 | 1026.604 | 1029.4462 | 1029.4481 | 1029.4481 |  | 1.4167 | 0.15692 | 0.084888 | 0.10957 | 0.12621 | 0.14613 | 0.18318 | 0.2398 | 0.29118 |  | 1.4167 | 5677.8719 | 1732.1262 | 4138.648 | 4713.8527 | 5632.7259 | 6461.6951 | 7366.0814 | 8163.8454
1.5 | 0.02842 | 0.0092908 | 0.019037 | 0.024727 | 0.028587 | 0.032489 | 0.03814 | 0.048097 |  | 1.5 | 1138.8889 | 1138.8881 | 1138.8882 | 1138.8885 | 1138.8885 | 1138.8885 | 1138.8885 | 1138.9141 |  | 1.5 | 3353.5081 | 2205.1147 | 2708.6281 | 3041.7085 | 3308.0388 | 3768.3758 | 4076.6873 | 4524.4251 |  | 1.5 | 0.2 | 0.2 | 0.2 | 0.2 | 0.2 | 0.2 | 0.2 | 0.2 |  | jul | 1.5 | 1027.2892 | 1026.5 | 1026.5 | 1026.5 | 1027.0875 | 1028.0144 | 1028.0149 | 1029.4376 |  | 1.5 | 0.15554 | 0.066141 | 0.081641 | 0.12657 | 0.15553 | 0.18757 | 0.22496 | 0.25681 |  | 1.5 | 4663.5923 | 841.3752 | 1382.1406 | 4268.2298 | 5029.4554 | 5396.7947 | 5992.4382 | 6753.1891
1.5833 | 0.023029 | 0.0083604 | 0.012993 | 0.018877 | 0.022968 | 0.027561 | 0.033475 | 0.038014 |  | 1.5833 | 1138.9021 | 1138.8988 | 1138.9011 | 1138.9022 | 1138.9022 | 1138.9022 | 1138.9022 | 1138.9022 |  | 1.5833 | 1833.3904 | 874.0798 | 1303.6873 | 1604.9763 | 1808.4415 | 2152.7117 | 2545.5907 | 2583.3706 |  | 1.5833 | 0.2 | 0.2 | 0.2 | 0.2 | 0.2 | 0.2 | 0.2 | 0.2 |  | aug | 1.5833 | 1027.1938 | 1026.5 | 1026.5 | 1026.5002 | 1027.2651 | 1027.2679 | 1029.4451 | 1029.4453 |  | 1.5833 | 0.14729 | 0.0068197 | 0.056614 | 0.10338 | 0.15209 | 0.18505 | 0.24393 | 0.31166 |  | 1.5833 | 2648.4506 | 0 | 0 | 2178.0058 | 2862.3717 | 3600.4058 | 4874.6704 | 5581.7773
1.6667 | 0.02535 | 0.018703 | 0.02005 | 0.023833 | 0.025314 | 0.02738 | 0.029927 | 0.031347 |  | 1.6667 | 1138.9279 | 1138.9218 | 1138.9281 | 1138.9281 | 1138.9281 | 1138.9281 | 1138.9281 | 1138.9281 |  | 1.6667 | 1295.5822 | 600.8655 | 819.7109 | 1145.6386 | 1252.4083 | 1494.9228 | 1830.7727 | 1970.5884 |  | 1.6667 | 0.2 | 0.2 | 0.2 | 0.2 | 0.2 | 0.2 | 0.2 | 0.2 |  | sep | 1.6667 | 1027.403 | 1026.5 | 1026.5 | 1026.5001 | 1026.8898 | 1028.0133 | 1029.4545 | 1029.4597 |  | 1.6667 | 0.19764 | 0.090324 | 0.12023 | 0.17086 | 0.20765 | 0.22543 | 0.2654 | 0.30483 |  | 1.6667 | 2867.731 | 1153.3133 | 1879.4379 | 2299.4537 | 2751.2027 | 3278.392 | 4283.1768 | 4906.4146
1.75 | 0.022798 | 0.015609 | 0.017849 | 0.020684 | 0.022565 | 0.024723 | 0.028944 | 0.033906 |  | 1.75 | 1138.972 | 1138.9613 | 1138.9719 | 1138.9723 | 1138.9723 | 1138.9723 | 1138.9723 | 1138.9723 |  | 1.75 | 0 | 0 | 0 | 0 | 0 | 0 | 0 | 0 |  | 1.75 | 0 | 0 | 0 | 0 | 0 | 0 | 0 | 0 |  | oct | 1.75 | 1026.9933 | 1026.5 | 1026.5 | 1026.5 | 1026.6948 | 1027.2672 | 1028.0181 | 1029.478 |  | 1.75 | 0.19057 | 0.0089606 | 0.064608 | 0.14506 | 0.18886 | 0.23648 | 0.31186 | 0.36225 |  | 1.75 | 936.3088 | 0 | 0 | 713.023 | 849.7642 | 1188.6546 | 1662.4258 | 2458.7084
1.8333 | 0.025087 | 0.016849 | 0.018495 | 0.02295 | 0.025234 | 0.027201 | 0.030351 | 0.034798 |  | 1.8333 | 1139.3699 | 1139.1958 | 1139.2799 | 1139.3282 | 1139.3562 | 1139.4221 | 1139.4883 | 1139.5647 |  | 1.8333 | 0 | 0 | 0 | 0 | 0 | 0 | 0 | 0 |  | 1.8333 | 0 | 0 | 0 | 0 | 0 | 0 | 0 | 0 |  | nov | 1.8333 | 1026.8451 | 1026.5 | 1026.5 | 1026.5001 | 1026.5974 | 1027.1335 | 1027.5051 | 1029.4968 |  | 1.8333 | 0.17761 | 0.010768 | 0.064336 | 0.13956 | 0.17948 | 0.21716 | 0.29262 | 0.33157 |  | 1.8333 | 517.4352 | 0 | 0 | 378.0505 | 458.9928 | 719.1178 | 919.0295 | 1258.6641
1.9167 | 0.023201 | 0.012956 | 0.017211 | 0.020931 | 0.023359 | 0.025682 | 0.028774 | 0.031726 |  | 1.9167 | 1139.6483 | 1139.338 | 1139.4921 | 1139.5924 | 1139.6252 | 1139.7383 | 1139.8418 | 1139.9862 |  | 1.9167 | 0 | 0 | 0 | 0 | 0 | 0 | 0 | 0 |  | 1.9167 | 0 | 0 | 0 | 0 | 0 | 0 | 0 | 0 |  | dec | 1.9167 | 1026.7774 | 1026.5 | 1026.5 | 1026.5001 | 1026.5515 | 1026.8347 | 1027.8861 | 1029.5 |  | 1.9167 | 0.1808 | 0.0084422 | 0.079446 | 0.12989 | 0.18102 | 0.22231 | 0.29879 | 0.34993 |  | 1.9167 | 387.5431 | 0 | 0 | 297.2436 | 359.4545 | 526.0445 | 681.4914 | 727.6306
2 | 0.025924 | 0.017363 | 0.020466 | 0.023411 | 0.025846 | 0.027971 | 0.032001 | 0.039206 |  | 2 | 1139.8457 | 1139.4429 | 1139.644 | 1139.7622 | 1139.8203 | 1139.9514 | 1140.094 | 1140.2869 |  | 2 | 0 | 0 | 0 | 0 | 0 | 0 | 0 | 0 |  | 2 | 0 | 0 | 0 | 0 | 0 | 0 | 0 | 0 |  | jan | 2 | 1026.7668 | 1026.5 | 1026.5 | 1026.5 | 1026.5261 | 1026.6664 | 1028.2668 | 1029.5 |  | 2 | 0.22276 | 0.045245 | 0.10632 | 0.1816 | 0.22634 | 0.26934 | 0.33468 | 0.4072 |  | 2 | 423.3204 | 0 | 217.5057 | 275.0196 | 321.3541 | 392.3718 | 1284.5674 | 1998.6149
2.0833 | 0.025515 | 0.018766 | 0.019521 | 0.023153 | 0.02521 | 0.027716 | 0.033057 | 0.038523 |  | 2.0833 | 1140.0404 | 1139.6522 | 1139.8131 | 1139.943 | 1140.0215 | 1140.1633 | 1140.2722 | 1140.447 |  | 2.0833 | 0 | 0 | 0 | 0 | 0 | 0 | 0 | 0 |  | 2.0833 | 0 | 0 | 0 | 0 | 0 | 0 | 0 | 0 |  | feb | 2.0833 | 1026.6666 | 1026.5 | 1026.5 | 1026.5 | 1026.5133 | 1026.5876 | 1027.886 | 1028.4045 |  | 2.0833 | 0.15154 | 3.3654e-05 | 0.010267 | 0.10091 | 0.15035 | 0.2074 | 0.29146 | 0.37349 |  | 2.0833 | 182.8624 | 0 | 0 | 155.1697 | 192.1464 | 223.6759 | 300.1753 | 1067.3897
2.1667 | 0.028469 | 0.015081 | 0.017893 | 0.025618 | 0.028665 | 0.031885 | 0.036882 | 0.046922 |  | 2.1667 | 1140.1976 | 1139.8185 | 1139.9583 | 1140.0889 | 1140.1914 | 1140.3206 | 1140.4431 | 1140.5886 |  | 2.1667 | 0 | 0 | 0 | 0 | 0 | 0 | 0 | 0 |  | 2.1667 | 0 | 0 | 0 | 0 | 0 | 0 | 0 | 0 |  | mar | 2.1667 | 1026.6793 | 1026.5 | 1026.5 | 1026.5 | 1026.5145 | 1026.6672 | 1027.6222 | 1028.5836 |  | 2.1667 | 0.15616 | 0.00038993 | 0.0039077 | 0.099987 | 0.15399 | 0.21089 | 0.29523 | 0.36502 |  | 2.1667 | 171.4012 | 0 | 0 | 0 | 182.4544 | 230.7232 | 349.9236 | 758.7196
2.25 | 0.026494 | 0.017165 | 0.021281 | 0.024081 | 0.026885 | 0.028671 | 0.031697 | 0.033615 |  | 2.25 | 1140.3531 | 1140.0005 | 1140.054 | 1140.2312 | 1140.3623 | 1140.4796 | 1140.6475 | 1140.7205 |  | 2.25 | 0 | 0 | 0 | 0 | 0 | 0 | 0 | 0 |  | 2.25 | 0 | 0 | 0 | 0 | 0 | 0 | 0 | 0 |  | apr | 2.25 | 1026.6978 | 1026.5 | 1026.5 | 1026.5031 | 1026.5125 | 1026.6904 | 1027.812 | 1028.7546 |  | 2.25 | 0.14049 | 0.00049231 | 0.0052472 | 0.07853 | 0.1431 | 0.19016 | 0.29245 | 0.37801 |  | 2.25 | 146.0306 | 0 | 0 | 0 | 181.9654 | 232.1655 | 292.0419 | 478.2475
2.3333 | 0.029169 | 0.0082393 | 0.01056 | 0.018564 | 0.025831 | 0.039602 | 0.052939 | 0.070555 |  | 2.3333 | 1140.4671 | 1140.0773 | 1140.1362 | 1140.3201 | 1140.4866 | 1140.6038 | 1140.7981 | 1140.8438 |  | 2.3333 | 6871.3932 | 4187.2239 | 5482.4583 | 5914.5013 | 6980.3133 | 7981.5062 | 8099.9999 | 8099.9999 |  | 2.3333 | 0.2 | 0.2 | 0.2 | 0.2 | 0.2 | 0.2 | 0.2 | 0.2 |  | may | 2.3333 | 1026.7484 | 1026.5 | 1026.5 | 1026.5015 | 1026.5115 | 1026.809 | 1028.0139 | 1028.9202 |  | 2.3333 | 0.076717 | 0.00052932 | 0.00058523 | 0.012582 | 0.071495 | 0.12009 | 0.21922 | 0.32425 |  | 2.3333 | 5067.2695 | 2045.2399 | 3403.5906 | 3835.4053 | 4310.5118 | 7195.8979 | 7264.9508 | 7324.7962
2.4167 | 0.02633 | 0.011438 | 0.015676 | 0.018215 | 0.024059 | 0.034066 | 0.041803 | 0.055104 |  | 2.4167 | 1138.949 | 1138.9052 | 1138.9054 | 1138.9058 | 1138.9061 | 1138.9064 | 1139.1403 | 1139.4296 |  | 2.4167 | 3705.9059 | 2165.5409 | 2746.8906 | 3304.1684 | 3511.4332 | 4048.0958 | 5156.8591 | 6415.3256 |  | 2.4167 | 0.2 | 0.2 | 0.2 | 0.2 | 0.2 | 0.2 | 0.2 | 0.2 |  | jun | 2.4167 | 1028.4833 | 1026.5 | 1026.5 | 1026.5031 | 1029.4432 | 1029.4479 | 1029.4481 | 1029.4481 |  | 2.4167 | 0.15207 | 0.052382 | 0.10204 | 0.12707 | 0.14568 | 0.1743 | 0.21863 | 0.25882 |  | 2.4167 | 5980.91 | 1859.2218 | 4199.9223 | 5077.5722 | 6239.8142 | 6657.6113 | 7722.472 | 8925.1385
2.5 | 0.028613 | 0.011112 | 0.019202 | 0.024809 | 0.028312 | 0.032719 | 0.037292 | 0.046128 |  | 2.5 | 1138.8887 | 1138.8881 | 1138.8883 | 1138.8885 | 1138.8885 | 1138.8885 | 1138.8885 | 1138.9008 |  | 2.5 | 3357.0616 | 2201.8646 | 2704.5057 | 3052.5389 | 3297.6654 | 3769.3989 | 4064.1538 | 4521.3088 |  | 2.5 | 0.2 | 0.2 | 0.2 | 0.2 | 0.2 | 0.2 | 0.2 | 0.2 |  | jul | 2.5 | 1027.5862 | 1026.5 | 1026.5 | 1026.5015 | 1028.0126 | 1028.0148 | 1028.1368 | 1029.4376 |  | 2.5 | 0.15145 | 0.056466 | 0.099155 | 0.12341 | 0.15064 | 0.17666 | 0.21189 | 0.23695 |  | 2.5 | 4982.8304 | 1192.8289 | 2559.7707 | 4529.5678 | 5275.615 | 5522.4671 | 6186.2665 | 6736.7991
2.5833 | 0.02264 | 0.0076697 | 0.0086378 | 0.018001 | 0.02325 | 0.027316 | 0.033108 | 0.035954 |  | 2.5833 | 1138.9021 | 1138.8988 | 1138.9015 | 1138.9022 | 1138.9022 | 1138.9022 | 1138.9022 | 1138.9022 |  | 2.5833 | 1833.4827 | 870.4517 | 1306.0239 | 1574.8517 | 1795.4981 | 2162.4025 | 2546.7329 | 2845.9326 |  | 2.5833 | 0.2 | 0.2 | 0.2 | 0.2 | 0.2 | 0.2 | 0.2 | 0.2 |  | aug | 2.5833 | 1027.2299 | 1026.5 | 1026.5 | 1026.5015 | 1027.2671 | 1027.2679 | 1029.4309 | 1029.4453 |  | 2.5833 | 0.14205 | 0.0034751 | 0.033735 | 0.087015 | 0.14959 | 0.18662 | 0.24445 | 0.28381 |  | 2.5833 | 2495.48 | 0 | 0 | 977.534 | 2898.3259 | 3474.6108 | 4256.5338 | 5566.7354
2.6667 | 0.025398 | 0.017859 | 0.020787 | 0.022907 | 0.025217 | 0.027901 | 0.030615 | 0.033271 |  | 2.6667 | 1138.9279 | 1138.9218 | 1138.9281 | 1138.9281 | 1138.9281 | 1138.9281 | 1138.9281 | 1138.9281 |  | 2.6667 | 1295.7835 | 596.7553 | 818.0559 | 1141.0513 | 1229.5151 | 1492.6414 | 1844.9372 | 1966.649 |  | 2.6667 | 0.2 | 0.2 | 0.2 | 0.2 | 0.2 | 0.2 | 0.2 | 0.2 |  | sep | 2.6667 | 1027.5863 | 1026.5 | 1026.5 | 1026.8881 | 1026.8898 | 1029.0181 | 1029.4545 | 1029.4597 |  | 2.6667 | 0.19277 | 0.0852 | 0.10698 | 0.14518 | 0.20353 | 0.22729 | 0.26417 | 0.28352 |  | 2.6667 | 2955.8202 | 1012.8532 | 1898.1095 | 2320.9875 | 2796.0191 | 3462.8838 | 4525.5772 | 4619.5947
2.75 | 0.023524 | 0.012238 | 0.017124 | 0.021376 | 0.02341 | 0.026046 | 0.028927 | 0.032416 |  | 2.75 | 1138.972 | 1138.9612 | 1138.9723 | 1138.9723 | 1138.9723 | 1138.9723 | 1138.9723 | 1138.9723 |  | 2.75 | 0 | 0 | 0 | 0 | 0 | 0 | 0 | 0 |  | 2.75 | 0 | 0 | 0 | 0 | 0 | 0 | 0 | 0 |  | oct | 2.75 | 1027.1064 | 1026.5 | 1026.5 | 1026.694 | 1026.6948 | 1027.8374 | 1028.0183 | 1029.4786 |  | 2.75 | 0.21184 | 0.042459 | 0.085035 | 0.15901 | 0.20976 | 0.26467 | 0.35383 | 0.4763 |  | 2.75 | 1005.1557 | 0 | 0 | 763.4196 | 891.0831 | 1350.2569 | 1723.6029 | 2442.1922
2.8333 | 0.025599 | 0.017816 | 0.019106 | 0.023767 | 0.025726 | 0.027644 | 0.030999 | 0.033862 |  | 2.8333 | 1139.3698 | 1139.1947 | 1139.2798 | 1139.3264 | 1139.3479 | 1139.4241 | 1139.4917 | 1139.5637 |  | 2.8333 | 0 | 0 | 0 | 0 | 0 | 0 | 0 | 0 |  | 2.8333 | 0 | 0 | 0 | 0 | 0 | 0 | 0 | 0 |  | nov | 2.8333 | 1026.8974 | 1026.5 | 1026.5 | 1026.597 | 1026.5974 | 1027.2655 | 1028.0295 | 1029.4968 |  | 2.8333 | 0.19468 | 0.04425 | 0.082098 | 0.14842 | 0.19379 | 0.24365 | 0.31348 | 0.44741 |  | 2.8333 | 560.8576 | 0 | 0 | 415.4132 | 466.2773 | 749.9152 | 1036.7631 | 1251.8214
2.9167 | 0.022969 | 0.012184 | 0.016815 | 0.020132 | 0.023304 | 0.025435 | 0.028815 | 0.03219 |  | 2.9167 | 1139.6484 | 1139.3362 | 1139.4913 | 1139.5776 | 1139.615 | 1139.7385 | 1139.8452 | 1139.9844 |  | 2.9167 | 0 | 0 | 0 | 0 | 0 | 0 | 0 | 0 |  | 2.9167 | 0 | 0 | 0 | 0 | 0 | 0 | 0 | 0 |  | dec | 2.9167 | 1026.7926 | 1026.5 | 1026.5 | 1026.5485 | 1026.5487 | 1026.8884 | 1027.9233 | 1029.5 |  | 2.9167 | 0.19055 | 0.047838 | 0.073148 | 0.14683 | 0.19031 | 0.23619 | 0.30281 | 0.44251 |  | 2.9167 | 421.9881 | 0 | 0 | 326.6752 | 441.715 | 535.8613 | 709.3592 | 762.3843
3 | 0.025648 | 0.014556 | 0.019708 | 0.023433 | 0.025802 | 0.027857 | 0.031501 | 0.037555 |  | 3 | 1139.8475 | 1139.4402 | 1139.644 | 1139.7578 | 1139.814 | 1139.9548 | 1140.0975 | 1140.2847 |  | 3 | 0 | 0 | 0 | 0 | 0 | 0 | 0 | 0 |  | 3 | 0 | 0 | 0 | 0 | 0 | 0 | 0 | 0 |  | jan | 3 | 1026.7539 | 1026.5 | 1026.5 | 1026.5243 | 1026.5244 | 1026.6942 | 1028.3419 | 1029.5 |  | 3 | 0.22404 | 0.072403 | 0.099128 | 0.18264 | 0.22292 | 0.26935 | 0.32671 | 0.46875 |  | 3 | 372.1045 | 0 | 166.0014 | 281.2112 | 329.8374 | 399.3145 | 570.3457 | 1923.4749
3.0833 | 0.025015 | 0.016765 | 0.018794 | 0.022121 | 0.025098 | 0.027743 | 0.030792 | 0.035566 |  | 3.0833 | 1140.0439 | 1139.6478 | 1139.8115 | 1139.9492 | 1140.0226 | 1140.1628 | 1140.2756 | 1140.4445 |  | 3.0833 | 0 | 0 | 0 | 0 | 0 | 0 | 0 | 0 |  | 3.0833 | 0 | 0 | 0 | 0 | 0 | 0 | 0 | 0 |  | feb | 3.0833 | 1026.697 | 1026.5 | 1026.5 | 1026.5121 | 1026.5122 | 1026.597 | 1027.913 | 1029.5 |  | 3.0833 | 0.15334 | 0.00046637 | 0.02067 | 0.083885 | 0.13796 | 0.20281 | 0.31495 | 0.44549 |  | 3.0833 | 151.7641 | 0 | 0 | 0 | 189.6876 | 229.5216 | 273.2475 | 801.6395
3.1667 | 0.028689 | 0.012041 | 0.018898 | 0.025368 | 0.028761 | 0.032035 | 0.038783 | 0.040647 |  | 3.1667 | 1140.201 | 1139.813 | 1139.9603 | 1140.0927 | 1140.1887 | 1140.3264 | 1140.4478 | 1140.5857 |  | 3.1667 | 0 | 0 | 0 | 0 | 0 | 0 | 0 | 0 |  | 3.1667 | 0 | 0 | 0 | 0 | 0 | 0 | 0 | 0 |  | mar | 3.1667 | 1026.7382 | 1026.5 | 1026.5 | 1026.5061 | 1026.5243 | 1026.7012 | 1028.1902 | 1029.5 |  | 3.1667 | 0.15885 | 0.00031447 | 0.020886 | 0.087068 | 0.16235 | 0.22357 | 0.32354 | 0.36235 |  | 3.1667 | 162.0108 | 0 | 0 | 0 | 182.9967 | 215.5294 | 312.8352 | 1207.5165
3.25 | 0.026637 | 0.017452 | 0.019449 | 0.023698 | 0.02681 | 0.029353 | 0.032831 | 0.036427 |  | 3.25 | 1140.3574 | 1139.9935 | 1140.049 | 1140.248 | 1140.353 | 1140.4888 | 1140.6531 | 1140.7172 |  | 3.25 | 0 | 0 | 0 | 0 | 0 | 0 | 0 | 0 |  | 3.25 | 0 | 0 | 0 | 0 | 0 | 0 | 0 | 0 |  | apr | 3.25 | 1026.767 | 1026.5 | 1026.5 | 1026.5031 | 1026.5164 | 1026.8281 | 1027.9419 | 1029.4916 |  | 3.25 | 0.1336 | 0.00036659 | 0.00056923 | 0.056941 | 0.12612 | 0.19526 | 0.28132 | 0.372 |  | 3.25 | 143.9205 | 0 | 0 | 0 | 189.68 | 221.4804 | 282.5026 | 436.8214
3.3333 | 0.029901 | 0.0090573 | 0.0092918 | 0.018571 | 0.027949 | 0.039999 | 0.057891 | 0.067511 |  | 3.3333 | 1140.4719 | 1140.0908 | 1140.1506 | 1140.3289 | 1140.4916 | 1140.6074 | 1140.7966 | 1140.8452 |  | 3.3333 | 6914.3197 | 4236.899 | 5417.687 | 6173.7108 | 6960.8047 | 7993.3562 | 8099.9999 | 8099.9999 |  | 3.3333 | 0.2 | 0.2 | 0.2 | 0.2 | 0.2 | 0.2 | 0.2 | 0.2 |  | may | 3.3333 | 1026.8159 | 1026.5 | 1026.5 | 1026.5015 | 1026.5122 | 1026.9641 | 1028.1097 | 1029.4537 |  | 3.3333 | 0.076478 | 0.00045452 | 0.0005714 | 0.0087078 | 0.0526 | 0.12588 | 0.2104 | 0.28787 |  | 3.3333 | 5200.6686 | 2190.96 | 3576.187 | 3859.3044 | 4466.0384 | 7241.1015 | 7264.0977 | 7294.0573
3.4167 | 0.027818 | 0.011639 | 0.015115 | 0.021009 | 0.028006 | 0.033769 | 0.043225 | 0.049071 |  | 3.4167 | 1138.9367 | 1138.905 | 1138.9054 | 1138.9058 | 1138.906 | 1138.9064 | 1139.0741 | 1139.432 |  | 3.4167 | 3683.4145 | 2173.8866 | 2738.3958 | 3297.1916 | 3506.6273 | 4022.4543 | 5076.7176 | 6424.4496 |  | 3.4167 | 0.2 | 0.2 | 0.2 | 0.2 | 0.2 | 0.2 | 0.2 | 0.2 |  | jun | 3.4167 | 1028.4727 | 1026.5 | 1026.5 | 1026.5007 | 1029.443 | 1029.4473 | 1029.4481 | 1029.4481 |  | 3.4167 | 0.15437 | 0.081153 | 0.10409 | 0.12693 | 0.14738 | 0.17339 | 0.22969 | 0.26581 |  | 3.4167 | 5957.6205 | 0 | 4097.7402 | 5017.5397 | 6232.2651 | 6661.1636 | 7913.6181 | 8924.5225
3.5 | 0.029166 | 0.011678 | 0.017659 | 0.025112 | 0.029527 | 0.033124 | 0.038613 | 0.046164 |  | 3.5 | 1138.8885 | 1138.8881 | 1138.8884 | 1138.8885 | 1138.8885 | 1138.8885 | 1138.8885 | 1138.8885 |  | 3.5 | 3372.5691 | 2207.6278 | 2703.8998 | 3069.8231 | 3331.2311 | 3772.5827 | 4063.2728 | 4522.476 |  | 3.5 | 0.2 | 0.2 | 0.2 | 0.2 | 0.2 | 0.2 | 0.2 | 0.2 |  | jul | 3.5 | 1027.5707 | 1026.5 | 1026.5 | 1026.5004 | 1028.0122 | 1028.0148 | 1028.0149 | 1029.4265 |  | 3.5 | 0.16084 | 0.067707 | 0.095992 | 0.1316 | 0.1601 | 0.18718 | 0.23767 | 0.26806 |  | 3.5 | 5036.079 | 1407.8174 | 2932.1353 | 4613.6258 | 5189.2268 | 5574.1276 | 6121.4376 | 6670.2469
3.5833 | 0.022681 | 0.0076532 | 0.012122 | 0.017064 | 0.022827 | 0.027774 | 0.033317 | 0.040203 |  | 3.5833 | 1138.9022 | 1138.9014 | 1138.9022 | 1138.9022 | 1138.9022 | 1138.9022 | 1138.9022 | 1138.9022 |  | 3.5833 | 1836.8319 | 876.8853 | 1302.6169 | 1641.8484 | 1801.5952 | 2145.3331 | 2543.6775 | 2581.1805 |  | 3.5833 | 0.2 | 0.2 | 0.2 | 0.2 | 0.2 | 0.2 | 0.2 | 0.2 |  | aug | 3.5833 | 1027.183 | 1026.5 | 1026.5 | 1026.5002 | 1027.2667 | 1027.2679 | 1029.4309 | 1029.4453 |  | 3.5833 | 0.14043 | 0.004066 | 0.03391 | 0.098539 | 0.13468 | 0.17705 | 0.26515 | 0.31167 |  | 3.5833 | 2551.4697 | 0 | 0 | 1770.9485 | 3041.8594 | 3467.9051 | 4245.2482 | 4492.3753
3.6667 | 0.024938 | 0.018168 | 0.02059 | 0.022896 | 0.024899 | 0.026765 | 0.030162 | 0.031667 |  | 3.6667 | 1138.9281 | 1138.9281 | 1138.9281 | 1138.9281 | 1138.9281 | 1138.9281 | 1138.9281 | 1138.9281 |  | 3.6667 | 1307.662 | 604.0441 | 817.2935 | 1149.7481 | 1253.3594 | 1492.978 | 1840.2129 | 1968.1243 |  | 3.6667 | 0.2 | 0.2 | 0.2 | 0.2 | 0.2 | 0.2 | 0.2 | 0.2 |  | sep | 3.6667 | 1027.5009 | 1026.5 | 1026.5 | 1026.8889 | 1026.8898 | 1028.6099 | 1029.4545 | 1029.4597 |  | 3.6667 | 0.19278 | 0.082374 | 0.10822 | 0.15398 | 0.19846 | 0.22052 | 0.27942 | 0.30492 |  | 3.6667 | 2943.0916 | 1304.4448 | 1835.7705 | 2361.7285 | 2775.5794 | 3390.5023 | 4559.9671 | 4921.6969
3.75 | 0.022752 | 0.013787 | 0.01542 | 0.020372 | 0.023014 | 0.025391 | 0.02862 | 0.032266 |  | 3.75 | 1138.9723 | 1138.9723 | 1138.9723 | 1138.9723 | 1138.9723 | 1138.9723 | 1138.9723 | 1138.9723 |  | 3.75 | 0 | 0 | 0 | 0 | 0 | 0 | 0 | 0 |  | 3.75 | 0 | 0 | 0 | 0 | 0 | 0 | 0 | 0 |  | oct | 3.75 | 1027.0432 | 1026.5 | 1026.5 | 1026.6945 | 1026.6948 | 1027.5759 | 1028.0181 | 1029.4774 |  | 3.75 | 0.18919 | 0.036708 | 0.067331 | 0.13589 | 0.19782 | 0.23517 | 0.30869 | 0.35459 |  | 3.75 | 904.4166 | 0 | 0 | 741.5464 | 847.146 | 1121.9445 | 1665.6138 | 1863.9921
3.8333 | 0.024574 | 0.01667 | 0.018731 | 0.022547 | 0.025013 | 0.026526 | 0.029971 | 0.033362 |  | 3.8333 | 1139.3728 | 1139.1967 | 1139.2791 | 1139.3325 | 1139.3628 | 1139.4224 | 1139.4894 | 1139.5641 |  | 3.8333 | 0 | 0 | 0 | 0 | 0 | 0 | 0 | 0 |  | 3.8333 | 0 | 0 | 0 | 0 | 0 | 0 | 0 | 0 |  | nov | 3.8333 | 1026.925 | 1026.5 | 1026.5 | 1026.5972 | 1026.5974 | 1027.2557 | 1028.6041 | 1029.4968 |  | 3.8333 | 0.17443 | 0.04023 | 0.067453 | 0.1248 | 0.17887 | 0.2161 | 0.28175 | 0.3151 |  | 3.8333 | 496.9911 | 0 | 0 | 396.7047 | 452.364 | 676.8468 | 904.0173 | 1087.3778
3.9167 | 0.022813 | 0.014786 | 0.015565 | 0.020402 | 0.02288 | 0.025507 | 0.028447 | 0.029593 |  | 3.9167 | 1139.6532 | 1139.3395 | 1139.4896 | 1139.5923 | 1139.6346 | 1139.7373 | 1139.8409 | 1139.985 |  | 3.9167 | 0 | 0 | 0 | 0 | 0 | 0 | 0 | 0 |  | 3.9167 | 0 | 0 | 0 | 0 | 0 | 0 | 0 | 0 |  | dec | 3.9167 | 1026.8775 | 1026.5 | 1026.5 | 1026.5486 | 1026.5487 | 1026.8833 | 1028.9364 | 1029.5 |  | 3.9167 | 0.16852 | 0.039263 | 0.065146 | 0.12082 | 0.17415 | 0.21075 | 0.27661 | 0.30484 |  | 3.9167 | 387.6563 | 0 | 0 | 316.3072 | 381.0903 | 514.1895 | 671.0459 | 761.7445
4 | 0.024854 | 0.013099 | 0.016934 | 0.022806 | 0.024866 | 0.02747 | 0.030856 | 0.035284 |  | 4 | 1139.8531 | 1139.4449 | 1139.6404 | 1139.7701 | 1139.8263 | 1139.9561 | 1140.0928 | 1140.2854 |  | 4 | 0 | 0 | 0 | 0 | 0 | 0 | 0 | 0 |  | 4 | 0 | 0 | 0 | 0 | 0 | 0 | 0 | 0 |  | jan | 4 | 1026.87 | 1026.5 | 1026.5 | 1026.5243 | 1026.5244 | 1026.6942 | 1029.188 | 1029.5 |  | 4 | 0.19998 | 0.067099 | 0.095437 | 0.15796 | 0.20959 | 0.24042 | 0.30202 | 0.32881 |  | 4 | 411.7514 | 0 | 166.0195 | 285.5393 | 317.1156 | 391.2936 | 1307.1827 | 2181.9676
4.0833 | 0.024166 | 0.016275 | 0.018226 | 0.021195 | 0.024442 | 0.027299 | 0.03028 | 0.033512 |  | 4.0833 | 1140.0471 | 1139.6555 | 1139.8109 | 1139.9585 | 1140.0203 | 1140.1621 | 1140.2708 | 1140.4454 |  | 4.0833 | 0 | 0 | 0 | 0 | 0 | 0 | 0 | 0 |  | 4.0833 | 0 | 0 | 0 | 0 | 0 | 0 | 0 | 0 |  | feb | 4.0833 | 1026.7836 | 1026.5 | 1026.5 | 1026.5122 | 1026.5122 | 1026.597 | 1028.2866 | 1029.5 |  | 4.0833 | 0.12789 | 4.7259e-05 | 0.00062029 | 0.063792 | 0.13311 | 0.17461 | 0.28725 | 0.39269 |  | 4.0833 | 159.2118 | 0 | 0 | 0 | 189.3976 | 223.0451 | 270.9876 | 1264.7425
4.1667 | 0.028767 | 0.0093939 | 0.020341 | 0.025535 | 0.02827 | 0.031891 | 0.038974 | 0.04768 |  | 4.1667 | 1140.2035 | 1139.8226 | 1139.9565 | 1140.1042 | 1140.1902 | 1140.3271 | 1140.4338 | 1140.5868 |  | 4.1667 | 0 | 0 | 0 | 0 | 0 | 0 | 0 | 0 |  | 4.1667 | 0 | 0 | 0 | 0 | 0 | 0 | 0 | 0 |  | mar | 4.1667 | 1026.8173 | 1026.5 | 1026.5 | 1026.5061 | 1026.5161 | 1026.7285 | 1028.5386 | 1029.5 |  | 4.1667 | 0.13931 | 0.00041281 | 0.0048238 | 0.073315 | 0.14032 | 0.19592 | 0.28074 | 0.42693 |  | 4.1667 | 170.7084 | 0 | 0 | 0 | 179.1257 | 217.4762 | 290.5031 | 1859.7849
4.25 | 0.02582 | 0.015563 | 0.019991 | 0.023686 | 0.025776 | 0.027729 | 0.032682 | 0.034727 |  | 4.25 | 1140.358 | 1140.006 | 1140.0513 | 1140.249 | 1140.355 | 1140.4854 | 1140.6361 | 1140.7184 |  | 4.25 | 0 | 0 | 0 | 0 | 0 | 0 | 0 | 0 |  | 4.25 | 0 | 0 | 0 | 0 | 0 | 0 | 0 | 0 |  | apr | 4.25 | 1026.8365 | 1026.5 | 1026.5 | 1026.5031 | 1026.5155 | 1026.8816 | 1028.4036 | 1029.4915 |  | 4.25 | 0.11758 | 0.00024495 | 0.00051121 | 0.042285 | 0.10784 | 0.1716 | 0.2735 | 0.41775 |  | 4.25 | 116.8172 | 0 | 0 | 0 | 156.1277 | 212.6926 | 263.9159 | 332.8916
4.3333 | 0.032315 | 0.0080252 | 0.010966 | 0.022815 | 0.030986 | 0.041039 | 0.055893 | 0.08 |  | 4.3333 | 1140.4708 | 1140.0891 | 1140.1445 | 1140.3247 | 1140.4926 | 1140.6079 | 1140.7944 | 1140.8433 |  | 4.3333 | 6884.5536 | 4230.5224 | 5453.4662 | 5890.3534 | 6940.5227 | 8006.237 | 8099.9999 | 8099.9999 |  | 4.3333 | 0.2 | 0.2 | 0.2 | 0.2 | 0.2 | 0.2 | 0.2 | 0.2 |  | may | 4.3333 | 1026.9124 | 1026.5 | 1026.5 | 1026.5015 | 1026.5319 | 1027.0646 | 1028.5518 | 1029.4535 |  | 4.3333 | 0.061588 | 5.3946e-06 | 0.00056508 | 0.00070663 | 0.040106 | 0.10301 | 0.19368 | 0.3249 |  | 4.3333 | 5051.6868 | 2147.0427 | 3555.2126 | 3848.2948 | 4436.8342 | 6810.451 | 7264.11 | 7294.891
4.4167 | 0.02923 | 0.014716 | 0.015722 | 0.023306 | 0.028263 | 0.034907 | 0.042196 | 0.058749 |  | 4.4167 | 1138.9411 | 1138.9054 | 1138.9054 | 1138.9058 | 1138.906 | 1138.9064 | 1139.0889 | 1139.4287 |  | 4.4167 | 3671.0927 | 2172.816 | 2744.3449 | 3254.2403 | 3514.0197 | 4042.8954 | 5097.4446 | 6412.2873 |  | 4.4167 | 0.2 | 0.2 | 0.2 | 0.2 | 0.2 | 0.2 | 0.2 | 0.2 |  | jun | 4.4167 | 1028.6731 | 1026.5 | 1026.5 | 1026.5055 | 1029.443 | 1029.4475 | 1029.4481 | 1029.4481 |  | 4.4167 | 0.14729 | 0.081569 | 0.10328 | 0.12528 | 0.14216 | 0.16287 | 0.20701 | 0.25822 |  | 4.4167 | 6028.1944 | 691.923 | 3679.5718 | 5549.5858 | 6269.1785 | 6691.0976 | 7929.0374 | 8925.1385
4.5 | 0.028229 | 0.01229 | 0.018081 | 0.02447 | 0.027946 | 0.032407 | 0.037183 | 0.045255 |  | 4.5 | 1138.8897 | 1138.8881 | 1138.8884 | 1138.8885 | 1138.8885 | 1138.8885 | 1138.8885 | 1139.0032 |  | 4.5 | 3351.4324 | 2206.8883 | 2708.0237 | 3038.9737 | 3309.6085 | 3772.3749 | 4065.9205 | 5019.9167 |  | 4.5 | 0.2 | 0.2 | 0.2 | 0.2 | 0.2 | 0.2 | 0.2 | 0.2 |  | jul | 4.5 | 1027.7048 | 1026.5 | 1026.5 | 1027.7406 | 1028.0123 | 1028.0148 | 1028.0149 | 1029.4376 |  | 4.5 | 0.15156 | 0.06323 | 0.093291 | 0.12536 | 0.15113 | 0.17776 | 0.20366 | 0.28082 |  | 4.5 | 5007.5808 | 855.242 | 2978.1639 | 4759.2713 | 5191.2193 | 5551.4512 | 6183.1002 | 7270.686
4.5833 | 0.022808 | 0.0077986 | 0.010608 | 0.018554 | 0.024 | 0.027719 | 0.032941 | 0.035973 |  | 4.5833 | 1138.9022 | 1138.8988 | 1138.9022 | 1138.9022 | 1138.9022 | 1138.9022 | 1138.9022 | 1138.9022 |  | 4.5833 | 1819.2457 | 876.0595 | 1299.8108 | 1553.4522 | 1798.0048 | 2150.2681 | 2541.3124 | 2579.4324 |  | 4.5833 | 0.2 | 0.2 | 0.2 | 0.2 | 0.2 | 0.2 | 0.2 | 0.2 |  | aug | 4.5833 | 1027.3217 | 1026.5 | 1026.5002 | 1027.2616 | 1027.2668 | 1027.2679 | 1029.4309 | 1029.4453 |  | 4.5833 | 0.14532 | 0.0041704 | 0.043354 | 0.1002 | 0.14617 | 0.18347 | 0.24683 | 0.35105 |  | 4.5833 | 2683.0077 | 0 | 0 | 2389.8541 | 3071.0811 | 3445.4564 | 4258.6552 | 5116.1044
4.6667 | 0.025363 | 0.013504 | 0.020049 | 0.023802 | 0.025348 | 0.027527 | 0.029444 | 0.03244 |  | 4.6667 | 1138.928 | 1138.9219 | 1138.9281 | 1138.9281 | 1138.9281 | 1138.9281 | 1138.9281 | 1138.9281 |  | 4.6667 | 1294.0274 | 603.1083 | 822.5089 | 1130.3512 | 1235.514 | 1497.4472 | 1840.8577 | 1966.1579 |  | 4.6667 | 0.2 | 0.2 | 0.2 | 0.2 | 0.2 | 0.2 | 0.2 | 0.2 |  | sep | 4.6667 | 1027.4986 | 1026.5 | 1026.5001 | 1026.8873 | 1026.8895 | 1028.0133 | 1029.4545 | 1029.4545 |  | 4.6667 | 0.19547 | 0.085437 | 0.11163 | 0.15678 | 0.20287 | 0.22682 | 0.26152 | 0.30328 |  | 4.6667 | 2925.2171 | 1303.3427 | 1892.9749 | 2330.4003 | 2689.8133 | 3460.3941 | 4545.5663 | 4942.4621
4.75 | 0.023499 | 0.013164 | 0.017185 | 0.021013 | 0.023314 | 0.026133 | 0.030576 | 0.032267 |  | 4.75 | 1138.9722 | 1138.963 | 1138.9723 | 1138.9723 | 1138.9723 | 1138.9723 | 1138.9723 | 1138.9723 |  | 4.75 | 0 | 0 | 0 | 0 | 0 | 0 | 0 | 0 |  | 4.75 | 0 | 0 | 0 | 0 | 0 | 0 | 0 | 0 |  | oct | 4.75 | 1027.0435 | 1026.5 | 1026.5 | 1026.6936 | 1026.6947 | 1027.2672 | 1028.0181 | 1029.4763 |  | 4.75 | 0.20604 | 0.0057949 | 0.067715 | 0.14453 | 0.20378 | 0.25234 | 0.35252 | 0.43784 |  | 4.75 | 959.2307 | 0 | 0 | 770.077 | 851.4149 | 1267.5678 | 1712.7743 | 2361.1841
4.8333 | 0.025406 | 0.013808 | 0.019764 | 0.023371 | 0.024764 | 0.02796 | 0.030954 | 0.035393 |  | 4.8333 | 1139.3684 | 1139.1964 | 1139.2788 | 1139.3237 | 1139.349 | 1139.4229 | 1139.4879 | 1139.5636 |  | 4.8333 | 0 | 0 | 0 | 0 | 0 | 0 | 0 | 0 |  | 4.8333 | 0 | 0 | 0 | 0 | 0 | 0 | 0 | 0 |  | nov | 4.8333 | 1026.8724 | 1026.5 | 1026.5 | 1026.597 | 1026.5974 | 1027.2587 | 1027.7415 | 1029.4968 |  | 4.8333 | 0.18901 | 0.0087888 | 0.068753 | 0.13364 | 0.18323 | 0.23124 | 0.31882 | 0.39467 |  | 4.8333 | 534.6822 | 0 | 0 | 410.8352 | 457.2964 | 718.2204 | 998.8885 | 1195.8797
4.9167 | 0.022709 | 0.013036 | 0.016654 | 0.020531 | 0.022624 | 0.024847 | 0.029455 | 0.03117 |  | 4.9167 | 1139.6465 | 1139.3391 | 1139.4924 | 1139.5627 | 1139.6211 | 1139.7371 | 1139.8403 | 1139.9841 |  | 4.9167 | 0 | 0 | 0 | 0 | 0 | 0 | 0 | 0 |  | 4.9167 | 0 | 0 | 0 | 0 | 0 | 0 | 0 | 0 |  | dec | 4.9167 | 1026.7895 | 1026.5 | 1026.5 | 1026.5485 | 1026.5487 | 1026.8884 | 1027.9725 | 1029.5 |  | 4.9167 | 0.18033 | 0.018794 | 0.067861 | 0.13178 | 0.17599 | 0.22494 | 0.30028 | 0.37917 |  | 4.9167 | 381.1436 | 0 | 0 | 303.3123 | 353.1655 | 513.4511 | 700.8291 | 727.0666
5 | 0.025048 | 0.01368 | 0.01878 | 0.022189 | 0.024944 | 0.027458 | 0.031286 | 0.042182 |  | 5 | 1139.8443 | 1139.4443 | 1139.6409 | 1139.7555 | 1139.8225 | 1139.9546 | 1140.0918 | 1140.2844 |  | 5 | 0 | 0 | 0 | 0 | 0 | 0 | 0 | 0 |  | 5 | 0 | 0 | 0 | 0 | 0 | 0 | 0 | 0 |  | jan | 5 | 1026.7854 | 1026.5 | 1026.5 | 1026.5243 | 1026.5243 | 1026.6942 | 1028.4403 | 1029.5 |  | 5 | 0.20958 | 0.050448 | 0.098158 | 0.16455 | 0.20572 | 0.25352 | 0.31634 | 0.40372 |  | 5 | 403.8598 | 0 | 145.3815 | 271.2809 | 328.1104 | 410.8999 | 827.5541 | 2140.4393
5.0833 | 0.024827 | 0.017557 | 0.018727 | 0.022253 | 0.024176 | 0.026742 | 0.031783 | 0.038848 |  | 5.0833 | 1140.0384 | 1139.6545 | 1139.8121 | 1139.9396 | 1140.0148 | 1140.167 | 1140.27 | 1140.4441 |  | 5.0833 | 0 | 0 | 0 | 0 | 0 | 0 | 0 | 0 |  | 5.0833 | 0 | 0 | 0 | 0 | 0 | 0 | 0 | 0 |  | feb | 5.0833 | 1026.7017 | 1026.5 | 1026.5 | 1026.5121 | 1026.5122 | 1026.597 | 1027.9661 | 1028.9738 |  | 5.0833 | 0.13249 | 3.2648e-05 | 0.003467 | 0.058788 | 0.13012 | 0.18107 | 0.29754 | 0.41678 |  | 5.0833 | 191.2392 | 0 | 0 | 0 | 193.6248 | 230.7367 | 343.8951 | 1638.5337
5.1667 | 0.028949 | 0.017254 | 0.019611 | 0.024698 | 0.029012 | 0.032978 | 0.038553 | 0.042695 |  | 5.1667 | 1140.1954 | 1139.8214 | 1139.9532 | 1140.0845 | 1140.1855 | 1140.325 | 1140.4373 | 1140.5853 |  | 5.1667 | 0 | 0 | 0 | 0 | 0 | 0 | 0 | 0 |  | 5.1667 | 0 | 0 | 0 | 0 | 0 | 0 | 0 | 0 |  | mar | 5.1667 | 1026.7087 | 1026.5 | 1026.5 | 1026.5061 | 1026.512 | 1026.705 | 1028.0221 | 1028.3721 |  | 5.1667 | 0.14093 | 0.00038348 | 0.0005772 | 0.068404 | 0.13638 | 0.18883 | 0.30957 | 0.41844 |  | 5.1667 | 151.4515 | 0 | 0 | 0 | 180.4725 | 218.0448 | 296.3729 | 950.0555
5.25 | 0.025502 | 0.016094 | 0.018705 | 0.022087 | 0.025726 | 0.02898 | 0.031995 | 0.034996 |  | 5.25 | 1140.3512 | 1140.0044 | 1140.0393 | 1140.2255 | 1140.3657 | 1140.4833 | 1140.6403 | 1140.7168 |  | 5.25 | 0 | 0 | 0 | 0 | 0 | 0 | 0 | 0 |  | 5.25 | 0 | 0 | 0 | 0 | 0 | 0 | 0 | 0 |  | apr | 5.25 | 1026.7454 | 1026.5 | 1026.5 | 1026.5031 | 1026.5244 | 1026.8474 | 1028.1532 | 1028.4971 |  | 5.25 | 0.11922 | 0.00045425 | 0.00053217 | 0.047447 | 0.094549 | 0.18672 | 0.29709 | 0.37313 |  | 5.25 | 114.9774 | 0 | 0 | 0 | 0 | 206.6919 | 294.1142 | 599.5597
5.3333 | 0.029643 | 0.0077451 | 0.010224 | 0.02012 | 0.029209 | 0.039387 | 0.052765 | 0.058951 |  | 5.3333 | 1140.4655 | 1140.0807 | 1140.1475 | 1140.3123 | 1140.4877 | 1140.6057 | 1140.7881 | 1140.8309 |  | 5.3333 | 6866.3336 | 4197.1943 | 5406.2347 | 5925.9961 | 6928.2168 | 7974.8929 | 8099.9999 | 8099.9999 |  | 5.3333 | 0.2 | 0.2 | 0.2 | 0.2 | 0.2 | 0.2 | 0.2 | 0.2 |  | may | 5.3333 | 1026.8244 | 1026.5 | 1026.5 | 1026.5015 | 1026.6815 | 1026.978 | 1028.2625 | 1028.6567 |  | 5.3333 | 0.064698 | 0.00039259 | 0.00048822 | 0.00069474 | 0.035892 | 0.11437 | 0.22943 | 0.30069 |  | 5.3333 | 5049.2024 | 1999.5417 | 3664.9055 | 4026.3211 | 4351.0875 | 6852.6002 | 7254.4971 | 7265.4875
5.4167 | 0.027463 | 0.013038 | 0.015737 | 0.022361 | 0.026864 | 0.033671 | 0.042372 | 0.04594 |  | 5.4167 | 1138.9401 | 1138.9052 | 1138.9054 | 1138.9056 | 1138.9061 | 1138.9064 | 1139.0792 | 1139.4092 |  | 5.4167 | 3672.7484 | 2167.7091 | 2745.9411 | 3272.1226 | 3462.5172 | 4044.2497 | 5043.5474 | 6339.2447 |  | 5.4167 | 0.2 | 0.2 | 0.2 | 0.2 | 0.2 | 0.2 | 0.2 | 0.2 |  | jun | 5.4167 | 1028.5852 | 1026.5 | 1026.5 | 1026.5061 | 1029.4436 | 1029.4463 | 1029.4481 | 1029.4481 |  | 5.4167 | 0.15367 | 0.091898 | 0.10797 | 0.12918 | 0.14771 | 0.17584 | 0.20717 | 0.23794 |  | 5.4167 | 6028.6703 | 2126.9279 | 4253.487 | 5175.6385 | 6232.336 | 6739.0206 | 7698.1753 | 8925.1385
5.5 | 0.028768 | 0.011173 | 0.017116 | 0.02424 | 0.029287 | 0.033888 | 0.037294 | 0.041051 |  | 5.5 | 1138.8886 | 1138.8881 | 1138.8884 | 1138.8885 | 1138.8885 | 1138.8885 | 1138.8885 | 1138.8927 |  | 5.5 | 3359.8867 | 2203.3417 | 2709.1302 | 3050.5204 | 3312.1707 | 3774.0041 | 4059.0356 | 4511.5736 |  | 5.5 | 0.2 | 0.2 | 0.2 | 0.2 | 0.2 | 0.2 | 0.2 | 0.2 |  | jul | 5.5 | 1027.6146 | 1026.5 | 1026.5 | 1026.5031 | 1028.0125 | 1028.014 | 1028.0149 | 1029.4376 |  | 5.5 | 0.15396 | 0.059601 | 0.084504 | 0.12485 | 0.15005 | 0.18804 | 0.221 | 0.22678 |  | 5.5 | 5026.2682 | 1089.0817 | 3041.764 | 4603.6936 | 5171.9681 | 5584.3291 | 6065.5668 | 6768.2631
5.5833 | 0.022132 | 0.0077083 | 0.010045 | 0.017796 | 0.022232 | 0.02666 | 0.033179 | 0.040467 |  | 5.5833 | 1138.9022 | 1138.8995 | 1138.9022 | 1138.9022 | 1138.9022 | 1138.9022 | 1138.9022 | 1138.9022 |  | 5.5833 | 1824.4925 | 872.101 | 1302.8012 | 1575.5381 | 1743.2174 | 2151.4908 | 2541.412 | 2568.9315 |  | 5.5833 | 0.2 | 0.2 | 0.2 | 0.2 | 0.2 | 0.2 | 0.2 | 0.2 |  | aug | 5.5833 | 1027.237 | 1026.5 | 1026.5 | 1026.5015 | 1027.2668 | 1027.2678 | 1029.4309 | 1029.4453 |  | 5.5833 | 0.1331 | 0.0035973 | 0.023256 | 0.089262 | 0.13414 | 0.16942 | 0.23457 | 0.29862 |  | 5.5833 | 2537.4891 | 0 | 0 | 1280.7068 | 3007.9317 | 3581.4375 | 4316.7235 | 5152.7858
5.6667 | 0.025258 | 0.015584 | 0.019178 | 0.023526 | 0.02517 | 0.027446 | 0.030438 | 0.031331 |  | 5.6667 | 1138.9281 | 1138.9244 | 1138.9281 | 1138.9281 | 1138.9281 | 1138.9281 | 1138.9281 | 1138.9281 |  | 5.6667 | 1303.5925 | 590.6229 | 823.9084 | 1148.2542 | 1254.489 | 1500.4896 | 1846.2237 | 1954.3447 |  | 5.6667 | 0.2 | 0.2 | 0.2 | 0.2 | 0.2 | 0.2 | 0.2 | 0.2 |  | sep | 5.6667 | 1027.5502 | 1026.5 | 1026.5001 | 1026.8889 | 1026.8895 | 1028.9192 | 1029.4545 | 1029.4597 |  | 5.6667 | 0.18735 | 0.076922 | 0.10056 | 0.14897 | 0.19535 | 0.21862 | 0.25364 | 0.29945 |  | 5.6667 | 2910.9116 | 1300.7741 | 1691.6791 | 2320.6006 | 2841.3111 | 3445.3341 | 4338.535 | 4640.3051
5.75 | 0.023062 | 0.013347 | 0.017141 | 0.020922 | 0.023143 | 0.025451 | 0.028425 | 0.035503 |  | 5.75 | 1138.9723 | 1138.9691 | 1138.9723 | 1138.9723 | 1138.9723 | 1138.9723 | 1138.9723 | 1138.9723 |  | 5.75 | 0 | 0 | 0 | 0 | 0 | 0 | 0 | 0 |  | 5.75 | 0 | 0 | 0 | 0 | 0 | 0 | 0 | 0 |  | oct | 5.75 | 1027.1135 | 1026.5 | 1026.5 | 1026.6945 | 1026.6948 | 1027.7361 | 1028.0208 | 1029.4777 |  | 5.75 | 0.20212 | 0.006417 | 0.091007 | 0.14364 | 0.20348 | 0.25366 | 0.33078 | 0.40668 |  | 5.75 | 997.72 | 0 | 0 | 756.6655 | 880.8787 | 1170.3518 | 1710.8164 | 2574.4354
5.8333 | 0.025396 | 0.015822 | 0.019893 | 0.023133 | 0.02548 | 0.027309 | 0.031533 | 0.034429 |  | 5.8333 | 1139.3715 | 1139.1952 | 1139.28 | 1139.3284 | 1139.3674 | 1139.4226 | 1139.4895 | 1139.5604 |  | 5.8333 | 0 | 0 | 0 | 0 | 0 | 0 | 0 | 0 |  | 5.8333 | 0 | 0 | 0 | 0 | 0 | 0 | 0 | 0 |  | nov | 5.8333 | 1026.9126 | 1026.5 | 1026.5 | 1026.5973 | 1026.5974 | 1027.166 | 1028.4318 | 1029.4968 |  | 5.8333 | 0.18521 | 0.010178 | 0.086345 | 0.13364 | 0.18836 | 0.23044 | 0.29927 | 0.3392 |  | 5.8333 | 549.883 | 0 | 0 | 410.7358 | 481.4916 | 732.9542 | 998.3083 | 1412.4781
5.9167 | 0.022956 | 0.011998 | 0.01685 | 0.021024 | 0.022915 | 0.025183 | 0.028592 | 0.03009 |  | 5.9167 | 1139.6506 | 1139.337 | 1139.4937 | 1139.5903 | 1139.6321 | 1139.7396 | 1139.8413 | 1139.9788 |  | 5.9167 | 0 | 0 | 0 | 0 | 0 | 0 | 0 | 0 |  | 5.9167 | 0 | 0 | 0 | 0 | 0 | 0 | 0 | 0 |  | dec | 5.9167 | 1026.817 | 1026.5 | 1026.5 | 1026.5486 | 1026.5487 | 1026.838 | 1028.759 | 1029.5 |  | 5.9167 | 0.17752 | 0.016909 | 0.080785 | 0.12578 | 0.17921 | 0.21837 | 0.29122 | 0.32174 |  | 5.9167 | 428.6615 | 0 | 0 | 324.0068 | 445.6677 | 534.9049 | 698.867 | 920.9421
6 | 0.0246 | 0.015719 | 0.017788 | 0.022084 | 0.024714 | 0.026898 | 0.030383 | 0.037349 |  | 6 | 1139.8495 | 1139.4414 | 1139.6416 | 1139.7605 | 1139.8214 | 1139.957 | 1140.093 | 1140.2781 |  | 6 | 0 | 0 | 0 | 0 | 0 | 0 | 0 | 0 |  | 6 | 0 | 0 | 0 | 0 | 0 | 0 | 0 | 0 |  | jan | 6 | 1026.7724 | 1026.5 | 1026.5 | 1026.5243 | 1026.5244 | 1026.6866 | 1029.0322 | 1029.5 |  | 6 | 0.20683 | 0.041892 | 0.10596 | 0.15919 | 0.21093 | 0.24724 | 0.31615 | 0.34986 |  | 6 | 394.3179 | 0 | 232.3768 | 279.8658 | 329.4345 | 413.7398 | 652.0797 | 2155.1645
6.0833 | 0.024628 | 0.017545 | 0.0184 | 0.022352 | 0.024686 | 0.02637 | 0.0316 | 0.032941 |  | 6.0833 | 1140.0442 | 1139.6499 | 1139.8164 | 1139.9507 | 1140.0286 | 1140.1633 | 1140.2712 | 1140.4364 |  | 6.0833 | 0 | 0 | 0 | 0 | 0 | 0 | 0 | 0 |  | 6.0833 | 0 | 0 | 0 | 0 | 0 | 0 | 0 | 0 |  | feb | 6.0833 | 1026.6966 | 1026.5 | 1026.5 | 1026.5122 | 1026.5122 | 1026.5933 | 1027.8915 | 1029.5 |  | 6.0833 | 0.13042 | 8.6796e-06 | 0.00035777 | 0.054344 | 0.13344 | 0.1871 | 0.28343 | 0.36314 |  | 6.0833 | 139.624 | 0 | 0 | 0 | 186.8847 | 218.9079 | 274.2584 | 465.8887
6.1667 | 0.027828 | 0.012507 | 0.017724 | 0.023963 | 0.028067 | 0.03126 | 0.03689 | 0.038684 |  | 6.1667 | 1140.2002 | 1139.8154 | 1139.9607 | 1140.0925 | 1140.1932 | 1140.3237 | 1140.444 | 1140.5767 |  | 6.1667 | 0 | 0 | 0 | 0 | 0 | 0 | 0 | 0 |  | 6.1667 | 0 | 0 | 0 | 0 | 0 | 0 | 0 | 0 |  | mar | 6.1667 | 1026.7477 | 1026.5 | 1026.5 | 1026.5061 | 1026.5389 | 1026.71 | 1028.1335 | 1029.5 |  | 6.1667 | 0.13858 | 0.00032132 | 0.00057466 | 0.066601 | 0.13904 | 0.20731 | 0.28521 | 0.41223 |  | 6.1667 | 138.5968 | 0 | 0 | 0 | 180.3884 | 213.7212 | 284.7274 | 333.8784
6.25 | 0.02649 | 0.018713 | 0.020527 | 0.023783 | 0.026544 | 0.0287 | 0.032741 | 0.041224 |  | 6.25 | 1140.3555 | 1139.9967 | 1140.0511 | 1140.2307 | 1140.3647 | 1140.4795 | 1140.6484 | 1140.7069 |  | 6.25 | 0 | 0 | 0 | 0 | 0 | 0 | 0 | 0 |  | 6.25 | 0 | 0 | 0 | 0 | 0 | 0 | 0 | 0 |  | apr | 6.25 | 1026.7949 | 1026.5 | 1026.5 | 1026.5031 | 1026.5227 | 1026.8466 | 1028.2988 | 1029.4916 |  | 6.25 | 0.11734 | 0.00036781 | 0.00049126 | 0.045287 | 0.11375 | 0.16579 | 0.26532 | 0.41673 |  | 6.25 | 133.8678 | 0 | 0 | 0 | 186.891 | 225.767 | 265.2485 | 313.4681
6.3333 | 0.028915 | 0.0090771 | 0.010234 | 0.01982 | 0.027219 | 0.036788 | 0.053186 | 0.06193 |  | 6.3333 | 1140.4692 | 1140.0769 | 1140.1326 | 1140.3154 | 1140.4906 | 1140.6094 | 1140.7925 | 1140.837 |  | 6.3333 | 6883.9223 | 4185.4638 | 5463.1315 | 5905.0902 | 6969.743 | 7992.4124 | 8099.9999 | 8099.9999 |  | 6.3333 | 0.2 | 0.2 | 0.2 | 0.2 | 0.2 | 0.2 | 0.2 | 0.2 |  | may | 6.3333 | 1026.8562 | 1026.5 | 1026.5 | 1026.5015 | 1026.512 | 1027.0168 | 1028.4652 | 1029.4535 |  | 6.3333 | 0.060665 | 3.5245e-06 | 0.00054271 | 0.00081268 | 0.03602 | 0.096399 | 0.20204 | 0.34413 |  | 6.3333 | 4885.818 | 2051.754 | 3585.3856 | 3835.5099 | 4210.5338 | 6796.9038 | 7263.7524 | 7268.0444
6.4167 | 0.028368 | 0.014984 | 0.016592 | 0.022042 | 0.027489 | 0.033669 | 0.043778 | 0.055388 |  | 6.4167 | 1138.9391 | 1138.9052 | 1138.9054 | 1138.9056 | 1138.906 | 1138.9064 | 1139.0734 | 1139.4189 |  | 6.4167 | 3673.0828 | 2165.3312 | 2743.3296 | 3276.4833 | 3517.2697 | 4015.2108 | 5039.3971 | 6375.7594 |  | 6.4167 | 0.2 | 0.2 | 0.2 | 0.2 | 0.2 | 0.2 | 0.2 | 0.2 |  | jun | 6.4167 | 1028.7622 | 1026.5 | 1026.5007 | 1029.4208 | 1029.4437 | 1029.4481 | 1029.4481 | 1029.4481 |  | 6.4167 | 0.15394 | 0.08849 | 0.11268 | 0.12646 | 0.14814 | 0.17609 | 0.21514 | 0.26979 |  | 6.4167 | 6164.7714 | 3417.5713 | 4336.1254 | 5627.0102 | 6294.582 | 6698.9461 | 7900.1356 | 8925.1385
6.5 | 0.028646 | 0.0088592 | 0.019269 | 0.025187 | 0.028683 | 0.032518 | 0.038236 | 0.039972 |  | 6.5 | 1138.8885 | 1138.8881 | 1138.8884 | 1138.8885 | 1138.8885 | 1138.8885 | 1138.8885 | 1138.8909 |  | 6.5 | 3358.4268 | 2201.716 | 2707.3198 | 3070.5371 | 3322.2961 | 3771.7001 | 4058.5051 | 4516.2459 |  | 6.5 | 0.2 | 0.2 | 0.2 | 0.2 | 0.2 | 0.2 | 0.2 | 0.2 |  | jul | 6.5 | 1027.6771 | 1026.5 | 1026.5004 | 1028.0009 | 1028.0126 | 1028.0148 | 1028.0149 | 1029.4048 |  | 6.5 | 0.15413 | 0.050804 | 0.085528 | 0.12315 | 0.15509 | 0.18011 | 0.21852 | 0.25277 |  | 6.5 | 5026.1825 | 1307.821 | 2815.6268 | 4611.9928 | 5338.5781 | 5557.2473 | 6106.1019 | 6669.4684
6.5833 | 0.022612 | 0.0084704 | 0.010416 | 0.016558 | 0.02353 | 0.027169 | 0.034365 | 0.037945 |  | 6.5833 | 1138.9022 | 1138.9014 | 1138.9022 | 1138.9022 | 1138.9022 | 1138.9022 | 1138.9022 | 1138.9022 |  | 6.5833 | 1822.0127 | 870.2857 | 1298.1194 | 1583.3651 | 1796.9855 | 2147.1501 | 2542.7687 | 2574.1808 |  | 6.5833 | 0.2 | 0.2 | 0.2 | 0.2 | 0.2 | 0.2 | 0.2 | 0.2 |  | aug | 6.5833 | 1027.2794 | 1026.5 | 1026.5002 | 1027.2607 | 1027.2668 | 1027.2679 | 1029.4309 | 1029.4453 |  | 6.5833 | 0.14157 | 0.0024956 | 0.038793 | 0.09972 | 0.13393 | 0.19173 | 0.24731 | 0.30157 |  | 6.5833 | 2628.5845 | 0 | 38.7281 | 2257.3676 | 3003.8752 | 3545.9028 | 4277.5536 | 5285.9195
6.6667 | 0.025011 | 0.014951 | 0.020148 | 0.023486 | 0.024886 | 0.026531 | 0.030504 | 0.032102 |  | 6.6667 | 1138.9281 | 1138.9254 | 1138.9281 | 1138.9281 | 1138.9281 | 1138.9281 | 1138.9281 | 1138.9281 |  | 6.6667 | 1300.6698 | 596.567 | 821.6189 | 1151.024 | 1242.4218 | 1492.1475 | 1841.2685 | 1960.2499 |  | 6.6667 | 0.2 | 0.2 | 0.2 | 0.2 | 0.2 | 0.2 | 0.2 | 0.2 |  | sep | 6.6667 | 1027.5104 | 1026.5 | 1026.5001 | 1026.8888 | 1026.8898 | 1028.006 | 1029.4545 | 1029.4597 |  | 6.6667 | 0.19316 | 0.082473 | 0.11122 | 0.15738 | 0.19824 | 0.22909 | 0.26203 | 0.2871 |  | 6.6667 | 2937.2429 | 1397.3246 | 1879.7756 | 2360.6548 | 2718.2289 | 3442.5867 | 4533.7734 | 4944.0077
6.75 | 0.022562 | 0.013495 | 0.016101 | 0.020133 | 0.022738 | 0.025132 | 0.028156 | 0.030154 |  | 6.75 | 1138.9722 | 1138.965 | 1138.9723 | 1138.9723 | 1138.9723 | 1138.9723 | 1138.9723 | 1138.9723 |  | 6.75 | 0 | 0 | 0 | 0 | 0 | 0 | 0 | 0 |  | 6.75 | 0 | 0 | 0 | 0 | 0 | 0 | 0 | 0 |  | oct | 6.75 | 1027.0492 | 1026.5 | 1026.5 | 1026.6945 | 1026.6948 | 1027.2634 | 1028.0208 | 1029.478 |  | 6.75 | 0.19503 | 0.014289 | 0.066336 | 0.13445 | 0.19678 | 0.23064 | 0.31655 | 0.35574 |  | 6.75 | 960.735 | 0 | 0 | 739.8514 | 871.0841 | 1170.9724 | 1720.2385 | 2460.0407
6.8333 | 0.02504 | 0.017634 | 0.020214 | 0.022762 | 0.025071 | 0.027103 | 0.030535 | 0.032884 |  | 6.8333 | 1139.3706 | 1139.1947 | 1139.2786 | 1139.3303 | 1139.3547 | 1139.4233 | 1139.4849 | 1139.562 |  | 6.8333 | 0 | 0 | 0 | 0 | 0 | 0 | 0 | 0 |  | 6.8333 | 0 | 0 | 0 | 0 | 0 | 0 | 0 | 0 |  | nov | 6.8333 | 1026.879 | 1026.5 | 1026.5 | 1026.5972 | 1026.5974 | 1027.2695 | 1027.4712 | 1029.4968 |  | 6.8333 | 0.17935 | 0.018242 | 0.06782 | 0.12439 | 0.18028 | 0.2105 | 0.28748 | 0.32132 |  | 6.8333 | 521.6076 | 0 | 0 | 384.3857 | 455.6959 | 711.5476 | 977.5554 | 1252.3077
6.9167 | 0.023056 | 0.012284 | 0.017361 | 0.020526 | 0.023457 | 0.025093 | 0.028832 | 0.030216 |  | 6.9167 | 1139.6493 | 1139.3361 | 1139.4912 | 1139.5952 | 1139.6273 | 1139.7385 | 1139.8334 | 1139.9814 |  | 6.9167 | 0 | 0 | 0 | 0 | 0 | 0 | 0 | 0 |  | 6.9167 | 0 | 0 | 0 | 0 | 0 | 0 | 0 | 0 |  | dec | 6.9167 | 1026.8079 | 1026.5 | 1026.5 | 1026.5486 | 1026.5487 | 1026.8906 | 1027.886 | 1029.5 |  | 6.9167 | 0.17212 | 0.020791 | 0.068937 | 0.1252 | 0.1702 | 0.21016 | 0.28163 | 0.31599 |  | 6.9167 | 407.9951 | 0 | 0 | 317.8004 | 421.3178 | 531.3138 | 713.8373 | 895.5427
7 | 0.024709 | 0.015575 | 0.019541 | 0.022211 | 0.024536 | 0.02697 | 0.030468 | 0.039691 |  | 7 | 1139.8471 | 1139.4401 | 1139.6389 | 1139.7729 | 1139.8196 | 1139.9537 | 1140.0819 | 1140.2812 |  | 7 | 0 | 0 | 0 | 0 | 0 | 0 | 0 | 0 |  | 7 | 0 | 0 | 0 | 0 | 0 | 0 | 0 | 0 |  | jan | 7 | 1026.779 | 1026.5 | 1026.5 | 1026.5243 | 1026.5244 | 1026.6953 | 1028.29 | 1029.5 |  | 7 | 0.20165 | 0.049822 | 0.096168 | 0.15602 | 0.20189 | 0.24428 | 0.30934 | 0.34189 |  | 7 | 379.7472 | 0 | 143.8363 | 284.596 | 320.1155 | 419.9469 | 681.6563 | 2000.4525
7.0833 | 0.024587 | 0.015595 | 0.019281 | 0.021633 | 0.024129 | 0.026212 | 0.032082 | 0.051999 |  | 7.0833 | 1140.0404 | 1139.6477 | 1139.8113 | 1139.9497 | 1140.0198 | 1140.1614 | 1140.2605 | 1140.4403 |  | 7.0833 | 0 | 0 | 0 | 0 | 0 | 0 | 0 | 0 |  | 7.0833 | 0 | 0 | 0 | 0 | 0 | 0 | 0 | 0 |  | feb | 7.0833 | 1026.715 | 1026.5 | 1026.5 | 1026.5122 | 1026.5122 | 1026.5977 | 1028.2 | 1029.5 |  | 7.0833 | 0.1301 | 1.9582e-05 | 0.018049 | 0.066379 | 0.12238 | 0.18449 | 0.27842 | 0.41695 |  | 7.0833 | 179.3051 | 0 | 0 | 0 | 187.5289 | 218.6876 | 313.3779 | 1701.7115
7.1667 | 0.027893 | 0.010556 | 0.018884 | 0.023936 | 0.027968 | 0.032042 | 0.036579 | 0.049737 |  | 7.1667 | 1140.1959 | 1139.8127 | 1139.9633 | 1140.092 | 1140.1837 | 1140.3237 | 1140.4435 | 1140.5811 |  | 7.1667 | 0 | 0 | 0 | 0 | 0 | 0 | 0 | 0 |  | 7.1667 | 0 | 0 | 0 | 0 | 0 | 0 | 0 | 0 |  | mar | 7.1667 | 1026.7315 | 1026.5 | 1026.5 | 1026.5061 | 1026.5242 | 1026.745 | 1027.5507 | 1029.5 |  | 7.1667 | 0.13467 | 0.00040099 | 0.00057757 | 0.073424 | 0.13524 | 0.1863 | 0.27004 | 0.4021 |  | 7.1667 | 158.3859 | 0 | 0 | 0 | 182.2547 | 218.7309 | 402.0164 | 784.43
7.25 | 0.025977 | 0.018574 | 0.019618 | 0.023603 | 0.026079 | 0.028134 | 0.032701 | 0.036628 |  | 7.25 | 1140.3501 | 1139.9932 | 1140.0587 | 1140.2357 | 1140.3345 | 1140.4868 | 1140.6479 | 1140.7118 |  | 7.25 | 0 | 0 | 0 | 0 | 0 | 0 | 0 | 0 |  | 7.25 | 0 | 0 | 0 | 0 | 0 | 0 | 0 | 0 |  | apr | 7.25 | 1026.7605 | 1026.5 | 1026.5 | 1026.5031 | 1026.5244 | 1026.8542 | 1027.8054 | 1029.4915 |  | 7.25 | 0.11171 | 0.00040323 | 0.0061949 | 0.052529 | 0.10449 | 0.16259 | 0.23868 | 0.34406 |  | 7.25 | 117.3041 | 0 | 0 | 0 | 148.0935 | 210.3912 | 300.0263 | 486.2398
7.3333 | 0.029455 | 0.0077431 | 0.0092137 | 0.017093 | 0.026481 | 0.039244 | 0.056698 | 0.074 |  | 7.3333 | 1140.4621 | 1140.0957 | 1140.1472 | 1140.3169 | 1140.4456 | 1140.5962 | 1140.7998 | 1140.8319 |  | 7.3333 | 6834.8543 | 4254.0642 | 5439.0644 | 5889.2278 | 6871.2785 | 7970.8626 | 8099.9999 | 8099.9999 |  | 7.3333 | 0.2 | 0.2 | 0.2 | 0.2 | 0.2 | 0.2 | 0.2 | 0.2 |  | may | 7.3333 | 1026.8351 | 1026.5 | 1026.5 | 1026.5015 | 1026.6515 | 1027.0074 | 1027.9673 | 1029.4536 |  | 7.3333 | 0.055057 | 4.4931e-06 | 0.00049814 | 0.00074608 | 0.035382 | 0.089847 | 0.16236 | 0.26172 |  | 7.3333 | 4792.9935 | 2110.366 | 3434.2375 | 3851.5929 | 4221.9851 | 5562.0551 | 7251.6596 | 7287.8483
7.4167 | 0.027377 | 0.01441 | 0.015627 | 0.019885 | 0.026432 | 0.033139 | 0.042685 | 0.050177 |  | 7.4167 | 1138.9398 | 1138.905 | 1138.9054 | 1138.9058 | 1138.9061 | 1138.9064 | 1139.0692 | 1139.4108 |  | 7.4167 | 3649.162 | 2176.8898 | 2811.5395 | 3281.8958 | 3435.5722 | 3944.738 | 5044.8521 | 6345.3242 |  | 7.4167 | 0.2 | 0.2 | 0.2 | 0.2 | 0.2 | 0.2 | 0.2 | 0.2 |  | jun | 7.4167 | 1028.819 | 1026.5 | 1026.5 | 1029.4208 | 1029.4437 | 1029.4476 | 1029.4481 | 1029.4481 |  | 7.4167 | 0.14785 | 0.099884 | 0.11358 | 0.12497 | 0.13666 | 0.16367 | 0.20596 | 0.25986 |  | 7.4167 | 6170.8621 | 3396.4733 | 4417.3449 | 5763.3579 | 6232.9435 | 6636.5792 | 7952.6903 | 8925.1385
7.5 | 0.029815 | 0.015251 | 0.021848 | 0.025713 | 0.029702 | 0.033455 | 0.039894 | 0.045735 |  | 7.5 | 1138.8885 | 1138.8881 | 1138.8883 | 1138.8885 | 1138.8885 | 1138.8885 | 1138.8885 | 1138.8903 |  | 7.5 | 3329.379 | 2209.697 | 2704.949 | 3035.3231 | 3292.007 | 3579.2358 | 4056.2226 | 4512.3516 |  | 7.5 | 0.2 | 0.2 | 0.2 | 0.2 | 0.2 | 0.2 | 0.2 | 0.2 |  | jul | 7.5 | 1027.7087 | 1026.5 | 1026.5 | 1028.0024 | 1028.0128 | 1028.0146 | 1028.0149 | 1029.4104 |  | 7.5 | 0.15738 | 0.087203 | 0.10284 | 0.13242 | 0.15319 | 0.17854 | 0.22467 | 0.28075 |  | 7.5 | 5149.0131 | 2515.8232 | 3897.3085 | 4750.7595 | 5184.6344 | 5484.463 | 6179.0397 | 6796.8919
7.5833 | 0.023716 | 0.0078204 | 0.012975 | 0.018473 | 0.024344 | 0.028027 | 0.033616 | 0.043182 |  | 7.5833 | 1138.9021 | 1138.8988 | 1138.9022 | 1138.9022 | 1138.9022 | 1138.9022 | 1138.9022 | 1138.9022 |  | 7.5833 | 1808.9637 | 879.1952 | 1300.0509 | 1573.2026 | 1731.3011 | 1983.2277 | 2540.1909 | 2569.8054 |  | 7.5833 | 0.2 | 0.2 | 0.2 | 0.2 | 0.2 | 0.2 | 0.2 | 0.2 |  | aug | 7.5833 | 1027.1813 | 1026.5 | 1026.5 | 1027.2615 | 1027.2671 | 1027.2679 | 1027.3265 | 1029.4309 |  | 7.5833 | 0.14898 | 0.00080978 | 0.048593 | 0.1079 | 0.14655 | 0.19168 | 0.26252 | 0.32344 |  | 7.5833 | 2765.3261 | 0 | 0 | 2753.2308 | 3113.6909 | 3406.5373 | 4237.378 | 4593.8054
7.6667 | 0.025227 | 0.018043 | 0.020981 | 0.023132 | 0.025472 | 0.027086 | 0.029331 | 0.031142 |  | 7.6667 | 1138.928 | 1138.9227 | 1138.9281 | 1138.9281 | 1138.9281 | 1138.9281 | 1138.9281 | 1138.9281 |  | 7.6667 | 1282.0426 | 606.6613 | 818.5661 | 1129.8567 | 1232.5185 | 1477.7344 | 1835.2783 | 1955.3275 |  | 7.6667 | 0.2 | 0.2 | 0.2 | 0.2 | 0.2 | 0.2 | 0.2 | 0.2 |  | sep | 7.6667 | 1027.2752 | 1026.5 | 1026.5001 | 1026.8888 | 1026.8895 | 1026.8898 | 1029.4545 | 1029.4545 |  | 7.6667 | 0.20006 | 0.078198 | 0.11897 | 0.17872 | 0.20235 | 0.22898 | 0.27169 | 0.30991 |  | 7.6667 | 2772.0586 | 1324.1065 | 1965.1804 | 2349.6253 | 2527.0213 | 3078.5423 | 4531.0917 | 4900.5335
7.75 | 0.022818 | 0.012399 | 0.015883 | 0.020125 | 0.02298 | 0.025739 | 0.028901 | 0.038401 |  | 7.75 | 1138.972 | 1138.9614 | 1138.9723 | 1138.9723 | 1138.9723 | 1138.9723 | 1138.9723 | 1138.9723 |  | 7.75 | 0 | 0 | 0 | 0 | 0 | 0 | 0 | 0 |  | 7.75 | 0 | 0 | 0 | 0 | 0 | 0 | 0 | 0 |  | oct | 7.75 | 1026.9275 | 1026.5 | 1026.5 | 1026.6943 | 1026.6947 | 1026.7045 | 1028.0181 | 1029.4771 |  | 7.75 | 0.20445 | 0.0070303 | 0.063618 | 0.12768 | 0.19983 | 0.26825 | 0.35712 | 0.47371 |  | 7.75 | 848.7724 | 0 | 0 | 764.8512 | 823.8618 | 940.9476 | 1787.353 | 2418.5831
7.8333 | 0.024762 | 0.01677 | 0.01854 | 0.022496 | 0.025381 | 0.026989 | 0.030292 | 0.035757 |  | 7.8333 | 1139.3663 | 1139.1974 | 1139.2791 | 1139.3235 | 1139.3478 | 1139.4183 | 1139.486 | 1139.5607 |  | 7.8333 | 0 | 0 | 0 | 0 | 0 | 0 | 0 | 0 |  | 7.8333 | 0 | 0 | 0 | 0 | 0 | 0 | 0 | 0 |  | nov | 7.8333 | 1026.8502 | 1026.5 | 1026.5 | 1026.5973 | 1026.5974 | 1027.1066 | 1027.7313 | 1029.4968 |  | 7.8333 | 0.18749 | 0.012145 | 0.062039 | 0.11957 | 0.1856 | 0.24278 | 0.32343 | 0.42936 |  | 7.8333 | 464.7466 | 0 | 0 | 400.898 | 438.8203 | 563.9148 | 1045.8265 | 1222.5466
7.9167 | 0.022623 | 0.01385 | 0.016084 | 0.019475 | 0.022233 | 0.024932 | 0.029844 | 0.03668 |  | 7.9167 | 1139.6423 | 1139.3407 | 1139.4916 | 1139.5657 | 1139.6141 | 1139.7263 | 1139.8375 | 1139.9791 |  | 7.9167 | 0 | 0 | 0 | 0 | 0 | 0 | 0 | 0 |  | 7.9167 | 0 | 0 | 0 | 0 | 0 | 0 | 0 | 0 |  | dec | 7.9167 | 1026.8225 | 1026.5 | 1026.5 | 1026.5486 | 1026.5487 | 1026.838 | 1028.0519 | 1029.5 |  | 7.9167 | 0.18032 | 0.013947 | 0.063203 | 0.11636 | 0.17941 | 0.23544 | 0.30413 | 0.42242 |  | 7.9167 | 358.7889 | 0 | 0 | 299.1386 | 345.8927 | 489.8393 | 723.6959 | 856.6761
8 | 0.02475 | 0.015243 | 0.018522 | 0.02207 | 0.024956 | 0.027228 | 0.031895 | 0.032707 |  | 8 | 1139.8389 | 1139.4467 | 1139.6417 | 1139.7554 | 1139.8137 | 1139.9448 | 1140.0879 | 1140.2786 |  | 8 | 0 | 0 | 0 | 0 | 0 | 0 | 0 | 0 |  | 8 | 0 | 0 | 0 | 0 | 0 | 0 | 0 | 0 |  | jan | 8 | 1026.8333 | 1026.5 | 1026.5 | 1026.5243 | 1026.5244 | 1026.6772 | 1028.4868 | 1029.5 |  | 8 | 0.20951 | 0.044385 | 0.090093 | 0.15058 | 0.20812 | 0.26015 | 0.33188 | 0.45233 |  | 8 | 358.6159 | 0 | 0 | 270.5615 | 325.5824 | 406.1076 | 887.2993 | 1396.3501
8.0833 | 0.024928 | 0.014213 | 0.018639 | 0.022326 | 0.024718 | 0.027179 | 0.032257 | 0.033929 |  | 8.0833 | 1140.0339 | 1139.6583 | 1139.812 | 1139.9462 | 1140.0132 | 1140.162 | 1140.2687 | 1140.4371 |  | 8.0833 | 0 | 0 | 0 | 0 | 0 | 0 | 0 | 0 |  | 8.0833 | 0 | 0 | 0 | 0 | 0 | 0 | 0 | 0 |  | feb | 8.0833 | 1026.782 | 1026.5 | 1026.5 | 1026.5122 | 1026.5122 | 1026.597 | 1028.5149 | 1029.5 |  | 8.0833 | 0.13839 | 2.327e-05 | 0.012432 | 0.071516 | 0.13436 | 0.18099 | 0.30058 | 0.43384 |  | 8.0833 | 128.4308 | 0 | 0 | 0 | 175.1284 | 215.291 | 251.7676 | 564.4208
8.1667 | 0.028361 | 0.015709 | 0.019498 | 0.02414 | 0.028175 | 0.032639 | 0.036586 | 0.047755 |  | 8.1667 | 1140.1917 | 1139.8262 | 1139.9625 | 1140.0908 | 1140.1841 | 1140.3062 | 1140.4463 | 1140.5774 |  | 8.1667 | 0 | 0 | 0 | 0 | 0 | 0 | 0 | 0 |  | 8.1667 | 0 | 0 | 0 | 0 | 0 | 0 | 0 | 0 |  | mar | 8.1667 | 1026.8435 | 1026.5 | 1026.5 | 1026.5061 | 1026.5153 | 1026.7522 | 1029.0364 | 1029.5 |  | 8.1667 | 0.14577 | 0.00025083 | 0.010586 | 0.071592 | 0.13009 | 0.21338 | 0.32492 | 0.40263 |  | 8.1667 | 144.0302 | 0 | 0 | 0 | 180.9349 | 217.5533 | 311.4074 | 391.4329
8.25 | 0.025703 | 0.012879 | 0.019191 | 0.02328 | 0.026066 | 0.028537 | 0.031609 | 0.034521 |  | 8.25 | 1140.3465 | 1140.0104 | 1140.0586 | 1140.239 | 1140.3523 | 1140.4602 | 1140.6514 | 1140.7078 |  | 8.25 | 0 | 0 | 0 | 0 | 0 | 0 | 0 | 0 |  | 8.25 | 0 | 0 | 0 | 0 | 0 | 0 | 0 | 0 |  | apr | 8.25 | 1026.8822 | 1026.5 | 1026.5 | 1026.5031 | 1026.5116 | 1026.9263 | 1029.0693 | 1029.4917 |  | 8.25 | 0.12119 | 0.00010414 | 0.00051091 | 0.045991 | 0.11393 | 0.18158 | 0.30781 | 0.33211 |  | 8.25 | 125.2794 | 0 | 0 | 0 | 166.0508 | 211.7535 | 271.3131 | 421.522
8.3333 | 0.031269 | 0.0076675 | 0.010293 | 0.021605 | 0.030496 | 0.04004 | 0.056364 | 0.069681 |  | 8.3333 | 1140.4598 | 1140.0818 | 1140.1565 | 1140.3156 | 1140.4753 | 1140.5861 | 1140.7969 | 1140.8483 |  | 8.3333 | 6842.8479 | 4203.7722 | 5450.5322 | 5905.4373 | 6879.6372 | 7795.2623 | 8099.9999 | 8099.9999 |  | 8.3333 | 0.2 | 0.2 | 0.2 | 0.2 | 0.2 | 0.2 | 0.2 | 0.2 |  | may | 8.3333 | 1026.9506 | 1026.5 | 1026.5 | 1026.5015 | 1026.564 | 1027.0931 | 1029.2001 | 1029.4537 |  | 8.3333 | 0.066305 | 5.7344e-06 | 0.00047483 | 0.00075999 | 0.048567 | 0.10597 | 0.23375 | 0.26245 |  | 8.3333 | 5170.8393 | 3215.6021 | 3562.0316 | 3897.001 | 4500.5686 | 7046.6874 | 7271.9817 | 7288.0222
8.4167 | 0.028752 | 0.015219 | 0.016366 | 0.022581 | 0.028706 | 0.034579 | 0.043224 | 0.055937 |  | 8.4167 | 1138.9373 | 1138.905 | 1138.9054 | 1138.9056 | 1138.906 | 1138.9062 | 1139.1161 | 1139.4368 |  | 8.4167 | 3660.702 | 2168.3218 | 2741.8116 | 3276.9578 | 3464.2515 | 3972.9681 | 5183.12 | 6442.7121 |  | 8.4167 | 0.2 | 0.2 | 0.2 | 0.2 | 0.2 | 0.2 | 0.2 | 0.2 |  | jun | 8.4167 | 1028.6126 | 1026.5 | 1026.5 | 1026.5028 | 1029.4424 | 1029.4464 | 1029.4481 | 1029.4481 |  | 8.4167 | 0.15428 | 0.10099 | 0.11355 | 0.12727 | 0.14807 | 0.17245 | 0.2205 | 0.25198 |  | 8.4167 | 6081.9753 | 3397.4372 | 4375.2949 | 5388.1993 | 6210.1225 | 6652.7283 | 7941.4902 | 8923.78
8.5 | 0.028968 | 0.01427 | 0.017899 | 0.024156 | 0.029762 | 0.033008 | 0.040177 | 0.043394 |  | 8.5 | 1138.8886 | 1138.8881 | 1138.8883 | 1138.8885 | 1138.8885 | 1138.8885 | 1138.8885 | 1138.8926 |  | 8.5 | 3348.7241 | 2203.7848 | 2706.2123 | 3046.2091 | 3301.8412 | 3682.8614 | 4076.8649 | 4524.8129 |  | 8.5 | 0.2 | 0.2 | 0.2 | 0.2 | 0.2 | 0.2 | 0.2 | 0.2 |  | jul | 8.5 | 1027.5945 | 1026.5 | 1026.5 | 1026.5013 | 1028.012 | 1028.0142 | 1028.0149 | 1028.6509 |  | 8.5 | 0.16261 | 0.05426 | 0.088607 | 0.13985 | 0.16685 | 0.19188 | 0.21692 | 0.27806 |  | 8.5 | 4971.9064 | 1626.2903 | 2538.946 | 4528.0472 | 5121.8622 | 5572.9925 | 6123.1282 | 6678.2967
8.5833 | 0.022737 | 0.0076719 | 0.010839 | 0.016929 | 0.023021 | 0.028461 | 0.034321 | 0.039413 |  | 8.5833 | 1138.9022 | 1138.8992 | 1138.9022 | 1138.9022 | 1138.9022 | 1138.9022 | 1138.9022 | 1138.9022 |  | 8.5833 | 1821.718 | 872.595 | 1301.6072 | 1572.3809 | 1765.1857 | 2111.6829 | 2553.9333 | 2583.8059 |  | 8.5833 | 0.2 | 0.2 | 0.2 | 0.2 | 0.2 | 0.2 | 0.2 | 0.2 |  | aug | 8.5833 | 1027.2359 | 1026.5 | 1026.5 | 1026.5015 | 1027.2665 | 1027.2679 | 1029.4309 | 1029.4453 |  | 8.5833 | 0.13974 | 0.0032518 | 0.021917 | 0.097389 | 0.14138 | 0.18362 | 0.23272 | 0.26906 |  | 8.5833 | 2532.4012 | 0 | 0 | 1408.5508 | 2897.5872 | 3562.7633 | 4248.8015 | 5284.345
8.6667 | 0.025096 | 0.01091 | 0.018902 | 0.023643 | 0.025157 | 0.027472 | 0.030213 | 0.033137 |  | 8.6667 | 1138.928 | 1138.9216 | 1138.9281 | 1138.9281 | 1138.9281 | 1138.9281 | 1138.9281 | 1138.9281 |  | 8.6667 | 1294.9628 | 599.1832 | 820.2189 | 1138.2521 | 1234.6743 | 1493.6396 | 1839.568 | 1971.0781 |  | 8.6667 | 0.2 | 0.2 | 0.2 | 0.2 | 0.2 | 0.2 | 0.2 | 0.2 |  | sep | 8.6667 | 1027.5484 | 1026.5 | 1026.5 | 1026.8864 | 1026.8896 | 1028.8374 | 1029.4545 | 1029.4597 |  | 8.6667 | 0.19255 | 0.079216 | 0.09755 | 0.15121 | 0.20107 | 0.22775 | 0.25179 | 0.27407 |  | 8.6667 | 2873.1331 | 244.0465 | 1778.9174 | 2326.408 | 2809.1399 | 3386.6229 | 4434.3424 | 4981.5229
8.75 | 0.023521 | 0.013561 | 0.017659 | 0.020962 | 0.023574 | 0.02613 | 0.0299 | 0.035197 |  | 8.75 | 1138.972 | 1138.9612 | 1138.9723 | 1138.9723 | 1138.9723 | 1138.9723 | 1138.9723 | 1138.9723 |  | 8.75 | 0 | 0 | 0 | 0 | 0 | 0 | 0 | 0 |  | 8.75 | 0 | 0 | 0 | 0 | 0 | 0 | 0 | 0 |  | oct | 8.75 | 1027.1348 | 1026.5 | 1026.5 | 1026.6932 | 1026.6948 | 1027.8188 | 1029.4763 | 1029.4789 |  | 8.75 | 0.1998 | 0.020062 | 0.077423 | 0.14623 | 0.18766 | 0.24505 | 0.35215 | 0.42552 |  | 8.75 | 1028.1199 | 0 | 0 | 743.6043 | 904.5481 | 1341.0306 | 2128.2329 | 2522.071
8.8333 | 0.025406 | 0.018092 | 0.019798 | 0.022988 | 0.02546 | 0.028079 | 0.031081 | 0.033485 |  | 8.8333 | 1139.369 | 1139.1954 | 1139.2794 | 1139.3257 | 1139.3494 | 1139.4229 | 1139.4882 | 1139.5648 |  | 8.8333 | 0 | 0 | 0 | 0 | 0 | 0 | 0 | 0 |  | 8.8333 | 0 | 0 | 0 | 0 | 0 | 0 | 0 | 0 |  | nov | 8.8333 | 1026.9089 | 1026.5 | 1026.5 | 1026.5972 | 1026.5974 | 1027.2655 | 1028.0305 | 1029.4968 |  | 8.8333 | 0.18306 | 0.021104 | 0.078501 | 0.13608 | 0.17038 | 0.22509 | 0.31832 | 0.38855 |  | 8.8333 | 552.0181 | 0 | 0 | 388.6802 | 475.1715 | 727.0237 | 1135.6173 | 1368.0014
8.9167 | 0.023137 | 0.014688 | 0.017267 | 0.020349 | 0.023172 | 0.02514 | 0.028742 | 0.032195 |  | 8.9167 | 1139.6472 | 1139.3373 | 1139.4924 | 1139.5884 | 1139.6191 | 1139.7363 | 1139.8411 | 1139.9863 |  | 8.9167 | 0 | 0 | 0 | 0 | 0 | 0 | 0 | 0 |  | 8.9167 | 0 | 0 | 0 | 0 | 0 | 0 | 0 | 0 |  | dec | 8.9167 | 1026.8104 | 1026.5 | 1026.5 | 1026.5486 | 1026.5487 | 1026.8906 | 1027.7856 | 1029.5 |  | 8.9167 | 0.1749 | 0.014892 | 0.074455 | 0.12896 | 0.16547 | 0.2128 | 0.30048 | 0.37536 |  | 8.9167 | 423.1697 | 0 | 0 | 321.8558 | 431.6319 | 530.2729 | 761.56 | 1015.661
9 | 0.02495 | 0.016682 | 0.019153 | 0.022655 | 0.024751 | 0.027089 | 0.030275 | 0.034318 |  | 9 | 1139.8459 | 1139.4418 | 1139.6436 | 1139.7607 | 1139.8164 | 1139.9603 | 1140.095 | 1140.287 |  | 9 | 0 | 0 | 0 | 0 | 0 | 0 | 0 | 0 |  | 9 | 0 | 0 | 0 | 0 | 0 | 0 | 0 | 0 |  | jan | 9 | 1026.7678 | 1026.5 | 1026.5 | 1026.5243 | 1026.5244 | 1026.6953 | 1028.1932 | 1029.5 |  | 9 | 0.20385 | 0.040778 | 0.10359 | 0.1621 | 0.19716 | 0.24018 | 0.32895 | 0.40067 |  | 9 | 391.1197 | 0 | 215.0469 | 277.0218 | 329.1191 | 423.7723 | 984.9033 | 1381.3916
9.0833 | 0.0248 | 0.018702 | 0.020122 | 0.023012 | 0.024659 | 0.02616 | 0.03 | 0.033733 |  | 9.0833 | 1140.0402 | 1139.6504 | 1139.8135 | 1139.9443 | 1140.0208 | 1140.1675 | 1140.2743 | 1140.4474 |  | 9.0833 | 0 | 0 | 0 | 0 | 0 | 0 | 0 | 0 |  | 9.0833 | 0 | 0 | 0 | 0 | 0 | 0 | 0 | 0 |  | feb | 9.0833 | 1026.6907 | 1026.5 | 1026.5 | 1026.5122 | 1026.5122 | 1026.5977 | 1027.3984 | 1029.5 |  | 9.0833 | 0.13466 | 1.4631e-05 | 0.0071923 | 0.080467 | 0.13774 | 0.1867 | 0.25297 | 0.30733 |  | 9.0833 | 142.124 | 0 | 0 | 0 | 186.3223 | 230.0004 | 278.9652 | 339.8844
9.1667 | 0.027916 | 0.014257 | 0.017446 | 0.024305 | 0.028636 | 0.031665 | 0.036732 | 0.052331 |  | 9.1667 | 1140.1963 | 1139.8163 | 1139.9624 | 1140.0908 | 1140.189 | 1140.3164 | 1140.4417 | 1140.5889 |  | 9.1667 | 0 | 0 | 0 | 0 | 0 | 0 | 0 | 0 |  | 9.1667 | 0 | 0 | 0 | 0 | 0 | 0 | 0 | 0 |  | mar | 9.1667 | 1026.7389 | 1026.5 | 1026.5 | 1026.5061 | 1026.5446 | 1026.7014 | 1027.6075 | 1029.5 |  | 9.1667 | 0.14555 | 0.0003027 | 0.00061942 | 0.080429 | 0.13766 | 0.21019 | 0.29866 | 0.33399 |  | 9.1667 | 169.1956 | 0 | 0 | 0 | 182.8682 | 220.1322 | 334.3308 | 1872.2135
9.25 | 0.026026 | 0.015987 | 0.0197 | 0.023113 | 0.025911 | 0.028772 | 0.033868 | 0.035808 |  | 9.25 | 1140.3521 | 1139.9977 | 1140.0537 | 1140.2368 | 1140.3505 | 1140.4868 | 1140.6458 | 1140.7209 |  | 9.25 | 0 | 0 | 0 | 0 | 0 | 0 | 0 | 0 |  | 9.25 | 0 | 0 | 0 | 0 | 0 | 0 | 0 | 0 |  | apr | 9.25 | 1026.7667 | 1026.5 | 1026.5 | 1026.5031 | 1026.5244 | 1026.8433 | 1027.7908 | 1029.4915 |  | 9.25 | 0.12657 | 0.00044838 | 0.00072918 | 0.05718 | 0.11885 | 0.18213 | 0.27886 | 0.31457 |  | 9.25 | 144.4183 | 0 | 0 | 0 | 181.0991 | 225.1936 | 300.28 | 1011.3588
9.3333 | 0.028604 | 0.0077409 | 0.010326 | 0.018493 | 0.027836 | 0.035862 | 0.051573 | 0.065134 |  | 9.3333 | 1140.4654 | 1140.0811 | 1140.1562 | 1140.3125 | 1140.4613 | 1140.6088 | 1140.7976 | 1140.8401 |  | 9.3333 | 6849.544 | 4220.9383 | 5391.3595 | 5921.9153 | 6890.3077 | 7973.5929 | 8099.9999 | 8099.9999 |  | 9.3333 | 0.2 | 0.2 | 0.2 | 0.2 | 0.2 | 0.2 | 0.2 | 0.2 |  | may | 9.3333 | 1026.8189 | 1026.5 | 1026.5 | 1026.5015 | 1026.5122 | 1027.0002 | 1027.9128 | 1029.4531 |  | 9.3333 | 0.066927 | 0.000318 | 0.00054521 | 0.00097827 | 0.047233 | 0.10867 | 0.21028 | 0.24917 |  | 9.3333 | 5082.1277 | 2305.6787 | 3485.0486 | 3876.9071 | 4430.5313 | 7021.7488 | 7262.4983 | 7280.5393
9.4167 | 0.028271 | 0.014817 | 0.015538 | 0.022344 | 0.028277 | 0.033721 | 0.041372 | 0.052003 |  | 9.4167 | 1138.9536 | 1138.905 | 1138.9054 | 1138.9058 | 1138.9061 | 1138.9064 | 1139.2792 | 1139.4238 |  | 9.4167 | 3699.4511 | 2167.6928 | 2736.828 | 3296.8099 | 3463.0966 | 4074.0288 | 5054.1404 | 6394.0333 |  | 9.4167 | 0.2 | 0.2 | 0.2 | 0.2 | 0.2 | 0.2 | 0.2 | 0.2 |  | jun | 9.4167 | 1028.525 | 1026.5 | 1026.5007 | 1026.5049 | 1029.4425 | 1029.4476 | 1029.4481 | 1029.4481 |  | 9.4167 | 0.15664 | 0.095668 | 0.11476 | 0.12717 | 0.14878 | 0.17257 | 0.23363 | 0.26348 |  | 9.4167 | 6039.0172 | 3384.5359 | 4088.33 | 5265.0404 | 6266.435 | 6730.2746 | 7663.4504 | 8921.1564
9.5 | 0.028336 | 0.014618 | 0.017659 | 0.023742 | 0.028587 | 0.032658 | 0.038631 | 0.041213 |  | 9.5 | 1138.8886 | 1138.8881 | 1138.8882 | 1138.8885 | 1138.8885 | 1138.8885 | 1138.8885 | 1138.8928 |  | 9.5 | 3345.1365 | 2203.4928 | 2702.7933 | 3049.518 | 3303.188 | 3682.877 | 4051.0959 | 4518.5841 |  | 9.5 | 0.2 | 0.2 | 0.2 | 0.2 | 0.2 | 0.2 | 0.2 | 0.2 |  | jul | 9.5 | 1027.5704 | 1026.5 | 1026.5 | 1026.5031 | 1028.0121 | 1028.0146 | 1028.0149 | 1029.4049 |  | 9.5 | 0.14901 | 0.034638 | 0.08514 | 0.12183 | 0.14883 | 0.17045 | 0.21901 | 0.25559 |  | 9.5 | 4858.273 | 511.5816 | 2686.912 | 4425.9917 | 5197.0995 | 5523.5243 | 6052.4362 | 6672.0348
9.5833 | 0.022647 | 0.0076644 | 0.011752 | 0.017818 | 0.023127 | 0.027486 | 0.032782 | 0.039844 |  | 9.5833 | 1138.9021 | 1138.8988 | 1138.9022 | 1138.9022 | 1138.9022 | 1138.9022 | 1138.9022 | 1138.9022 |  | 9.5833 | 1828.04 | 872.2666 | 1302.329 | 1571.1436 | 1758.7704 | 2152.0487 | 2534.4402 | 2858.8447 |  | 9.5833 | 0.2 | 0.2 | 0.2 | 0.2 | 0.2 | 0.2 | 0.2 | 0.2 |  | aug | 9.5833 | 1027.3077 | 1026.5 | 1026.5 | 1026.5015 | 1027.2668 | 1027.2679 | 1029.4309 | 1029.4453 |  | 9.5833 | 0.13709 | 0.009611 | 0.040001 | 0.09312 | 0.13659 | 0.17315 | 0.24657 | 0.30803 |  | 9.5833 | 2599.4543 | 0 | 0 | 1400.1974 | 3116.1245 | 3578.4715 | 4437.0449 | 5278.4493
9.6667 | 0.025397 | 0.018502 | 0.020261 | 0.023208 | 0.025183 | 0.02742 | 0.03122 | 0.034099 |  | 9.6667 | 1138.928 | 1138.9218 | 1138.9281 | 1138.9281 | 1138.9281 | 1138.9281 | 1138.9281 | 1138.9281 |  | 9.6667 | 1293.2374 | 598.8117 | 815.8942 | 1135.694 | 1241.2934 | 1519.1999 | 1856.523 | 1963.2061 |  | 9.6667 | 0.2 | 0.2 | 0.2 | 0.2 | 0.2 | 0.2 | 0.2 | 0.2 |  | sep | 9.6667 | 1027.5649 | 1026.5 | 1026.5001 | 1026.889 | 1026.8898 | 1028.5554 | 1029.4545 | 1029.4597 |  | 9.6667 | 0.18989 | 0.092733 | 0.10869 | 0.15067 | 0.19733 | 0.22002 | 0.2611 | 0.29737 |  | 9.6667 | 2973.9067 | 1282.4976 | 1892.6337 | 2404.8882 | 2806.4006 | 3389.8079 | 4572.3741 | 4973.6508
9.75 | 0.023661 | 0.013968 | 0.017508 | 0.021092 | 0.023671 | 0.026174 | 0.029929 | 0.037917 |  | 9.75 | 1138.9719 | 1138.962 | 1138.9723 | 1138.9723 | 1138.9723 | 1138.9723 | 1138.9723 | 1138.9723 |  | 9.75 | 0 | 0 | 0 | 0 | 0 | 0 | 0 | 0 |  | 9.75 | 0 | 0 | 0 | 0 | 0 | 0 | 0 | 0 |  | oct | 9.75 | 1027.0618 | 1026.5 | 1026.5 | 1026.6945 | 1026.6948 | 1027.5479 | 1028.0181 | 1029.478 |  | 9.75 | 0.21572 | 0.0090365 | 0.088239 | 0.15917 | 0.21711 | 0.26827 | 0.34481 | 0.3741 |  | 9.75 | 981.505 | 0 | 0 | 776.1222 | 896.167 | 1169.3234 | 1744.9013 | 2417.8254
9.8333 | 0.025719 | 0.015833 | 0.018993 | 0.023453 | 0.025849 | 0.028362 | 0.03167 | 0.037176 |  | 9.8333 | 1139.3678 | 1139.1926 | 1139.2788 | 1139.3251 | 1139.3491 | 1139.422 | 1139.488 | 1139.5627 |  | 9.8333 | 0 | 0 | 0 | 0 | 0 | 0 | 0 | 0 |  | 9.8333 | 0 | 0 | 0 | 0 | 0 | 0 | 0 | 0 |  | nov | 9.8333 | 1026.8702 | 1026.5 | 1026.5 | 1026.5973 | 1026.5974 | 1027.1586 | 1028.0302 | 1028.7134 |  | 9.8333 | 0.19685 | 0.013008 | 0.084711 | 0.14876 | 0.19947 | 0.24357 | 0.31158 | 0.33451 |  | 9.8333 | 546.1214 | 0 | 0 | 415.3098 | 473.8912 | 711.4856 | 1055.3465 | 1232.4573
9.9167 | 0.023843 | 0.013803 | 0.016796 | 0.021329 | 0.023391 | 0.026224 | 0.030358 | 0.033177 |  | 9.9167 | 1139.6451 | 1139.3372 | 1139.4904 | 1139.5754 | 1139.615 | 1139.7373 | 1139.8408 | 1139.9828 |  | 9.9167 | 0 | 0 | 0 | 0 | 0 | 0 | 0 | 0 |  | 9.9167 | 0 | 0 | 0 | 0 | 0 | 0 | 0 | 0 |  | dec | 9.9167 | 1026.7749 | 1026.5 | 1026.5 | 1026.5486 | 1026.5487 | 1026.873 | 1027.8995 | 1029.1763 |  | 9.9167 | 0.18824 | 0.020911 | 0.085514 | 0.14069 | 0.19135 | 0.23511 | 0.30167 | 0.32713 |  | 9.9167 | 411.8082 | 0 | 0 | 318.9064 | 422.058 | 528.8335 | 722.5708 | 845.2888
10 | 0.025462 | 0.011856 | 0.019206 | 0.02291 | 0.025782 | 0.027943 | 0.030647 | 0.037184 |  | 10 | 1139.8432 | 1139.4415 | 1139.6406 | 1139.7585 | 1139.8152 | 1139.9548 | 1140.0925 | 1140.2828 |  | 10 | 0 | 0 | 0 | 0 | 0 | 0 | 0 | 0 |  | 10 | 0 | 0 | 0 | 0 | 0 | 0 | 0 | 0 |  | jan | 10 | 1026.7415 | 1026.5 | 1026.5 | 1026.5243 | 1026.5262 | 1026.689 | 1028.0757 | 1029.5 |  | 10 | 0.21651 | 0.048201 | 0.11311 | 0.17553 | 0.22133 | 0.26063 | 0.3232 | 0.3464 |  | 10 | 390.3708 | 0 | 224.2793 | 287.3923 | 329.4513 | 415.2753 | 819.2396 | 1822.1491
Note on A2: GoldSim Version: 10.50.200 Model: C:\Projects\Faro\Model\Current Model\FMC_WB_WQModel_V2.0\X14Analysis\FMC_WB_WQModel_V2.07_S1b.gsm Element ID: \Faro_SWWQM\Results\SingleWQ_4Dash\SingleWQ_X14\R_SingleWQ Element Description: Simulated on: 6/17/2013 16:36:49 Exported on: 6/17/2013 16:37:23 # of Realizations: 100 # of Time Values: 121 Time Display Units: yr
Note on L2: GoldSim Version: 10.50.200 Model: C:\Projects\Faro\Model\Current Model\FMC_WB_WQModel_V2.0\X14Analysis\FMC_WB_WQModel_V2.07_S1b.gsm Element ID: \Faro_SWWQM\Results\StorageResults\R_Elev_FaroPit Element Description: Simulated on: 6/17/2013 16:36:49 Exported on: 6/17/2013 16:37:28 # of Realizations: 100 # of Time Values: 121 Time Display Units: yr
Note on W2: GoldSim Version: 10.50.200 Model: C:\Projects\Faro\Model\Current Model\FMC_WB_WQModel_V2.0\X14Analysis\FMC_WB_WQModel_V2.07_S1b.gsm Element ID: \Faro_SWWQM\Results\FlowsResults\R_Faro_WTP Element Description: Simulated on: 6/17/2013 16:36:49 Exported on: 6/17/2013 16:37:26 # of Realizations: 100 # of Time Values: 121 Time Display Units: yr
Note on AH2: GoldSim Version: 10.50.200 Model: C:\Projects\Faro\Model\Current Model\FMC_WB_WQModel_V2.0\X14Analysis\FMC_WB_WQModel_V2.07_S1b.gsm Element ID: \Faro_SWWQM\Results\SingleWQ_4Dash\SingleWQ_EfluentWTP_Faro\R_SingleWQ Element Description: Simulated on: 6/17/2013 16:36:49 Exported on: 6/17/2013 16:37:25 # of Realizations: 100 # of Time Values: 121 Time Display Units: yr
Note on AS2: GoldSim Version: 10.50.200 Model: C:\Projects\Faro\Model\Current Model\FMC_WB_WQModel_V2.0\X14Analysis\FMC_WB_WQModel_V2.07_S1b.gsm Element ID: \Faro_SWWQM\Results\StorageResults\R_Elev_CVD Element Description: Simulated on: 6/17/2013 16:36:49 Exported on: 6/17/2013 16:37:29 # of Realizations: 100 # of Time Values: 121 Time Display Units: yr
Note on BD2: GoldSim Version: 10.50.200 Model: C:\Projects\Faro\Model\Current Model\FMC_WB_WQModel_V2.0\X14Analysis\FMC_WB_WQModel_V2.07_S1b.gsm Element ID: \Faro_SWWQM\Results\SingleWQ_4Dash\SingleWQ_CVD\R_SingleWQ Element Description: Simulated on: 6/17/2013 16:36:49 Exported on: 6/17/2013 16:37:24 # of Realizations: 100 # of Time Values: 121 Time Display Units: yr
Note on BO2: GoldSim Version: 10.50.200 Model: C:\Projects\Faro\Model\Current Model\FMC_WB_WQModel_V2.0\X14Analysis\FMC_WB_WQModel_V2.07_S1b.gsm Element ID: \Faro_SWWQM\Results\FlowsResults\R_Q_CVPOUT Element Description: Simulated on: 6/17/2013 16:36:49 Exported on: 6/17/2013 16:37:27 # of Realizations: 100 # of Time Values: 121 Time Display Units: yr
Note on AH4: GoldSim Version: 10.50.200 Model: C:\Projects\Faro\Model\Current Model\FMC_WB_WQModel_V2.0\X14Analysis\FMC_WB_WQModel_V2.04_S4.gsm Element ID: \Faro_SWWQM\Results\SingleWQ_4Dash\SingleWQ_EfluentWTP_Faro\R_SingleWQ Element Description: Simulated on: 5/10/2013 12:06:40 Exported on: 5/10/2013 12:10:14 # of Realizations: 100 # of Time Values: 121 Time Display Units: yr

## Calcs
| C-1b | - Scenario C-1b
|  | Plot A- Zinc Concentrations at X14 | [6 empty] | Plot C - Faro Pit Elevation |  |  |  | Plot B - CVP Operation |  |  |  | Plot D - CVP Zinc Concentration |  |  |  | Plot D - CVP Discharges
|  | Plot A- Zinc Concentrations at X14 - Scenario C-1b | [6 empty] | Plot C - Faro Pit Elevation - Scenario C-1b |  |  |  | Plot B - CVP Operation - Scenario C-1b |  |  |  | Plot D - CVP Zinc Concentration - Scenario C-1b |  |  |  | Plot D - CVP Discharges | [7 empty] | X2 Zinc
[9 empty] | 2004-01-15 | 1141.6951 |  |  | 2004-02-12 | 1030.329 |  |  | 2004-04-14 | 0.2415 |  |  | 2005-01-31 |  | 0 |  | Date/Time | CVP_Outflow [l/s] | 31778 | 1987-01-01 | 0.05
[9 empty] | 2004-01-30 | 1141.7956 |  |  | 2004-02-23 | 1030.23 |  |  | 2004-07-12 | 0.11 |  |  | 2005-02-28 | 110.2678 | 1747.7804 |  | 2004-02-12 | 0 |  | 1987-02-01 | 0.07
| 27395 | 1975-01-01 | [6 empty] | 2004-02-15 | 1141.884 |  |  | 2004-02-29 | 1030.065 |  |  | 2004-08-09 | 0.17 |  |  | 2005-03-31 | 267.8995 | 4246.2935 |  | 2004-02-13 | 21.343 |  | 1987-03-01 | 0.06
| 27548 | 1975-06-03 | 0.1 | 0-0.1 | 0.1 | 750 | 84.55% |  | 2004-02-29 | 1141.945 |  |  | 2004-03-04 | 1030.038 |  |  | 2004-10-12 | 0.4 |  |  | 2005-04-30 | 0 | 0 |  | 2004-02-14 | 21.343 |  | 1987-04-01 | 0.04 | 0.04
|  | 1975-06-11 | 0.08 | 0.1-0.2 | 0.2 | 117 | 13.19% |  | 2004-03-15 | 1142.0364 |  |  | 2004-03-08 | 1029.715 |  |  | 2004-10-26 |  |  |  | 2005-05-31 | 297.432 | 4714.3939 |  | 2004-02-15 | 21.343 |  | 1987-05-01 | 0.1
|  | 1975-06-17 | 0.04 | 0.2-0.3 | 0.3 | 8 | 0.9019% |  | 2004-03-31 | 1142.1248 |  |  | 2004-04-19 | 1030.165 |  |  | 2004-11-15 | 0.52 |  |  | 2005-06-30 | 435.828 | 6908.0151 |  | 2004-02-16 | 21.343 |  | 1987-06-01 | 0.03
|  | 1975-07-02 | 0.05 | 0.3-0.4 | 0.4 | 4 | 0.451% |  | 2004-04-15 | 1142.1858 |  |  | 2004-04-22 | 1030.3 |  |  | 2005-01-21 | 0.4 |  |  | 2005-07-31 | 351.6432 | 5573.6583 |  | 2004-02-17 | 21.343 |  | 1987-07-01 | 0.03
|  | 1975-07-08 | 0.1 | 0.4-0.5 | 0.5 | 0 | 0% |  | 2004-04-30 | 1142.2742 |  |  | 2004-04-23 | 1030.27 |  |  | 2005-02-08 | 0.27 |  |  | 2005-08-31 | 273.2532 | 4331.1515 |  | 2004-02-18 | 21.343 |  | 1987-08-01 | 0.05
|  | 1975-07-16 | 0.02 | 0.5-1 | 1 | 7 | 0.7892% |  | 2004-05-15 | 1142.4662 |  |  | 2004-04-26 | 1030.15 |  |  | 2005-04-11 | 0.22 |  |  | 2005-09-30 | 274.1472 | 4345.3219 |  | 2004-02-19 | 21.343 |  | 1987-08-11 | 0.05
|  | 1975-07-24 | 0.02 | 1-2 | 2 | 1 | 0.1127% |  | 2004-05-18 | 1142.515 |  |  | 2004-04-30 | 1029.882 |  |  | 2005-05-31 | 0.2 |  |  | 2005-10-31 | 36.7835 | 583.0308 |  | 2004-02-20 | 21.343 |  | 1987-09-01 | 0.04
|  | 1975-07-28 | 0.01 |  | 10 | 0 | 0% |  | 2004-05-23 | 1142.4754 |  |  | 2004-05-03 | 1029.795 |  |  | 2005-11-02 | 0.65 |  |  | 2005-11-30 | 0 | 0 |  | 2004-02-21 | 21.343 |  | 1987-09-08 | 0.04
|  | 1975-08-05 | 0.01 |  | 20 | 0 | 0% |  | 2004-05-25 | 1142.4357 |  |  | 2004-05-06 | 1029.702 |  |  | 2005-12-15 | 0.61 |  |  | 2005-12-31 | 0 | 0 |  | 2004-02-22 | 21.343 |  | 1987-10-01 | 0.06
|  | 1975-08-12 | 0.01 | [5 empty] | 2004-05-31 | 1142.326 |  |  | 2004-05-10 | 1029.61 |  |  | 2006-01-23 | 0.39 |  |  | 2006-01-31 | 0 | 0 |  | 2004-02-23 | 21.343 |  | 1987-10-06 | 0.06
|  | 1975-08-19 | 0.07 |  |  | 887 |  |  | 2004-06-07 | 1142.2711 |  |  | 2004-05-11 | 1029.644 |  |  | 2006-02-14 |  |  |  | 2006-02-28 | 0 | 0 |  | 2004-02-24 | 65.213 |  | 1987-11-01 | 0.05
|  | 1975-08-27 | 0.01 | [5 empty] | 2004-06-14 | 1142.1949 |  |  | 2004-05-12 | 1029.645 |  |  | 2006-03-24 | 0.59 |  |  | 2006-03-31 | 0 | 0 |  | 2004-02-25 | 65.213 |  | 1987-11-10 | 0.05
|  | 1975-09-02 | 146 | [5 empty] | 2004-06-21 | 1142.0608 |  |  | 2004-05-13 | 1029.658 |  |  | 2006-04-25 | 0.049 |  |  | 2006-04-30 | 0 | 0 |  | 2004-02-26 | 65.213 |  | 1987-12-01 | 0.02
|  | 1975-09-09 | 0.03 | [5 empty] | 2004-06-28 | 1142.0944 |  |  | 2004-05-16 | 1029.642 |  |  | 2006-05-18 | 0.047 |  |  | 2006-05-31 | 286.9323 | 4547.9689 |  | 2004-02-27 | 65.213 |  | 1987-12-09 | 0.02
|  | 1975-09-16 | 0.08 | [5 empty] | 2004-07-05 | 1142.1462 |  |  | 2004-05-21 | 1029.61 |  |  | 2006-09-12 | 0.23 |  |  | 2006-06-30 | 286.3384 | 4538.5554 |  | 2004-02-28 | 65.213 |  | 1988-01-27 | 0.045
|  | 1975-09-24 | 0.01 | [5 empty] | 2004-07-09 | 1142.1797 |  |  | 2004-05-28 | 1029.73 |  |  | 2006-10-17 | 0.49 |  |  | 2006-07-31 | 314.195 | 4980.0929 |  | 2004-02-29 | 65.213 |  | 1988-02-17 | 0.036
|  | 1975-10-14 | 0.01 | [5 empty] | 2004-07-12 | 1142.1949 |  |  | 2004-06-02 | 1029.803 |  |  | 2006-11-14 | 0.5 |  |  | 2006-08-31 | 234.7973 | 3721.6128 |  | 2004-03-01 | 16.007 |  | 1988-03-24 | 0.035
|  | 1977-01-04 | 0.02 | [5 empty] | 2004-07-19 | 1142.0669 |  |  | 2004-06-07 | 1029.868 |  |  | 2006-12-13 | 0.35 |  |  | 2006-09-30 | 93.8675 | 1487.8302 |  | 2004-03-02 | 16.007 |  | 1988-04-25 | 0.15 | 0.15
|  | 1977-01-11 | 0.1 | [5 empty] | 2004-07-26 | 1142.1157 |  |  | 2004-06-21 | 1029.698 |  |  | 2007-01-16 | 0.39 |  |  | 2006-10-31 | 0 | 0 |  | 2004-03-03 | 16.007 |  | 1988-05-25 | 0.017
|  | 1977-01-13 | 0.03 | [5 empty] | 2004-07-31 | 1142.1553 |  |  | 2004-07-08 | 1029.868 |  |  | 2007-02-15 | 0.3 |  |  | 2006-11-30 | 0 | 0 |  | 2004-03-04 | 16.007 |  | 1988-06-07 | 0.015
|  | 1977-01-17 | 0.06 | [5 empty] | 2004-08-15 | 1142.2407 |  |  | 2004-07-16 | 1029.805 |  |  | 2007-03-12 | 0.29 |  |  | 2006-12-31 | 0 | 0 |  | 2004-03-05 | 188.19 |  | 1988-07-11 | 0.027
|  | 1977-01-24 | 0.04 | [5 empty] | 2004-08-23 | 1142.2711 |  |  | 2004-07-30 | 1029.74 |  |  | 2007-04-19 | 0.24 |  |  | 2007-01-31 | 0 | 0 |  | 2004-03-06 | 188.19 |  | 1988-08-16 | 0.013
|  | 1977-01-27 | 0.04 | [5 empty] | 2004-08-31 | 1142.0334 |  |  | 2004-08-12 | 1029.868 |  |  | 2007-05-15 | 0.032 |  |  | 2007-02-28 | 0 | 0 |  | 2004-03-07 | 188.19 |  | 1988-09-13 | 0.025
|  | 1977-02-01 | 0.03 | [5 empty] | 2004-09-07 | 1141.8597 |  |  | 2004-08-19 | 1029.93 |  |  | 2007-11-14 | 0.19 |  |  | 2007-03-31 | 0 | 0 |  | 2004-03-08 | 188.19 |  | 1988-10-06 | 0.082
|  | 1977-02-08 | 0.04 | [5 empty] | 2004-09-15 | 1141.689 |  |  | 2004-09-17 | 1028.902 |  |  | 2007-12-10 | 0.21 |  |  | 2007-04-30 | 75.8628 | 1202.4505 |  | 2004-03-09 | 0 |  | 1988-11-01 | 0.021
|  | 1977-02-14 | 0.06 | [5 empty] | 2004-09-18 | 1141.6798 |  |  | 2004-09-24 | 1029.03 |  |  | 2007-12-11 |  |  |  | 2007-05-31 | 182.2493 | 2888.7098 |  | 2004-03-10 | 0 |  | 1988-11-30 | 0.022
|  | 1977-02-21 | 0.05 | [5 empty] | 2004-09-30 | 1141.7499 |  |  | 2004-10-05 | 1029.202 |  |  | 2008-01-08 | 0.16 |  |  | 2007-06-30 | 223.0797 | 3535.8851 |  | 2004-03-11 | 0 |  | 1989-02-07 | 0.025
|  | 1977-03-01 | 0.02 | [5 empty] | 2004-10-15 | 1141.8566 |  |  | 2004-10-08 | 1029.252 |  |  | 2008-02-19 | 0.12 |  |  | 2007-07-31 | 225.2206 | 3569.8185 |  | 2004-03-12 | 0 |  | 1989-05-09 | 0.024
|  | 1977-03-07 | 0.03 | [5 empty] | 2004-10-31 | 1141.9511 |  |  | 2004-10-14 | 1029.345 |  |  | 2008-03-18 | 0.12 |  |  | 2007-08-31 | 239.9144 | 3802.7214 |  | 2004-03-13 | 0 |  | 1989-05-31 | 0.0145
|  | 1977-03-15 | 0.1 | [5 empty] | 2004-11-15 | 1142.0395 |  |  | 2004-10-21 | 1029.261 |  |  | 2008-11-04 | 0.17 |  |  | 2007-09-30 | 119.7801 | 1898.5539 |  | 2004-03-14 | 0 |  | 1989-06-13 | 0.024
|  | 1977-03-21 | 0.02 | [5 empty] | 2004-11-30 | 1142.1248 |  |  | 2004-10-25 | 1028.782 |  |  | 2008-11-04 10:30 |  |  |  | 2007-10-31 | 49.5412 | 785.2439 |  | 2004-03-15 | 0 |  | 1989-07-10 | 0.037
|  | 1977-03-28 | 0.01 | [5 empty] | 2004-12-15 | 1142.2346 |  |  | 2004-10-26 | 1028.748 |  |  | 2008-12-01 | 0.19 |  |  | 2007-11-30 | 0 | 0 |  | 2004-03-16 | 0 |  | 1989-07-25 | 0.012
|  | 1977-04-04 | 0.12 | [5 empty] | 2004-12-31 | 1142.3351 |  |  | 2004-10-28 | 1028.795 |  |  | 2008-12-01 12:10 |  |  |  | 2007-12-31 | 0 | 0 |  | 2004-03-17 | 0 |  | 1989-07-28 | 0.042
|  | 1977-04-11 | 0.24 | [5 empty] | 2005-01-15 | 1142.4144 |  |  | 2004-10-28 | 1028.795 |  |  | 2008-12-03 |  |  |  | 2010-04-01 | 96.996 | 1537.4179 |  | 2004-03-18 | 0 |  | 1989-08-14 | 0.017
|  | 1977-04-18 | 0.05 | [5 empty] | 2005-01-31 | 1142.4845 |  |  | 2004-11-04 | 1028.929 |  |  | 2009-01-12 | 0.18 |  |  | 2010-05-01 | 325 | 5151.355 |  | 2004-03-19 | 0 |  | 1989-09-06
|  | 1977-04-25 | 0.16 | [5 empty] | 2005-02-15 | 1142.5576 |  |  | 2004-11-09 | 1029.02 |  |  | 2009-02-02 | 0.17 |  |  | 2010-06-01 | 391.801 | 6210.1724 |  | 2004-03-20 | 0 |  | 1989-09-11 | 0.013
|  | 1977-05-02 | 0.16 | [5 empty] | 2005-03-15 | 1142.675 |  |  | 2004-11-17 | 1029.135 |  |  | 2009-03-03 16:30 | 0.19 |  |  | 2010-07-01 | 417.278 | 6613.9911 |  | 2004-03-21 | 0 |  | 1989-09-18 | 0.013
|  | 1977-05-09 | 0.26 | [5 empty] | 2005-03-31 | 1142.7466 |  |  | 2004-11-24 | 1029.24 |  |  | 2009-03-24 |  |  |  | 2010-08-01 | 293.398 | 4650.4531 |  | 2004-03-22 | 0 |  | 1989-10-16 | 0.017
|  | 1977-05-16 | 0.14 | [5 empty] | 2005-04-15 | 1142.8045 |  |  | 2004-12-01 | 1029.33 |  |  | 2009-03-24 14:15 |  |  |  | 2010-09-01 | 248.33 | 3936.1107 |  | 2004-03-23 | 0 |  | 1989-11-06 | 0.021
|  | 1977-05-24 | 0.1 | [5 empty] | 2005-04-30 | 1142.96 |  |  | 2004-12-15 | 1029.515 |  |  | 2009-04-06 14:50 | 0.0927 |  |  | 2010-11-01 | 195 | 3090.813 |  | 2004-03-24 | 0 |  | 1989-12-11 | 0.024
|  | 1977-05-31 | 0.04 | [5 empty] | 2005-05-07 | 1142.9752 |  |  | 2004-12-22 | 1029.58 |  |  | 2009-05-04 13:45 | 0.009 |  |  | 2010-12-01 | 179.583 | 2846.4486 |  | 2004-03-25 | 0 |  | 1990-01-15 | 0.029
|  | 1977-06-06 | 0.05 | [5 empty] | 2005-05-15 | 1143.0118 |  |  | 2005-01-17 | 1029.878 |  |  | 2009-06-08 00:10 |  |  |  | 2011-03-01 | 123.935 | 1964.4098 |  | 2004-03-26 | 0 |  | 1990-02-12 | 0.057
|  | 1977-06-14 | 0.06 | [5 empty] | 2005-05-18 | 1143.0606 |  |  | 2005-01-25 | 1029.94 |  |  | 2009-06-08 12:10 | 0.0435 |  |  | 2011-04-01 | 138.125 | 2189.3259 |  | 2004-03-27 | 0 |  | 1990-03-12 | 0.097
|  | 1977-06-22 | 0.08 | [5 empty] | 2005-05-31 | 1142.9356 |  |  | 2005-02-03 | 1030.03 |  |  | 2009-07-13 10:20 | 0.185 |  |  | 2011-05-01 | 312.34 | 4950.6899 |  | 2004-03-28 | 0 |  | 1990-04-17 | 0.093 | 0.093
|  | 1977-06-27 | 0.13 | [5 empty] | 2005-06-15 | 1142.7893 |  |  | 2005-02-10 | 1030.09 |  |  | 2009-08-06 16:50 | 0.191 |  |  | 2011-06-01 | 273.642 | 4337.3141 |  | 2004-03-29 | 0 |  | 1990-05-01 | 0.0715
|  | 1977-07-04 | 0.11 | [5 empty] | 2005-06-20 | 1142.704 |  |  | 2005-02-17 | 1030.134 |  |  | 2009-09-03 14:45 | 0.236 |  |  | 2011-07-01 | 285.007 | 4517.453 |  | 2004-03-30 | 0 |  | 1990-05-14 | 0.035
|  | 1977-07-11 | 0.08 | [5 empty] | 2005-06-27 | 1142.5851 |  |  | 2005-02-22 | 1030.176 |  |  | 2009-09-09 11:40 |  |  |  | 2011-08-01 | 362.694 | 5748.8171 |  | 2004-03-31 | 0 |  | 1990-06-11 | 0.013
|  | 1977-07-19 | 0.12 | [5 empty] | 2005-06-30 | 1142.5455 |  |  | 2005-02-23 | 1030.045 |  |  | 2009-09-24 18:10 | 0.591 |  |  | 2011-09-01 | 357.102 | 5660.1821 |  | 2004-04-01 | 0 |  | 1990-07-06 | 0.01
|  | 1978-01-05 | 0.04 | [5 empty] | 2005-07-05 | 1142.4357 |  |  | 2005-02-24 | 1029.854 |  |  | 2009-10-04 14:20 | 0.397 |  |  | 2011-11-01 | 253 | 4010.1317 |  | 2004-04-02 | 0 |  | 1990-07-11 | 0.0045
|  | 1978-01-10 | 0.03 | [5 empty] | 2005-07-11 | 1142.3412 |  |  | 2005-02-25 | 1029.693 |  |  | 2009-11-05 09:05 | 0.293 |  |  | 2011-12-01 | 266.83 | 4229.3417 |  | 2004-04-03 | 0 |  | 1990-07-12 | 0.0065
|  | 1978-01-17 | 0.04 | [5 empty] | 2005-07-18 | 1142.2254 |  |  | 2005-02-26 | 1029.525 |  |  | 2009-11-05 21:05 |  |  |  | 2012-03-01 |  | 0 |  | 2004-04-04 | 0 |  | 1990-08-08 | 0.011
|  | 1978-01-23 | 0.07 | [5 empty] | 2005-07-25 | 1142.0944 |  |  | 2005-02-27 | 1029.355 |  |  | 2009-12-01 14:21 | 0.348 |  |  | 2012-04-01 | 191.115 | 3029.2345 |  | 2004-04-05 | 0 |  | 1990-10-02 | 0.0145
|  | 1978-01-31 | 0.07 | [5 empty] | 2005-07-31 | 1141.9938 |  |  | 2005-02-28 | 1029.185 |  |  | 2010-01-11 |  |  |  | 2012-05-01 | 240.043 | 3804.7591 |  | 2004-04-06 | 0 |  | 1991-01-02 | 0.018
|  | 1978-02-08 | 0.01 | [5 empty] | 2005-08-01 | 1141.9755 |  |  | 2005-03-02 | 1029.03 |  |  | 2010-01-11 12:12 | 0.453 |  |  | 2012-06-01 | 300.143 | 4757.3635 |  | 2004-04-07 | 0 |  | 1991-02-04 | 0.017
|  | 1978-02-15 | [6 empty] | 2005-08-08 | 1141.8353 |  |  | 2005-03-03 | 1028.94 |  |  | 2010-02-22 |  |  |  | 2012-07-01 | 368.829 | 5846.0588 |  | 2004-04-08 | 0 |  | 1991-02-27 | 0.0245 |  |  |  | 2004-01-01 | 37987
|  | 1978-02-22 | 0.08 | [5 empty] | 2005-08-15 | 1141.689 |  |  | 2005-03-06 | 1028.58 |  |  | 2010-02-22 08:50 | 0.34 |  |  | 2012-08-01 | 342.293 | 5425.4546 |  | 2004-04-09 | 0 |  | 1991-03-04 | 0.025
|  | 1978-03-01 | 0.04 | [5 empty] | 2005-08-22 | 1141.5488 |  |  | 2005-03-07 | 1028.443 |  |  | 2010-03-02 |  |  |  | 2012-09-01 |  | 0 |  | 2004-04-10 | 0 |  | 1991-04-01 | 0.047 | 0.047
|  | 1978-03-09 | 0.03 | [5 empty] | 2005-08-29 | 1141.4238 |  |  | 2005-03-08 | 1028.34 |  |  | 2010-03-02 11:30 | 0.326 |  |  | 2012-01-01 | 1000.1486 | 889.2451 | 1098.1412 | 2004-04-11 | 0 |  | 1991-05-01 | 0.096
|  | 1978-03-14 | 0.08 | [5 empty] | 2005-08-31 | 1141.3903 |  |  | 2005-03-09 | 1028.195 |  |  | 2010-04-13 |  |  |  | 2012-02-01 | 555.2395 | 0 | 641.1622 | 2004-04-12 | 0 |  | 1991-05-08 | 0.028
|  | 1978-03-22 | 0.09 | [5 empty] | 2005-09-05 | 1141.2866 |  |  | 2005-03-10 | 1028.18 |  |  | 2010-04-13 11:00 | 0.203 |  |  | 2012-03-01 | 367.5456 | 0 | 448.66 | 2004-04-13 | 0 |  | 1991-06-04 | 0.013
|  | 1978-03-28 | 0.03 | [5 empty] | 2005-09-12 | 1141.1556 |  |  | 2005-03-11 | 1028.05 |  |  | 2010-05-03 |  |  |  | 2012-04-01 | 285.6028 | 0 | 376.7865 | 2004-04-14 | 0 |  | 1991-07-02 | 0.068
|  | 1978-04-03 | 1 | [5 empty] | 2005-09-15 | 1141.0946 |  |  | 2005-03-12 | 1027.885 |  |  | 2010-05-03 15:44 | 0.0628 |  |  | 2012-05-01 | 7286.0779 | 3912.7243 | 7339.5877 | 2004-04-15 | 0 |  | 1991-07-17 | 0.068
|  | 1978-04-11 | 0.03 | [5 empty] | 2005-09-19 | 1141.0154 |  |  | 2005-03-13 | 1027.745 |  |  | 2010-05-03 15:54 |  |  |  | 2012-06-01 | 7282.2379 | 4973.9342 | 8978.6654 | 2004-04-16 | 0 |  | 1991-07-24 | 0.0035
|  | 1978-04-17 | 1 | [5 empty] | 2005-09-30 | 1141.1098 |  |  | 2005-03-14 | 1027.605 |  |  | 2010-06-04 |  |  |  | 2012-07-01 | 4735.5419 | 895.537 | 8182.4627 | 2004-04-17 | 0 |  | 1991-08-05 | 0.034
|  | 1978-04-25 | 0.15 | [5 empty] | 2005-10-13 | 1141.1952 |  |  | 2005-03-15 | 1027.457 |  |  | 2010-06-04 09:24 | 0.365 |  |  | 2012-08-01 | 2842.2275 | 0 | 5330.5411 | 2004-04-18 | 0 |  | 1991-09-03 | 0.022
|  | 1978-05-01 | 0.33 | [5 empty] | 2005-10-17 | 1141.2165 |  |  | 2005-03-16 | 1027.28 |  |  | 2010-07-10 |  |  |  | 2012-09-01 | 2607.4025 | 1289.1991 | 4983.2287 | 2004-04-19 | 0 |  | 1991-09-10 | 0.069
|  | 1978-05-08 | 0.2 | [5 empty] | 2005-10-31 | 1141.3049 |  |  | 2005-03-18 | 1027.018 |  |  | 2010-07-10 15:12 | 0.173 |  |  | 2012-10-01 | 810.368 | 0 | 2417.8495 | 2004-04-20 | 0 |  | 1991-10-07 | 0.025
|  | 1978-05-16 | 0.12 | [5 empty] | 2005-11-15 | 1141.4238 |  |  | 2005-03-21 | 1026.58 |  |  | 2010-08-03 |  |  |  | 2012-11-01 | 426.5704 | 0 | 2211.2006 | 2004-04-21 | 0 |  | 1991-11-06 | 0.03475
|  | 1978-05-23 | 0.08 | [5 empty] | 2005-11-30 | 1141.5305 |  |  | 2005-03-22 | 1026.453 |  |  | 2010-08-03 13:47 | 0.299 |  |  | 2012-12-01 | 360.8801 | 0 | 2050.2806 | 2004-04-22 | 0 |  | 1991-12-03 | 0.022
|  | 1978-05-30 | 0.07 | [5 empty] | 2005-12-15 | 1141.6158 |  |  | 2005-03-23 | 1026.307 |  |  | 2010-09-02 |  |  |  | 2013-01-01 | 316.0336 | 0 | 2085.0175 | 2004-04-23 | 71.142 |  | 1992-01-10 | 0.023
|  | 1978-06-06 | 0.01 | [5 empty] | 2005-12-31 | 1141.7012 |  |  | 2005-04-04 | 1026.63 |  |  | 2010-09-02 12:12 | 0.229 |  |  | 2013-02-01 | 195.0333 | 0 | 1149.0479 | 2004-04-24 | 94.855 |  | 1992-01-21 | 0.025333
|  | 1978-06-13 | 1 | [5 empty] | 2006-01-15 | 1141.7804 |  |  | 2005-04-07 | 1026.702 |  |  | 2010-10-20 |  |  |  | 2013-03-01 | 193.403 | 0 | 1637.428 | 2004-04-25 | 94.855 |  | 1992-02-20 | 0.055
|  | 1978-06-20 | 1 | [5 empty] | 2006-01-31 | 1141.8658 |  |  | 2005-05-02 | 1027.923 |  |  | 2010-10-20 10:55 | 0.402 |  |  | 2013-04-01 | 195.1827 | 0 | 961.4068 | 2004-04-26 | 94.855 |  | 1992-03-12 | 0.044
|  | 1978-06-28 | 0.05 | [5 empty] | 2006-02-15 | 1141.9511 |  |  | 2005-05-03 | 1027.847 |  |  | 2010-11-08 |  |  |  | 2013-05-01 | 6766.0647 | 2030.6099 | 7363.6511 | 2004-04-27 | 157.5 |  | 1992-04-29 | 0.048 | 0.048
|  | 1984-01-30 | 0.06 | [5 empty] | 2006-02-28 | 1142.0212 |  |  | 2005-05-04 | 1027.742 |  |  | 2010-11-08 11:55 | 0.36 |  |  | 2013-06-01 | 5632.7259 | 1732.1262 | 8163.8454 | 2004-04-28 | 157.5 |  | 1992-09-09 | 0.009
|  | 1984-02-27 | 0.1 | [5 empty] | 2006-03-15 | 1142.0944 |  |  | 2005-05-05 | 1027.626 |  |  | 2010-12-01 |  |  |  | 2013-07-01 | 5029.4554 | 841.3752 | 6753.1891 | 2004-04-29 | 157.5 |  | 1992-10-08 | 0.026
|  | 1984-03-19 | 0.08 | [5 empty] | 2006-03-30 | 1142.1645 |  |  | 2005-05-09 | 1027.382 |  |  | 2010-12-01 08:50 | 0.433 |  |  | 2013-08-01 | 2862.3717 | 0 | 5581.7773 | 2004-04-30 | 157.5 |  | 1992-11-24 | 0.024
|  | 1984-04-30 | 0.07 | [5 empty] | 2006-04-16 | 1142.2437 |  |  | 2005-05-16 | 1027.26 |  |  | 2011-01-18 14:35 | 0.251 |  |  | 2013-09-01 | 2751.2027 | 1153.3133 | 4906.4146 | 2004-05-01 | 67.435 |  | 1992-11-25 | 0.02
|  | 1984-05-22 | 0.07 | [5 empty] | 2006-04-30 | 1142.3047 |  |  | 2005-05-24 | 1028.265 |  |  | 2011-02-03 10:16 | 0.262 |  |  | 2013-10-01 | 849.7642 | 0 | 2458.7084 | 2004-05-02 | 67.435 |  | 1993-01-20 | 0.035
|  | 1984-06-18 | 0.06 | [5 empty] | 2006-05-15 | 1142.4418 |  |  | 2005-05-25 | 1028.313 |  |  | 2011-03-15 14:31 | 0.219 |  |  | 2013-11-01 | 458.9928 | 0 | 1258.6641 | 2004-05-03 | 67.435 |  | 1993-02-17 | 0.04
|  | 1984-07-16 | 0.06 | [5 empty] | 2006-05-31 | 1142.6338 |  |  | 2005-05-26 | 1028.31 |  |  | 2011-03-15 14:36 |  |  |  | 2013-12-01 | 359.4545 | 0 | 727.6306 | 2004-05-04 | 72.086 |  | 1993-03-15 | 0.04
|  | 1984-08-27 | 0.11 | [5 empty] | 2006-06-15 | 1142.5363 |  |  | 2005-05-30 | 1028.262 |  |  | 2011-04-14 15:35 | 0.212 |  |  | 2014-01-01 | 321.3541 | 0 | 1998.6149 | 2004-05-05 | 72.086 |  | 1993-04-26 | 0.08 | 0.08
|  | 1984-09-17 | 0.05 | [5 empty] | 2006-06-30 | 1142.3351 |  |  | 2005-06-01 | 1028.213 |  |  | 2011-05-05 16:10 | 0.029 |  |  | 2014-02-01 | 192.1464 | 0 | 1067.3897 | 2004-05-06 | 72.086 |  | 1993-04-27 | 0.0515 | 0.0515
|  | 1984-10-22 | 0.11 | [5 empty] | 2006-07-15 | 1142.0852 |  |  | 2005-06-06 | 1028.145 |  |  | 2011-06-20 14:32 | 0.215 |  |  | 2014-03-01 | 182.4544 | 0 | 758.7196 | 2004-05-07 | 53.483 |  | 1993-05-26 | 0.01
|  | 1985-08-12 | 0.03 | [5 empty] | 2006-07-31 | 1141.7865 |  |  | 2005-06-08 | 1028.129 |  |  | 2011-07-14 16:31 | 0.158 |  |  | 2014-04-01 | 181.9654 | 0 | 478.2475 | 2004-05-08 | 53.483 |  | 1993-06-24 | 0.0096667
|  | 1985-09-16 | 0.04 | [5 empty] | 2006-08-15 | 1141.5244 |  |  | 2005-06-13 | 1028.134 |  |  | 2011-08-23 15:35 | 0.0511 |  |  | 2014-05-01 | 4310.5118 | 2045.2399 | 7324.7962 | 2004-05-09 | 53.483 |  | 1993-08-02 | 0.0165
|  | 1985-10-13 | 0.05 | [5 empty] | 2006-08-22 | 1141.3689 |  |  | 2005-06-20 | 1028.183 |  |  | 2011-09-21 11:07 | 0.157 |  |  | 2014-06-01 | 6239.8142 | 1859.2218 | 8925.1385 | 2004-05-10 | 53.483 |  | 1993-08-31 | 0.02
|  | 1985-10-28 | 0.04 | [5 empty] | 2006-08-31 | 1141.2013 |  |  | 2005-06-27 | 1028.343 |  |  | 2011-10-19 13:17 | 0.267 |  |  | 2014-07-01 | 5275.615 | 1192.8289 | 6736.7991 | 2004-05-11 | 0 |  | 1993-09-01 | 0.03
|  | 1985-11-11 | 0.05 | [5 empty] | 2006-09-08 | 1141.0458 |  |  | 2005-06-29 | 1028.29 |  |  | 2011-11-15 13:30 | 0.238 |  |  | 2014-08-01 | 2898.3259 | 0 | 5566.7354 | 2004-05-12 | 0 |  | 1993-09-30 | 0.03
|  | 1985-12-08 | 0.04 | [5 empty] | 2006-09-30 | 1141.2257 |  |  | 2005-06-30 | 1028.245 |  |  | 2011-12-05 10:55 | 0.212 |  |  | 2014-09-01 | 2796.0191 | 1012.8532 | 4619.5947 | 2004-05-13 | 0 |  | 1993-10-01 | 0.04
|  | 1987-01-01 | 0.09 | [5 empty] | 2006-10-15 | 1141.311 |  |  | 2005-07-05 | 1028.07 |  |  | 2012-01-12 12:45 | 0.299 |  |  | 2014-10-01 | 891.0831 | 0 | 2442.1922 | 2004-05-14 | 12.402 |  | 1993-10-25 | 0.04
|  | 1987-02-01 | 0.07 | [5 empty] | 2006-10-31 | 1141.4146 |  |  | 2005-07-08 | 1028.015 |  |  | 2012-02-06 11:09 | 0.106 |  |  | 2014-11-01 | 466.2773 | 0 | 1251.8214 | 2004-05-15 | 12.402 |  | 1993-11-01 | 0.05
|  | 1987-03-01 | 0.08 | [5 empty] | 2006-11-15 | 1141.5091 |  |  | 2005-07-11 | 1028.021 |  |  | 2012-03-05 14:40 | 0.159 |  |  | 2014-12-01 | 441.715 | 0 | 762.3843 | 2004-05-16 | 12.402 |  | 1993-11-29 | 0.1255
|  | 1987-04-01 | 0.06 | [5 empty] | 2006-11-30 | 1141.5945 |  |  | 2005-07-18 | 1027.84 |  |  | 2012-03-08 13:35 |  |  |  | 2015-01-01 | 329.8374 | 0 | 1923.4749 | 2004-05-17 | 14.882 |  | 1993-12-01 | 0.05
|  | 1987-05-01 | 0.05 | [5 empty] | 2006-12-15 | 1141.6646 |  |  | 2005-07-26 | 1027.685 |  |  | 2012-01-01 | 0.299 | 0.299 | 0.299 | 2015-02-01 | 189.6876 | 0 | 801.6395 | 2004-05-18 | 14.882 |  | 1993-12-13 | 0.12
|  | 1987-06-01 | 0.03 | [5 empty] | 2006-12-31 | 1141.7347 |  |  | 2005-08-01 | 1027.568 |  |  | 2012-02-01 | 0.22146 | 0.067535 | 0.37361 | 2015-03-01 | 182.9967 | 0 | 1207.5165 | 2004-05-19 | 14.882 |  | 1994-01-01 | 0.05
|  | 1987-07-01 | 0.06 | [5 empty] | 2007-01-15 | 1141.8048 |  |  | 2005-08-08 | 1027.47 |  |  | 2012-03-01 | 0.2216 | 0.060577 | 0.36871 | 2015-04-01 | 189.68 | 0 | 436.8214 | 2004-05-20 | 14.882 |  | 1994-01-17 | 0.0415
|  | 1987-08-01 | 0.07 | [5 empty] | 2007-01-31 | 1141.8658 |  |  | 2005-08-15 | 1027.335 |  |  | 2012-04-01 | 0.19981 | 0.0077568 | 0.34929 | 2015-05-01 | 4466.0384 | 2190.96 | 7294.0573 | 2004-05-21 | 14.882 |  | 1994-01-31 | 0.05
|  | 1987-08-11 | 0.07 | [5 empty] | 2007-02-15 | 1141.9145 |  |  | 2005-08-22 | 1027.202 |  |  | 2012-05-01 | 0.13314 | 0.0006546 | 0.25177 | 2015-06-01 | 6232.2651 | 0 | 8924.5225 | 2004-05-22 | 0 |  | 1994-03-01 | 0.05
|  | 1987-09-01 | 0.06 | [5 empty] | 2007-02-28 | 1141.9651 |  |  | 2005-08-30 | 1027.14 |  |  | 2012-06-01 | 0.16838 | 0.10782 | 0.27312 | 2015-07-01 | 5189.2268 | 1407.8174 | 6670.2469 | 2004-05-23 | 0 |  | 1994-03-03 | 0.11
|  | 1987-09-08 | 0.06 | [5 empty] | 2007-03-15 | 1142.0151 |  |  | 2005-09-07 | 1027.395 |  |  | 2012-07-01 | 0.1568 | 0.074621 | 0.28772 | 2015-08-01 | 3041.8594 | 0 | 4492.3753 | 2004-05-24 | 0 |  | 1994-04-26 | 0.17 | 0.17
|  | 1987-10-01 | 0.11 | [5 empty] | 2007-03-31 | 1142.0791 |  |  | 2005-09-12 | 1027.54 |  |  | 2012-08-01 | 0.13537 | 0.0078073 | 0.28916 | 2015-09-01 | 2775.5794 | 1304.4448 | 4921.6969 | 2004-05-25 | 0 |  | 1994-05-02 | 0.044
|  | 1987-10-06 | 0.11 | [5 empty] | 2007-04-15 | 1142.1462 |  |  | 2005-09-19 | 1027.67 |  |  | 2012-09-01 | 0.20057 | 0.08734 | 0.28835 | 2015-10-01 | 847.146 | 0 | 1863.9921 | 2004-05-26 | 0 |  | 1994-05-31 | 0.02
|  | 1987-11-01 | 0.12 | [5 empty] | 2007-04-30 | 1142.2346 |  |  | 2005-09-22 | 1027.525 |  |  | 2012-10-01 | 0.196 | 0.001506 | 0.42929 | 2015-11-01 | 452.364 | 0 | 1087.3778 | 2004-05-27 | 0 |  | 1994-06-27 | 0.01
|  | 1987-11-10 | 0.12 | [5 empty] | 2007-05-15 | 1142.3748 |  |  | 2005-09-26 | 1027.264 |  |  | 2012-11-01 | 0.20031 | 0.005753 | 0.3908 | 2015-12-01 | 381.0903 | 0 | 761.7445 | 2004-05-28 | 0 |  | 1994-08-10 | 0.011333
|  | 1987-12-01 | 0.11 | [5 empty] | 2007-05-22 | 1142.3839 |  |  | 2005-09-27 | 1027.174 |  |  | 2012-12-01 | 0.23076 | 0.0031481 | 0.39281 | 2016-01-01 | 317.1156 | 0 | 2181.9676 | 2004-05-29 | 0 |  | 1994-09-25 | 0.03
|  | 1987-12-09 | 0.11 | [5 empty] | 2007-05-28 | 1142.3748 |  |  | 2005-09-29 | 1026.949 |  |  | 2013-01-01 | 0.26722 | 0.039334 | 0.50299 | 2016-02-01 | 189.3976 | 0 | 1264.7425 | 2004-05-30 | 0 |  | 1994-10-12 | 0.009
|  | 1988-01-27 | 0.093 | [5 empty] | 2007-05-31 | 1142.3748 |  |  | 2005-10-03 | 1026.54 |  |  | 2013-02-01 | 0.19203 | 0.00039625 | 0.57968 | 2016-03-01 | 179.1257 | 0 | 1859.7849 | 2004-05-31 | 0 |  | 1994-10-15 | 0.04
|  | 1988-02-05 | 0.035 | [5 empty] | 2007-06-04 | 1142.3717 |  |  | 2005-10-05 | 1026.325 |  |  | 2013-03-01 | 0.2091 | 0.00038617 | 0.57287 | 2016-04-01 | 156.1277 | 0 | 332.8916 | 2004-06-01 | 0 |  | 1994-11-25 | 0.01
|  | 1988-02-17 | 0.043 | [5 empty] | 2007-06-11 | 1142.3839 |  |  | 2005-10-12 | 1026.564 |  |  | 2013-04-01 | 0.1736 | 0.00032655 | 0.56646 | 2016-05-01 | 4436.8342 | 2147.0427 | 7294.891 | 2004-06-02 | 0 |  | 1995-01-25 | 0.005
|  | 1988-03-22 | 0.1365 | [5 empty] | 2007-06-14 | 1142.39 |  |  | 2005-10-17 | 1026.714 |  |  | 2013-05-01 | 0.099625 | 2.0138e-06 | 0.4602 | 2016-06-01 | 6269.1785 | 691.923 | 8925.1385 | 2004-06-03 | 0 |  | 1995-01-31 | 0.05
|  | 1988-03-24 | 0.067 | [5 empty] | 2007-06-18 | 1142.3809 |  |  | 2005-10-24 | 1026.92 |  |  | 2013-06-01 | 0.14613 | 0.084888 | 0.29118 | 2016-07-01 | 5191.2193 | 855.242 | 7270.686 | 2004-06-04 | 0 |  | 1995-02-01 | 0.05
|  | 1988-04-25 | 0.126 | [5 empty] | 2007-06-30 | 1142.3138 |  |  | 2005-10-31 | 1027.115 |  |  | 2013-07-01 | 0.15553 | 0.066141 | 0.25681 | 2016-08-01 | 3071.0811 | 0 | 5116.1044 | 2004-06-05 | 0 |  | 1995-02-22 | 0.1
|  | 1988-05-25 | 0.042 | [5 empty] | 2007-07-09 | 1142.2407 |  |  | 2005-11-16 | 1027.515 |  |  | 2013-08-01 | 0.15209 | 0.0068197 | 0.31166 | 2016-09-01 | 2689.8133 | 1303.3427 | 4942.4621 | 2004-06-06 | 0 |  | 1995-02-24 | 0.1
|  | 1988-06-07 | 0.021 | [5 empty] | 2007-07-15 | 1142.1401 |  |  | 2005-11-30 | 1027.782 |  |  | 2013-09-01 | 0.20765 | 0.090324 | 0.30483 | 2016-10-01 | 851.4149 | 0 | 2361.1841 | 2004-06-07 | 0 |  | 1995-03-06 | 0.0033333
|  | 1988-07-20 | 0.046 | [5 empty] | 2007-07-23 | 1142.0151 |  |  | 2005-12-15 | 1028.032 |  |  | 2013-10-01 | 0.18886 | 0.0089606 | 0.36225 | 2016-11-01 | 457.2964 | 0 | 1195.8797 | 2004-06-08 | 28.237 |  | 1995-03-08 | 0.03
|  | 1988-08-24 | 0.12 | [5 empty] | 2007-07-31 | 1141.8749 |  |  | 2006-01-17 | 1028.515 |  |  | 2013-11-01 | 0.17948 | 0.010768 | 0.33157 | 2016-12-01 | 353.1655 | 0 | 727.0666 | 2004-06-09 | 28.237 |  | 1995-04-17 | 0.07 | 0.07
|  | 1988-09-13 | 0.135 | [5 empty] | 2007-08-15 | 1141.6158 |  |  | 2006-01-30 | 1028.655 |  |  | 2013-12-01 | 0.18102 | 0.0084422 | 0.34993 | 2017-01-01 | 328.1104 | 0 | 2140.4393 | 2004-06-10 | 28.237 |  | 1995-05-08 | 0.018
|  | 1988-10-06 | 0.185 | [5 empty] | 2007-08-31 | 1141.3141 |  |  | 2006-02-13 | 1028.613 |  |  | 2014-01-01 | 0.22634 | 0.045245 | 0.4072 | 2017-02-01 | 193.6248 | 0 | 1638.5337 | 2004-06-11 | 28.237 |  | 1995-05-09 | 0.018
|  | 1988-11-01 | 0.02 | [5 empty] | 2007-09-10 | 1141.1312 |  |  | 2006-02-15 | 1028.615 |  |  | 2014-02-01 | 0.15035 | 3.3654e-05 | 0.37349 | 2017-03-01 | 180.4725 | 0 | 950.0555 | 2004-06-12 | 28.237 |  | 1995-06-07 | 0.01
|  | 1988-11-30 | 0.175 | [5 empty] | 2007-09-11 | 1141.1403 |  |  | 2006-02-20 | 1028.602 |  |  | 2014-03-01 | 0.15399 | 0.00038993 | 0.36502 | 2017-04-01 | 0 | 0 | 599.5597 | 2004-06-13 | 28.237 |  | 1995-06-21 | 0.01
|  | 1989-01-27 | 0.115 | [5 empty] | 2007-09-15 | 1141.2552 |  |  | 2006-02-21 | 1028.545 |  |  | 2014-04-01 | 0.1431 | 0.00049231 | 0.37801 | 2017-05-01 | 4351.0875 | 1999.5417 | 7265.4875 | 2004-06-14 | 28.237 |  | 1995-07-20 | 0.01
|  | 1989-02-07 | 0.0765 | [5 empty] | 2007-09-30 | 1141.3299 |  |  | 2006-02-23 | 1028.42 |  |  | 2014-05-01 | 0.071495 | 0.00052932 | 0.32425 | 2017-06-01 | 6232.336 | 2126.9279 | 8925.1385 | 2004-06-15 | 28.237 |  | 1995-08-23 | 0.01
|  | 1989-02-13 | 0.115 | [5 empty] | 2007-10-15 | 1141.4543 |  |  | 2006-02-27 | 1028.05 |  |  | 2014-06-01 | 0.14568 | 0.052382 | 0.25882 | 2017-07-01 | 5171.9681 | 1089.0817 | 6768.2631 | 2004-06-16 | 28.237 |  | 1995-09-18 | 0.01
|  | 1989-03-14 | 0.058 | [5 empty] | 2007-10-31 | 1141.5884 |  |  | 2006-03-01 | 1027.89 |  |  | 2014-07-01 | 0.15064 | 0.056466 | 0.23695 | 2017-08-01 | 3007.9317 | 0 | 5152.7858 | 2004-06-17 | 28.237 |  | 1995-10-03 | 0.007
|  | 1989-04-12 | 0.046 | [5 empty] | 2007-11-15 | 1141.7042 |  |  | 2006-03-02 | 1027.795 |  |  | 2014-08-01 | 0.14959 | 0.0034751 | 0.28381 | 2017-09-01 | 2841.3111 | 1300.7741 | 4640.3051 | 2004-06-18 | 28.237 |  | 1995-10-16 | 0.04
|  | 1989-05-31 | 0.034 | [5 empty] | 2007-11-30 | 1141.8017 |  |  | 2006-03-04 | 1027.63 |  |  | 2014-09-01 | 0.20353 | 0.0852 | 0.28352 | 2017-10-01 | 880.8787 | 0 | 2574.4354 | 2004-06-19 | 28.237 |  | 1995-11-14 | 0.02
|  | 1989-06-12 | 0.052 | [5 empty] | 2007-12-15 | 1141.8962 |  |  | 2006-03-06 | 1027.452 |  |  | 2014-10-01 | 0.20976 | 0.042459 | 0.4763 | 2017-11-01 | 481.4916 | 0 | 1412.4781 | 2004-06-20 | 28.237 |  | 1995-12-06 | 0.02
|  | 1989-07-10 | 0.08 | [5 empty] | 2007-12-31 | 1141.9877 |  |  | 2006-03-08 | 1027.275 |  |  | 2014-11-01 | 0.19379 | 0.04425 | 0.44741 | 2017-12-01 | 445.6677 | 0 | 920.9421 | 2004-06-21 | 28.237 |  | 1995-12-12 | 0.01
|  | 1989-07-25 | 0.0365 | [5 empty] | 2008-01-15 | 1142.0639 |  |  | 2006-03-09 | 1027.18 |  |  | 2014-12-01 | 0.19031 | 0.047838 | 0.44251 | 2018-01-01 | 329.4345 | 0 | 2155.1645 | 2004-06-22 | 0 |  | 1996-01-25 | 0.02
|  | 1989-08-14 | 0.049 | [5 empty] | 2008-01-31 | 1142.1553 |  |  | 2006-03-20 | 1027.433 |  |  | 2015-01-01 | 0.22292 | 0.072403 | 0.46875 | 2018-02-01 | 186.8847 | 0 | 465.8887 | 2004-06-23 | 0 |  | 1996-02-14 | 0.02
|  | 1989-09-06 | [6 empty] | 2008-02-15 | 1142.2151 |  |  | 2006-03-30 | 1027.61 |  |  | 2015-02-01 | 0.13796 | 0.00046637 | 0.44549 | 2018-03-01 | 180.3884 | 0 | 333.8784 | 2004-06-24 | 0 |  | 1996-03-05 | 0.024
|  | 1989-09-11 | 0.046 | [5 empty] | 2008-02-29 | 1142.2849 |  |  | 2006-04-06 | 1027.725 |  |  | 2015-03-01 | 0.16235 | 0.00031447 | 0.36235 | 2018-04-01 | 186.891 | 0 | 313.4681 | 2004-06-25 | 0 |  | 1996-03-12 | 0.02
|  | 1989-10-16 | 0.024 | [5 empty] | 2008-03-15 | 1142.3443 |  |  | 2006-04-18 | 1027.89 |  |  | 2015-04-01 | 0.12612 | 0.00036659 | 0.372 | 2018-05-01 | 4210.5338 | 2051.754 | 7268.0444 | 2004-06-26 | 0 |  | 1996-04-09 | 0.0075 | 0.0075
|  | 1989-11-15 | 0.131 | [5 empty] | 2008-03-31 | 1142.4113 |  |  | 2006-04-24 | 1028.16 |  |  | 2015-05-01 | 0.0526 | 0.00045452 | 0.28787 | 2018-06-01 | 6294.582 | 3417.5713 | 8925.1385 | 2004-06-27 | 0 |  | 1996-04-23 | 0.08 | 0.08
|  | 1989-12-11 | 0.094 | [5 empty] | 2008-04-15 | 1142.4449 |  |  | 2006-05-01 | 1028.585 |  |  | 2015-06-01 | 0.14738 | 0.081153 | 0.26581 | 2018-07-01 | 5338.5781 | 1307.821 | 6669.4684 | 2004-06-28 | 0 |  | 1996-05-13 | 0.04
|  | 1990-01-15 | 0.083 | [5 empty] | 2008-04-30 | 1142.515 |  |  | 2006-05-03 | 1028.55 |  |  | 2015-07-01 | 0.1601 | 0.067707 | 0.26806 | 2018-08-01 | 3003.8752 | 0 | 5285.9195 | 2004-06-29 | 0 |  | 1996-06-11 | 0.02
|  | 1990-02-12 | 0.064 | [5 empty] | 2008-05-15 | 1142.4936 |  |  | 2006-05-08 | 1028.422 |  |  | 2015-08-01 | 0.13468 | 0.004066 | 0.31167 | 2018-09-01 | 2718.2289 | 1397.3246 | 4944.0077 | 2004-06-30 | 0 |  | 1996-07-17 | 0.09
|  | 1990-03-12 | 0.027 | [5 empty] | 2008-05-31 | 1142.3961 |  |  | 2006-05-11 | 1028.065 |  |  | 2015-09-01 | 0.19846 | 0.082374 | 0.30492 | 2018-10-01 | 871.0841 | 0 | 2460.0407 | 2004-07-01 | 0 |  | 1996-08-15 | 0.01
|  | 1990-04-17 | 0.047 | [5 empty] | 2008-06-15 | 1142.1888 |  |  | 2006-05-15 | 1027.87 |  |  | 2015-10-01 | 0.19782 | 0.036708 | 0.35459 | 2018-11-01 | 455.6959 | 0 | 1252.3077 | 2004-07-02 | 0 |  | 1996-09-11 | 0.01
|  | 1990-05-01 | 0.0975 | [5 empty] | 2008-06-30 | 1141.9663 |  |  | 2006-05-23 | 1027.872 |  |  | 2015-11-01 | 0.17887 | 0.04023 | 0.3151 | 2018-12-01 | 421.3178 | 0 | 895.5427 | 2004-07-03 | 0 |  | 1996-10-21 | 0.09
|  | 1990-05-02 | 0.124 | [5 empty] | 2008-07-15 | 1141.8505 |  |  | 2006-05-25 | 1027.777 |  |  | 2015-12-01 | 0.17415 | 0.039263 | 0.30484 | 2019-01-01 | 320.1155 | 0 | 2000.4525 | 2004-07-04 | 0 |  | 1996-11-21 | 0.06
|  | 1990-05-14 | 0.083 | [5 empty] | 2008-07-31 | 1141.6768 |  |  | 2006-05-29 | 1027.585 |  |  | 2016-01-01 | 0.20959 | 0.067099 | 0.32881 | 2019-02-01 | 187.5289 | 0 | 1701.7115 | 2004-07-05 | 0 |  | 1996-12-17
|  | 1990-06-11 | 0.06 | [5 empty] | 2008-08-15 | 1141.5061 |  |  | 2006-06-01 | 1027.463 |  |  | 2016-02-01 | 0.13311 | 4.7259e-05 | 0.39269 | 2019-03-01 | 182.2547 | 0 | 784.43 | 2004-07-06 | 0 |  | 1996-12-19 | 0.12
|  | 1990-07-11 | 0.097 | [5 empty] | 2008-08-31 | 1141.3842 |  |  | 2006-06-05 | 1027.475 |  |  | 2016-03-01 | 0.14032 | 0.00041281 | 0.42693 | 2019-04-01 | 148.0935 | 0 | 486.2398 | 2004-07-07 | 0 |  | 1997-01-14 | 0.04
|  | 1990-08-13 | 0.039 | [5 empty] | 2008-09-11 | 1141.2074 |  |  | 2006-06-12 | 1027.522 |  |  | 2016-04-01 | 0.10784 | 0.00024495 | 0.41775 | 2019-05-01 | 4221.9851 | 2110.366 | 7287.8483 | 2004-07-08 | 0 |  | 1997-02-26 | 0.03
|  | 1990-09-19 | 0.143 | [5 empty] | 2008-09-15 | 1141.1464 |  |  | 2006-06-21 | 1027.51 |  |  | 2016-05-01 | 0.040106 | 5.3946e-06 | 0.3249 | 2019-06-01 | 6232.9435 | 3396.4733 | 8925.1385 | 2004-07-09 | 18.312 |  | 1997-03-11 | 0.05
|  | 1990-10-02 | 0.0645 | [5 empty] | 2008-09-21 | 1141.065 |  |  | 2006-06-27 | 1027.272 |  |  | 2016-06-01 | 0.14216 | 0.081569 | 0.25822 | 2019-07-01 | 5184.6344 | 2515.8232 | 6796.8919 | 2004-07-10 | 18.312 |  | 1997-04-15 | 0.05 | 0.05
|  | 1990-10-04 | [6 empty] | 2008-09-30 | 1141.1949 |  |  | 2006-07-04 | 1027.52 |  |  | 2016-07-01 | 0.15113 | 0.06323 | 0.28082 | 2019-08-01 | 3113.6909 | 0 | 4593.8054 | 2004-07-11 | 18.312 |  | 1997-05-12 | 0.02
|  | 1990-10-18 | 0.157 | [5 empty] | 2008-10-15 | 1141.3842 |  |  | 2006-07-06 | 1027.521 |  |  | 2016-08-01 | 0.14617 | 0.0041704 | 0.35105 | 2019-09-01 | 2527.0213 | 1324.1065 | 4900.5335 | 2004-07-12 | 18.312 |  | 1997-06-23 | 0.02
|  | 1990-11-14 | 0.149 | [5 empty] | 2008-10-31 | 1141.564 |  |  | 2006-07-10 | 1027.552 |  |  | 2016-09-01 | 0.20287 | 0.085437 | 0.30328 | 2019-10-01 | 823.8618 | 0 | 2418.5831 | 2004-07-13 | 18.312 |  | 1997-07-15 | 0.12
|  | 1990-12-10 | 0.316 | [5 empty] | 2008-11-15 | 1141.7347 |  |  | 2006-07-13 | 1027.522 |  |  | 2016-10-01 | 0.20378 | 0.0057949 | 0.43784 | 2019-11-01 | 438.8203 | 0 | 1222.5466 | 2004-07-14 | 18.312 |  | 1997-08-12 | 0.11
|  | 1991-01-02 | 0.249 | [5 empty] | 2008-11-30 | 1141.845 |  |  | 2006-07-19 | 1027.522 |  |  | 2016-11-01 | 0.18323 | 0.0087888 | 0.39467 | 2019-12-01 | 345.8927 | 0 | 856.6761 | 2004-07-15 | 18.312 |  | 1997-09-22 | 0.07
|  | 1991-01-14 | [6 empty] | 2008-12-15 | 1141.9663 |  |  | 2006-07-24 | 1027.518 |  |  | 2016-12-01 | 0.17599 | 0.018794 | 0.37917 | 2020-01-01 | 325.5824 | 0 | 1396.3501 | 2004-07-16 | 18.312 |  | 1997-10-20 | 0.02
|  | 1991-02-04 | 0.124 | [5 empty] | 2008-12-31 | 1142.0639 |  |  | 2006-07-31 | 1027.437 |  |  | 2017-01-01 | 0.20572 | 0.050448 | 0.40372 | 2020-02-01 | 175.1284 | 0 | 564.4208 | 2004-07-17 | 10.796 |  | 1997-11-18 | 0.03
|  | 1991-02-27 | 0.719 | [5 empty] | 2009-01-15 | 1142.1492 |  |  | 2006-08-07 | 1027.555 |  |  | 2017-02-01 | 0.13012 | 3.2648e-05 | 0.41678 | 2020-03-01 | 180.9349 | 0 | 391.4329 | 2004-07-18 | 10.796 |  | 1997-12-08 | 0.02
|  | 1991-03-04 | 0.615 | [5 empty] | 2009-01-31 | 1142.2559 |  |  | 2006-08-14 | 1027.387 |  |  | 2017-03-01 | 0.13638 | 0.00038348 | 0.41844 | 2020-04-01 | 166.0508 | 0 | 421.522 | 2004-07-19 | 10.796 |  | 1998-01-12 | 0.03
|  | 1991-03-06 | [6 empty] | 2009-02-14 | 1142.3351 |  |  | 2006-08-22 | 1027.49 |  |  | 2017-04-01 | 0.094549 | 0.00045425 | 0.37313 | 2020-05-01 | 4500.5686 | 3215.6021 | 7288.0222 | 2004-07-20 | 10.796 |  | 1998-02-24 | 0.05
|  | 1991-04-01 | 0.139 | [5 empty] | 2009-02-26 | 1142.3961 |  |  | 2006-08-28 | 1027.57 |  |  | 2017-05-01 | 0.035892 | 0.00039259 | 0.30069 | 2020-06-01 | 6210.1225 | 3397.4372 | 8923.78 | 2004-07-21 | 10.796 |  | 1998-03-17 | 0.02
|  | 1991-05-01 | 0.069 | [5 empty] | 2009-03-15 | 1142.4799 |  |  | 2006-08-29 | 1027.525 |  |  | 2017-06-01 | 0.14771 | 0.091898 | 0.23794 | 2020-07-01 | 5121.8622 | 1626.2903 | 6678.2967 | 2004-07-22 | 10.796 |  | 1998-04-13 | 0.35 | 0.35
|  | 1991-05-08 | 0.0355 | [5 empty] | 2009-03-31 | 1142.55 |  |  | 2006-09-05 | 1027.268 |  |  | 2017-07-01 | 0.15005 | 0.059601 | 0.22678 | 2020-08-01 | 2897.5872 | 0 | 5284.345 | 2004-07-23 | 10.796 |  | 1998-05-18 | 0.05
|  | 1991-06-03 | 0.048 | [5 empty] | 2009-04-15 | 1142.6201 |  |  | 2006-09-12 | 1027.473 |  |  | 2017-08-01 | 0.13414 | 0.0035973 | 0.29862 | 2020-09-01 | 2809.1399 | 244.0465 | 4981.5229 | 2004-07-24 | 10.796 |  | 1998-06-15 | 0.06
|  | 1991-06-07 | 0.039 | [5 empty] | 2009-04-30 | 1142.71 |  |  | 2006-09-19 | 1027.45 |  |  | 2017-09-01 | 0.19535 | 0.076922 | 0.29945 | 2020-10-01 | 904.5481 | 0 | 2522.071 | 2004-07-25 | 10.796 |  | 1998-07-21 | 0.04
|  | 1991-06-13 | 0.039 | [5 empty] | 2009-05-15 | 1142.85 |  |  | 2006-09-20 | 1027.336 |  |  | 2017-10-01 | 0.20348 | 0.006417 | 0.40668 | 2020-11-01 | 475.1715 | 0 | 1368.0014 | 2004-07-26 | 10.796 |  | 1998-08-10 | 0.03
|  | 1991-06-30 | 0.039 | [5 empty] | 2009-05-31 | 1142.8701 |  |  | 2006-09-21 | 1027.227 |  |  | 2017-11-01 | 0.18836 | 0.010178 | 0.3392 | 2020-12-01 | 431.6319 | 0 | 1015.661 | 2004-07-27 | 10.796 |  | 1998-09-10
|  | 1991-07-01 | 0.026 | [5 empty] | 2009-06-15 | 1142.8399 |  |  | 2006-09-26 | 1027.32 |  |  | 2017-12-01 | 0.17921 | 0.016909 | 0.32174 | 2021-01-01 | 329.1191 | 0 | 1381.3916 | 2004-07-28 | 10.796 |  | 1998-09-25 | 0.04
|  | 1991-07-02 | 0.026 | [5 empty] | 2009-06-30 | 1142.6652 |  |  | 2006-10-04 | 1027.468 |  |  | 2018-01-01 | 0.21093 | 0.041892 | 0.34986 | 2021-02-01 | 186.3223 | 0 | 339.8844 | 2004-07-29 | 10.796 |  | 1998-10-19 | 0.03
|  | 1991-07-22 | 0.053 | [5 empty] | 2009-07-13 | 1142.5052 |  |  | 2006-10-10 | 1027.601 |  |  | 2018-02-01 | 0.13344 | 8.6796e-06 | 0.36314 | 2021-03-01 | 182.8682 | 0 | 1872.2135 | 2004-07-30 | 10.796 |  | 1998-11-17 | 0.03
|  | 1991-07-24 | 0.0415 | [5 empty] | 2009-07-20 | 1142.4351 |  |  | 2006-10-17 | 1027.749 |  |  | 2018-03-01 | 0.13904 | 0.00032132 | 0.41223 | 2021-04-01 | 181.0991 | 0 | 1011.3588 | 2004-07-31 | 0 |  | 1998-12-21 | 0.02
|  | 1991-08-05 | 0.065 | [5 empty] | 2009-07-27 | 1142.3199 |  |  | 2006-10-24 | 1027.902 |  |  | 2018-04-01 | 0.11375 | 0.00036781 | 0.41673 | 2021-05-01 | 4430.5313 | 2305.6787 | 7280.5393 | 2004-08-01 | 0 |  | 1999-01-18 | 0.03
|  | 1991-09-03 | 0.062 | [5 empty] | 2009-08-03 | 1142.2001 |  |  | 2006-10-31 | 1028.035 |  |  | 2018-05-01 | 0.03602 | 3.5245e-06 | 0.34413 | 2021-06-01 | 6266.435 | 3384.5359 | 8921.1564 | 2004-08-02 | 0 |  | 1999-02-22 | 0.07
|  | 1991-09-27 | 0.056 | [5 empty] | 2009-08-07 | 1142.1849 |  |  | 2006-11-07 | 1028.168 |  |  | 2018-06-01 | 0.14814 | 0.08849 | 0.26979 | 2021-07-01 | 5197.0995 | 511.5816 | 6672.0348 | 2004-08-03 | 0 |  | 1999-03-17 | 0.02
|  | 1991-10-07 | 0.05 | [5 empty] | 2009-08-10 | 1142.1651 |  |  | 2006-11-14 | 1028.303 |  |  | 2018-07-01 | 0.15509 | 0.050804 | 0.25277 | 2021-08-01 | 3116.1245 | 0 | 5278.4493 | 2004-08-04 | 0 |  | 1999-04-20 | 0.02 | 0.02
|  | 1991-11-01 | 0.022 | [5 empty] | 2009-08-18 | 1142.0651 |  |  | 2006-11-21 | 1028.42 |  |  | 2018-08-01 | 0.13393 | 0.0024956 | 0.30157 | 2021-09-01 | 2806.4006 | 1282.4976 | 4973.6508 | 2004-08-05 | 0 |  | 1999-05-17 | 0.05
|  | 1991-11-06 | 0.053 | [5 empty] | 2009-08-24 | 1142.02 |  |  | 2006-12-07 | 1028.635 |  |  | 2018-09-01 | 0.19824 | 0.082473 | 0.2871 | 2021-10-01 | 896.167 | 0 | 2417.8254 | 2004-08-06 | 0 |  | 1999-07-03 | 0.05
|  | 1991-12-03 | 0.086 | [5 empty] | 2009-08-31 | 1141.845 |  |  | 2006-12-14 | 1028.732 |  |  | 2018-10-01 | 0.19678 | 0.014289 | 0.35574 | 2021-11-01 | 473.8912 | 0 | 1232.4573 | 2004-08-07 | 0 |  | 1999-07-27 | 0.0075
|  | 1992-01-21 | 0.334 | [5 empty] | 2009-09-07 | 1141.6749 |  |  | 2007-01-04 | 1028.95 |  |  | 2018-11-01 | 0.18028 | 0.018242 | 0.32132 | 2021-12-01 | 422.058 | 0 | 845.2888 | 2004-08-08 | 0 |  | 1999-07-29
|  | 1992-02-20 | 0.211 | [5 empty] | 2009-09-14 | 1141.5201 |  |  | 2007-01-18 | 1029.09 |  |  | 2018-12-01 | 0.1702 | 0.020791 | 0.31599 | 2022-01-01 | 329.4513 | 0 | 1822.1491 | 2004-08-09 | 0 |  | 1999-08-12 | 0.02
|  | 1992-03-12 | 0.156 | [5 empty] | 2009-09-18 | 1141.415 |  |  | 2007-02-01 | 1029.2 |  |  | 2019-01-01 | 0.20189 | 0.049822 | 0.34189 |  |  |  |  | 2004-08-10 | 0 |  | 1999-08-31
|  | 1992-04-29 | 0.058667 | [5 empty] | 2009-09-19 | 1141.3799 |  |  | 2007-02-15 | 1029.308 |  |  | 2019-02-01 | 0.12238 | 1.9582e-05 | 0.41695 |  |  |  |  | 2004-08-11 | 0 |  | 1999-09-10 | 0.0075
|  | 1992-05-12 | 0.056 | [5 empty] | 2009-09-20 | 1141.34 |  |  | 2007-03-08 | 1029.48 |  |  | 2019-03-01 | 0.13524 | 0.00040099 | 0.4021 |  |  |  |  | 2004-08-12 | 0 |  | 1999-10-29 | 0.02
|  | 1992-06-09 | 0.01 | [5 empty] | 2009-09-21 | 1141.2949 |  |  | 2007-03-29 | 1029.632 |  |  | 2019-04-01 | 0.10449 | 0.00040323 | 0.34406 |  |  |  |  | 2004-08-13 | 0 |  | 1999-11-22 | 0.0075
|  | 1992-06-26 | 0.0265 | [5 empty] | 2009-09-24 | 1141.2001 |  |  | 2007-04-02 | 1029.65 |  |  | 2019-05-01 | 0.035382 | 4.4931e-06 | 0.26172 |  |  |  |  | 2004-08-14 | 0 |  | 1999-12-14 | 0.09
|  | 1992-07-14 | 0.019 | [5 empty] | 2009-09-29 | 1141.24 |  |  | 2007-04-12 | 1028.75 |  |  | 2019-06-01 | 0.13666 | 0.099884 | 0.25986 |  |  |  |  | 2004-08-15 | 0 |  | 2000-01-27 | 0.09
|  | 1992-07-21 | 0.0315 | [5 empty] | 2009-10-01 | 1141.215 |  |  | 2007-04-26 | 1029.1 |  |  | 2019-07-01 | 0.15319 | 0.087203 | 0.28075 |  |  |  |  | 2004-08-16 | 0 |  | 2000-02-28 | 0.39
|  | 1992-08-10 | 0.043 | [5 empty] | 2009-10-05 | 1141.24 |  |  | 2007-05-03 | 1029.358 |  |  | 2019-08-01 | 0.14655 | 0.00080978 | 0.32344 |  |  |  |  | 2004-08-17 | 0 |  | 2000-03-23 | 0.02
|  | 1992-09-09 | 0.117 | [5 empty] | 2009-10-09 | 1141.2699 |  |  | 2007-05-07 | 1029.498 |  |  | 2019-09-01 | 0.20235 | 0.078198 | 0.30991 |  |  |  |  | 2004-08-18 | 0 |  | 2000-04-27 | 0.22 | 0.22
|  | 1992-09-10 | 0.163 | [5 empty] | 2009-10-12 | 1141.2851 |  |  | 2007-05-09 | 1029.295 |  |  | 2019-10-01 | 0.19983 | 0.0070303 | 0.47371 |  |  |  |  | 2004-08-19 | 0 |  | 2000-05-15 | 0.11
|  | 1992-10-06 | 0.26 | [5 empty] | 2009-10-19 | 1141.365 |  |  | 2007-05-10 | 1029.191 |  |  | 2019-11-01 | 0.1856 | 0.012145 | 0.42936 |  |  |  |  | 2004-08-20 | 82.251 |  | 2000-06-26 | 0.33
|  | 1992-10-19 | [6 empty] | 2009-10-26 | 1141.5 |  |  | 2007-05-14 | 1028.77 |  |  | 2019-12-01 | 0.17941 | 0.013947 | 0.42242 |  |  |  |  | 2004-08-21 | 82.251 |  | 2000-07-25 | 0.5
|  | 1992-11-24 | 0.122 | [5 empty] | 2009-11-02 | 1141.6451 |  |  | 2007-05-17 | 1028.98 |  |  | 2020-01-01 | 0.20812 | 0.044385 | 0.45233 |  |  |  |  | 2004-08-22 | 82.251 |  | 2000-08-29 | 0.13
|  | 1992-11-25 | 0.129 | [5 empty] | 2009-11-09 | 1141.6792 |  |  | 2007-05-22 | 1028.933 |  |  | 2020-02-01 | 0.13436 | 2.327e-05 | 0.43384 |  |  |  |  | 2004-08-23 | 82.251 |  | 2000-09-25 | 0.022
|  | 1993-02-16 | 0.03 | [5 empty] | 2009-11-16 | 1141.7451 |  |  | 2007-05-24 | 1028.837 |  |  | 2020-03-01 | 0.13009 | 0.00025083 | 0.40263 |  |  |  |  | 2004-08-24 | 82.251 |  | 2000-10-28
|  | 1993-04-27 | 0.144 | [5 empty] | 2009-11-23 | 1141.7853 |  |  | 2007-05-28 | 1028.846 |  |  | 2020-04-01 | 0.11393 | 0.00010414 | 0.33211 |  |  |  |  | 2004-08-25 | 82.251 |  | 2000-10-29 | 0.01
|  | 1993-06-24 | 0.0155 | [5 empty] | 2009-11-30 | 1141.8252 |  |  | 2007-05-31 | 1028.84 |  |  | 2020-05-01 | 0.048567 | 5.7344e-06 | 0.26245 |  |  |  |  | 2004-08-26 | 82.251 |  | 2000-11-13 | 0.06
|  | 1993-08-02 | 0.04 | [5 empty] | 2009-12-07 | 1141.845 |  |  | 2007-06-04 | 1028.661 |  |  | 2020-06-01 | 0.14807 | 0.10099 | 0.25198 |  |  |  |  | 2004-08-27 | 82.251 |  | 2000-11-18 | 0.03
|  | 1993-09-20 | 0.067 | [5 empty] | 2009-12-14 | 1141.9063 |  |  | 2007-06-11 | 1028.626 |  |  | 2020-07-01 | 0.16685 | 0.05426 | 0.27806 |  |  |  |  | 2004-08-28 | 82.251 |  | 2000-12-14 | 0.022
|  | 1993-10-04 | 0.047 | [5 empty] | 2010-01-04 | 1142.0002 |  |  | 2007-06-14 | 1028.605 |  |  | 2020-08-01 | 0.14138 | 0.0032518 | 0.26906 |  |  |  |  | 2004-08-29 | 82.251 |  | 2001-01-13 | 0.02
|  | 1993-10-18 | 0.04125 | [5 empty] | 2010-01-18 | 1142.0953 |  |  | 2007-06-18 | 1028.561 |  |  | 2020-09-01 | 0.20107 | 0.079216 | 0.27407 |  |  |  |  | 2004-08-30 | 82.251 |  | 2001-02-10 | 0.02
|  | 1993-11-01 | 0.0795 | [5 empty] | 2010-02-01 | 1142.1852 |  |  | 2007-06-21 | 1028.56 |  |  | 2020-10-01 | 0.18766 | 0.020062 | 0.42552 |  |  |  |  | 2004-08-31 | 82.251 |  | 2001-03-10 | 0.03
|  | 1993-11-15 | 0.0835 | [5 empty] | 2010-02-16 | 1142.28 |  |  | 2007-06-25 | 1028.88 |  |  | 2020-11-01 | 0.17038 | 0.021104 | 0.38855 |  |  |  |  | 2004-09-01 | 82.251 |  | 2001-04-16 | 0.02 | 0.02
|  | 1993-11-29 | 0.1035 | [5 empty] | 2010-03-01 | 1142.315 |  |  | 2007-06-28 | 1028.85 |  |  | 2020-12-01 | 0.16547 | 0.014892 | 0.37536 |  |  |  |  | 2004-09-02 | 82.251 |  | 2001-05-14 | 0.07
|  | 1993-12-13 | 0.0546 | [5 empty] | 2010-03-15 | 1142.34 |  |  | 2007-07-03 | 1028.787 |  |  | 2021-01-01 | 0.19716 | 0.040778 | 0.40067 |  |  |  |  | 2004-09-03 | 82.251 |  | 2001-06-17 | 0.02
|  | 1994-01-17 | 0.08475 | [5 empty] | 2010-03-29 | 1142.5302 |  |  | 2007-07-05 | 1028.789 |  |  | 2021-02-01 | 0.13774 | 1.4631e-05 | 0.30733 |  |  |  |  | 2004-09-04 | 82.251 |  | 2001-07-14 | 0.06
|  | 1994-01-31 | 0.1015 | [5 empty] | 2010-04-05 | 1142.561 |  |  | 2007-07-09 | 1028.846 |  |  | 2021-03-01 | 0.13766 | 0.0003027 | 0.33399 |  |  |  |  | 2004-09-05 | 82.251 |  | 2001-08-14 | 0.03
|  | 1994-03-01 | 0.054 | [5 empty] | 2010-04-12 | 1142.6012 |  |  | 2007-07-12 | 1028.8 |  |  | 2021-04-01 | 0.11885 | 0.00044838 | 0.31457 |  |  |  |  | 2004-09-06 | 82.251 |  | 2001-09-17 | 0.03
|  | 1994-08-10 | 0.03725 | [5 empty] | 2010-04-19 | 1142.6455 |  |  | 2007-07-19 | 1028.763 |  |  | 2021-05-01 | 0.047233 | 0.000318 | 0.24917 |  |  |  |  | 2004-09-07 | 82.251 |  | 2001-10-15 | 0.0075
|  | 1994-10-12 | 0.03475 | [5 empty] | 2010-04-26 | 1142.6465 |  |  | 2007-07-26 | 1028.692 |  |  | 2021-06-01 | 0.14878 | 0.095668 | 0.26348 |  |  |  |  | 2004-09-08 | 82.251 |  | 2001-11-13 | 0.06
|  | 1994-11-25 | 0.07 | [5 empty] | 2010-05-03 | 1142.6555 |  |  | 2007-08-02 | 1028.608 |  |  | 2021-07-01 | 0.14883 | 0.034638 | 0.25559 |  |  |  |  | 2004-09-09 | 82.251 |  | 2001-12-14
|  | 1995-01-25 | 0.0055 | [5 empty] | 2010-05-10 | 1142.625 |  |  | 2007-08-09 | 1028.547 |  |  | 2021-08-01 | 0.13659 | 0.009611 | 0.30803 |  |  |  |  | 2004-09-10 | 82.251 |  | 2001-12-15 | 0.02
|  | 1995-03-06 | 0.00375 | [5 empty] | 2010-05-17 | 1142.6092 |  |  | 2007-08-16 | 1028.374 |  |  | 2021-09-01 | 0.19733 | 0.092733 | 0.29737 |  |  |  |  | 2004-09-11 | 82.251 |  | 2002-01-15 | 0.09
|  | 1995-03-08 | 0.03 | [5 empty] | 2010-05-24 | 1142.5655 |  |  | 2007-08-23 | 1028.085 |  |  | 2021-10-01 | 0.21711 | 0.0090365 | 0.3741 |  |  |  |  | 2004-09-12 | 82.251 |  | 2002-02-12 | 0.01
|  | 1995-05-08 | 0.0525 | [5 empty] | 2010-05-31 | 1142.461 |  |  | 2007-08-30 | 1028.038 |  |  | 2021-11-01 | 0.19947 | 0.013008 | 0.33451 |  |  |  |  | 2004-09-13 | 82.251 |  | 2002-03-12 | 0.05
|  | 1995-06-21 | 0.01 | [5 empty] | 2010-06-07 | 1142.3321 |  |  | 2007-09-06 | 1028.025 |  |  | 2021-12-01 | 0.19135 | 0.020911 | 0.32713 |  |  |  |  | 2004-09-14 | 82.251 |  | 2002-04-15 | 0.04 | 0.04
|  | 1995-07-20 | 0.01 | [5 empty] | 2010-06-14 | 1142.2175 |  |  | 2007-09-11 | 1028.025 |  |  | 2022-01-01 | 0.22133 | 0.048201 | 0.3464 |  |  |  |  | 2004-09-15 | 82.251 |  | 2002-05-13 | 0.07
|  | 1995-08-23 | 0.05 | [5 empty] | 2010-06-21 | 1142.0831 |  |  | 2007-09-12 | 1027.91 | [10 empty] | 2004-09-16 | 82.251 |  | 2002-06-16 | 0.03
|  | 1995-10-16 | 0.08 | [5 empty] | 2010-06-28 | 1141.941 |  |  | 2007-09-13 | 1027.845 | [10 empty] | 2004-09-17 | 82.251 |  | 2002-07-16 | 0.017
|  | 1995-11-14 | 0.17 | [5 empty] | 2010-07-05 | 1141.8216 |  |  | 2007-09-17 | 1027.559 | [10 empty] | 2004-09-18 | 0 |  | 2002-08-12 | 0.009
|  | 1995-12-06 | 0.14 | [5 empty] | 2010-07-12 | 1141.6734 |  |  | 2007-09-24 | 1027.755 | [10 empty] | 2004-09-19 | 0 |  | 2002-09-16 | 0.011
|  | 1995-12-12 | 0.111 | [5 empty] | 2010-07-19 | 1141.4875 |  |  | 2007-09-27 | 1027.84 | [10 empty] | 2004-09-20 | 0 |  | 2002-10-15 | 0.024
|  | 1996-01-25 | 0.1 | [5 empty] | 2010-07-26 | 1141.3141 |  |  | 2007-10-15 | 1028.295 | [10 empty] | 2004-09-21 | 0 |  | 2002-11-12 | 0.031
|  | 1996-02-14 | 0.09 | [5 empty] | 2010-08-02 | 1141.1681 |  |  | 2007-10-18 | 1028.358 | [10 empty] | 2004-09-22 | 0 |  | 2002-12-10 | 0.034
|  | 1996-03-06 | 0.123 | [5 empty] | 2010-08-09 | 1141.0422 |  |  | 2007-10-22 | 1028.442 | [10 empty] | 2004-09-23 | 0 |  | 2003-01-14 | 0.029
|  | 1996-03-12 | 0.08 | [5 empty] | 2010-08-16 | 1140.894 |  |  | 2007-10-25 | 1028.22 | [10 empty] | 2004-09-24 | 0 |  | 2003-02-15 | 0.023
|  | 1996-04-09 | 0.02 | [5 empty] | 2010-08-23 | 1140.7673 |  |  | 2007-10-29 | 1027.997 | [10 empty] | 2004-09-25 | 0 |  | 2003-03-15 | 0.022
|  | 1996-05-15 | 0.05 | [5 empty] | 2010-08-27 | 1140.6801 |  |  | 2007-11-08 | 1028.268 | [10 empty] | 2004-09-26 | 0 |  | 2003-04-15 | 0.021 | 0.021
|  | 1996-05-29 | 0.04 | [5 empty] | 2010-08-30 | 1140.6965 |  |  | 2007-11-22 | 1028.551 | [10 empty] | 2004-09-27 | 0 |  | 2003-05-13 | 0.037
|  | 1996-06-11 | 0.02 | [5 empty] | 2010-09-06 | 1140.7703 |  |  | 2007-12-06 | 1028.802 | [10 empty] | 2004-09-28 | 0 |  | 2003-06-14 | 0.016
|  | 1996-06-21 | 1.48 | [5 empty] | 2010-09-13 | 1140.8102 |  |  | 2008-01-03 | 1029.27 | [10 empty] | 2004-09-29 | 0 |  | 2003-07-14 | 0.034
|  | 1996-07-17 | 0.02 | [5 empty] | 2010-09-20 | 1140.8502 |  |  | 2008-01-16 | 1029.442 | [10 empty] | 2004-09-30 | 0 |  | 2003-08-11 | 0.011
|  | 1996-08-05 | 0.01 | [5 empty] | 2010-09-27 | 1140.8691 |  |  | 2008-02-13 | 1029.782 | [10 empty] | 2004-10-01 | 0 |  | 2003-09-08 | 0.012
|  | 1996-08-15 | 0.03 | [5 empty] | 2010-10-04 | 1140.9413 |  |  | 2008-03-05 | 1029.996 | [10 empty] | 2004-10-02 | 0 |  | 2003-10-14 | 0.027
|  | 1996-09-03 | 0.04 | [5 empty] | 2010-10-12 | 1140.9663 |  |  | 2008-03-20 | 1030.116 | [10 empty] | 2004-10-03 | 0 |  | 2003-11-15 | 0.022
|  | 1996-09-11 | 0.04 | [5 empty] | 2010-10-25 | 1141.0611 |  |  | 2008-04-03 | 1030.211 | [10 empty] | 2004-10-04 | 0 |  | 2003-12-14
|  | 1996-10-02 | [6 empty] | 2010-11-08 | 1141.0861 |  |  | 2008-04-10 | 1030.254 | [10 empty] | 2004-10-05 | 0 |  | 2003-12-15 | 0.014
|  | 1996-10-16 | 0.08 | [5 empty] | 2010-11-22 | 1141.1641 |  |  | 2008-04-14 | 1029.93 | [10 empty] | 2004-10-06 | 0 |  | 2004-01-12 | 0.024
|  | 1996-10-21 | 0.09 | [5 empty] | 2010-12-06 | 1141.254 |  |  | 2008-04-21 | 1029.625 | [10 empty] | 2004-10-07 | 0 |  | 2004-02-16 | 0.032
|  | 1996-11-21 | 0.1 | [5 empty] | 2010-12-16 | 1141.3162 |  |  | 2008-04-24 | 1029.398 | [10 empty] | 2004-10-08 | 0 |  | 2004-03-15 | 0.031
|  | 1996-12-19 | 0.12 | [5 empty] | 2011-01-03 | 1141.4779 |  |  | 2008-04-28 | 1029.25 | [10 empty] | 2004-10-09 | 0 |  | 2004-04-13 | 0.024 | 0.024
|  | 1997-01-14 | 0.05 | [5 empty] | 2011-01-17 | 1141.556 |  |  | 2008-05-05 | 1029.433 | [10 empty] | 2004-10-10 | 0 |  | 2004-05-14 | 0.027
|  | 1997-02-17 | 0.06 | [5 empty] | 2011-01-31 | 1141.643 |  |  | 2008-05-06 | 1029.44 | [10 empty] | 2004-10-11 | 0 |  | 2004-06-14 | 0.007
|  | 1997-02-26 | [6 empty] | 2011-02-14 | 1141.729 |  |  | 2008-05-07 | 1029.421 | [10 empty] | 2004-10-12 | 0 |  | 2004-07-12 | 0.009
|  | 1997-03-11 | 0.05 | [5 empty] | 2011-02-28 | 1141.8592 |  |  | 2008-05-08 | 1029.402 | [10 empty] | 2004-10-13 | 0 |  | 2004-08-09 | 0.011
|  | 1997-04-15 | 0.06 | [5 empty] | 2011-03-07 | 1141.8946 |  |  | 2008-05-12 | 1029.362 | [10 empty] | 2004-10-14 | 0 |  | 2004-09-13 | 0.012
|  | 1997-04-28 | 0.04 | [5 empty] | 2011-03-21 | 1141.912 |  |  | 2008-05-20 | 1029.34 | [10 empty] | 2004-10-15 | 27.904 |  | 2004-10-12 | 0.025
|  | 1997-05-12 | 0.04 | [5 empty] | 2011-04-04 | 1141.972 |  |  | 2008-05-21 | 1029.335 | [10 empty] | 2004-10-16 | 27.904 |  | 2004-11-15 | 0.024
|  | 1997-06-23 | 0.04 | [5 empty] | 2011-04-18 | 1142.0833 |  |  | 2008-05-22 | 1029.332 | [10 empty] | 2004-10-17 | 27.904 |  | 2004-12-03 | 0.02
|  | 1997-07-15 | 0.07 | [5 empty] | 2011-05-02 | 1142.057 |  |  | 2008-05-26 | 1029.276 | [10 empty] | 2004-10-18 | 27.904 |  | 2005-01-21 | 0.031
|  | 1997-07-24 | [6 empty] | 2011-05-16 | 1141.948 |  |  | 2008-05-28 | 1029.254 | [10 empty] | 2004-10-19 | 27.904 |  | 2005-02-08 | 0.035
|  | 1997-08-06 | [6 empty] | 2011-05-30 | 1141.984 |  |  | 2008-06-02 | 1029.251 | [10 empty] | 2004-10-20 | 27.904 |  | 2005-03-15 | 0.031
|  | 1997-08-12 | 0.11 | [5 empty] | 2011-06-06 | 1141.942 |  |  | 2008-06-05 | 1029.164 | [10 empty] | 2004-10-21 | 27.904 |  | 2005-04-11 | 0.038 | 0.038
|  | 1997-09-22 | 0.15 | [5 empty] | 2011-06-09 | 1141.936 |  |  | 2008-06-11 | 1028.976 | [10 empty] | 2004-10-22 | 275.55 |  | 2005-05-09 | 0.031
|  | 1997-09-30 | 0.12 | [5 empty] | 2011-06-13 | 1141.8269 |  |  | 2008-06-18 | 1028.891 | [10 empty] | 2004-10-23 | 275.55 |  | 2005-06-20 | 0.016
|  | 1997-10-07 | 0.11 | [5 empty] | 2011-06-20 | 1141.873 |  |  | 2008-06-23 | 1028.686 | [10 empty] | 2004-10-24 | 275.55 |  | 2005-07-25 | 0.015
|  | 1997-10-20 | 0.08 | [5 empty] | 2011-06-27 | 1141.848 |  |  | 2008-06-24 | 1028.638 | [10 empty] | 2004-10-25 | 275.55 |  | 2005-08-22 | 0.023
|  | 1997-11-04 | [6 empty] | 2011-07-04 | 1141.838 |  |  | 2008-06-26 | 1028.549 | [10 empty] | 2004-10-26 | 77.242 |  | 2005-09-05 | 0.036
|  | 1997-11-19 | 0.06 | [5 empty] | 2011-07-11 | 1141.781 |  |  | 2008-07-02 | 1028.271 | [10 empty] | 2004-10-27 | 0 |  | 2005-09-06 | 0.036
|  | 1997-12-08 | 0.06 | [5 empty] | 2011-07-18 | 1141.788 |  |  | 2008-07-03 | 1028.24 | [10 empty] | 2004-10-28 | 0 |  | 2005-10-10 | 0.028
|  | 1998-01-12 | 0.06 | [5 empty] | 2011-07-25 | 1141.645 |  |  | 2008-07-07 | 1028.222 | [10 empty] | 2004-10-29 | 0 |  | 2005-11-01 | 0.035
|  | 1998-02-24 | 0.03 | [5 empty] | 2011-08-01 | 1141.572 |  |  | 2008-07-08 | 1028.235 | [10 empty] | 2004-10-30 | 0 |  | 2005-12-13 | 0.058
|  | 1998-03-17 | 0.02 | [5 empty] | 2011-08-08 | 1141.466 |  |  | 2008-07-10 | 1028.252 | [10 empty] | 2004-10-31 | 0 |  | 2006-01-23 | 0.094
|  | 1998-04-13 | 0.32 | [5 empty] | 2011-08-15 | 1141.373 |  |  | 2008-07-17 | 1028.28 | [10 empty] | 2004-11-01 | 0 |  | 2006-02-14 | 0.035
|  | 1998-04-16 | [6 empty] | 2011-08-22 | 1141.273 |  |  | 2008-07-24 | 1028.273 | [10 empty] | 2004-11-02 | 0 |  | 2006-04-24 | 0.14 | 0.14
|  | 1998-04-22 | 0.11 | [5 empty] | 2011-08-29 | 1141.151 |  |  | 2008-08-14 | 1028.068 | [10 empty] | 2004-11-03 | 0 |  | 2006-04-25 | 0.14 | 0.14
|  | 1998-04-24 | 0.08 | [5 empty] | 2011-09-05 | 1141.014 |  |  | 2008-08-21 | 1028.15 | [10 empty] | 2004-11-04 | 0 |  | 2006-05-17 | 0.042
|  | 1998-04-26 | 0.05 | [5 empty] | 2011-09-12 | 1140.862 |  |  | 2008-08-28 | 1028.34 | [10 empty] | 2004-11-05 | 0 |  | 2006-06-19 | 0.017
|  | 1998-04-30 | 0.04 | [5 empty] | 2011-09-19 | 1140.762 |  |  | 2008-09-02 | 1028.426 | [10 empty] | 2004-11-06 | 0 |  | 2006-07-18 | 0.02
|  | 1998-05-18 | 0.3 | [5 empty] | 2011-09-26 | 1140.827 |  |  | 2008-09-11 | 1028.565 | [10 empty] | 2004-11-07 | 0 |  | 2006-08-21 | 0.023
|  | 1998-06-15 | 0.06 | [5 empty] | 2011-10-03 | 1140.883 |  |  | 2008-09-18 | 1028.638 | [10 empty] | 2004-11-08 | 0 |  | 2006-09-11 | 0.023
|  | 1998-06-19 | 0.0093 | [5 empty] | 2011-10-17 | 1140.98 |  |  | 2008-09-22 | 1028.582 | [10 empty] | 2004-11-09 | 0 |  | 2006-10-16 | 0.065
|  | 1998-06-20 | 0.09 | [5 empty] | 2011-10-31 | 1141.059 |  |  | 2008-09-25 | 1028.504 | [10 empty] | 2004-11-10 | 0 |  | 2006-11-14 | 0.064
|  | 1998-06-21 | 0.18 | [5 empty] | 2011-11-07 | 1141.105 |  |  | 2008-09-29 | 1028.402 | [10 empty] | 2004-11-11 | 0 |  | 2007-04-18 | 0.18 | 0.18
|  | 1998-07-21 | 0.05 | [5 empty] | 2011-11-14 | 1141.167 |  |  | 2008-10-02 | 1028.227 | [10 empty] | 2004-11-12 | 0 |  | 2007-05-14 | 0.068
|  | 1998-08-04 | [6 empty] | 2011-11-28 | 1141.26 |  |  | 2008-10-06 | 1028.043 | [10 empty] | 2004-11-13 | 0 |  | 2007-06-18 | 0.029
|  | 1998-08-10 | 0.13 | [5 empty] | 2011-12-13 | 1141.39 |  |  | 2008-10-09 | 1028.005 | [10 empty] | 2004-11-14 | 0 |  | 2007-07-16 | 0.025
|  | 1998-09-25 | 0.07 | [5 empty] | 2012-01-03 | 1141.574 |  |  | 2008-10-16 | 1027.365 | [10 empty] | 2004-11-15 | 0 |  | 2007-08-13 | 0.031
|  | 1998-10-19 | 0.08 | [5 empty] | 2012-01-16 | 1141.602 |  |  | 2008-10-22 | 1027.135 | [10 empty] | 2004-11-16 | 0 |  | 2007-09-10 | 0.025
|  | 1998-11-17 | 0.09 | [5 empty] | 2012-01-30 | 1141.65 |  |  | 2008-11-12 | 1027.803 | [10 empty] | 2004-11-17 | 0 |  | 2007-10-22 | 0.063
|  | 1998-12-21 | 0.06 | [5 empty] | 2012-02-13 | 1141.717 |  |  | 2008-12-04 | 1028.325 | [10 empty] | 2004-11-18 | 0 |  | 2007-11-13 | 0.068
|  | 1999-01-18 | 0.06 | [5 empty] | 2012-02-27 | 1141.772 |  |  | 2009-01-22 | 1029.148 | [10 empty] | 2004-11-19 | 0 |  | 2007-12-09 | 0.097
|  | 1999-02-22 | 0.03 | [5 empty] | 2012-03-12 | 1141.837 |  |  | 2009-02-26 | 1029.56 | [10 empty] | 2004-11-20 | 0 |  | 2008-01-07 | 0.056
|  | 1999-03-17 | 0.04 | [5 empty] | 2012-03-26 | 1141.889 |  |  | 2009-03-24 | 1029.837 | [10 empty] | 2004-11-21 | 0 |  | 2008-01-08 | 0.056
|  | 1999-04-20 | 0.03 | [5 empty] | 2012-01-01 | 1141.6 | 1141.6 | 1141.6 | 2009-03-27 | 1029.796 | [10 empty] | 2004-11-22 | 0 |  | 2008-02-18 | 0.099
|  | 1999-05-17 | 0.07 | [5 empty] | 2012-02-01 | 1141.7588 | 1141.6838 | 1141.8263 | 2009-03-28 | 1029.724 | [10 empty] | 2004-11-23 | 0 |  | 2008-03-17 | 0.094
|  | 1999-06-25 | [6 empty] | 2012-03-01 | 1141.8892 | 1141.7523 | 1142.0483 | 2009-03-30 | 1029.596 | [10 empty] | 2004-11-24 | 0 |  | 2008-04-14 | 0.097 | 0.097
|  | 1999-07-03 | 0.05 | [5 empty] | 2012-04-01 | 1142.0458 | 1141.8226 | 1142.4209 | 2009-04-02 | 1029.368 | [10 empty] | 2004-11-25 | 0 |  | 2008-05-02
|  | 1999-07-27 | 0.04 | [5 empty] | 2012-05-01 | 1142.2363 | 1141.8588 | 1142.7205 | 2009-04-06 | 1028.939 | [10 empty] | 2004-11-26 | 0 |  | 2008-05-14 | 0.076
|  | 1999-07-29 | [6 empty] | 2012-06-01 | 1140.3013 | 1139.7537 | 1140.7704 | 2009-04-08 | 1028.736 | [10 empty] | 2004-11-27 | 0 |  | 2008-06-04
|  | 1999-08-12 | 0.08 | [5 empty] | 2012-07-01 | 1138.8871 | 1138.8866 | 1139.6143 | 2009-04-13 | 1028.164 | [10 empty] | 2004-11-28 | 0 |  | 2008-06-12 12:15 | 0.0258
|  | 1999-08-31 | [6 empty] | 2012-08-01 | 1138.9022 | 1138.9016 | 1138.9022 | 2009-04-16 | 1027.744 | [10 empty] | 2004-11-29 | 0 |  | 2008-06-16 | 0.037
|  | 1999-09-10 | 0.05 | [5 empty] | 2012-09-01 | 1138.9281 | 1138.9281 | 1138.9281 | 2009-04-20 | 1027.716 | [10 empty] | 2004-11-30 | 0 |  | 2008-07-08
|  | 1999-10-29 | 0.02 | [5 empty] | 2012-10-01 | 1138.9723 | 1138.9658 | 1138.9723 | 2009-04-23 | 1027.487 | [10 empty] | 2004-12-01 | 0 |  | 2008-07-14 | 0.024
|  | 1999-11-22 | 0.05 | [5 empty] | 2012-11-01 | 1139.3628 | 1139.1963 | 1139.5645 | 2009-04-27 | 1027.273 | [10 empty] | 2004-12-02 | 0 |  | 2008-07-22 16:45 | 0.02275
|  | 1999-12-14 | 0.08 | [5 empty] | 2012-12-01 | 1139.6279 | 1139.3387 | 1139.9857 | 2009-04-30 | 1027.159 | [10 empty] | 2004-12-03 | 0 |  | 2008-08-03
|  | 2000-01-27 | 0.02 | [5 empty] | 2013-01-01 | 1139.8271 | 1139.444 | 1140.2863 | 2009-05-04 | 1027.229 | [10 empty] | 2004-12-04 | 0 |  | 2008-08-11 | 0.03
|  | 2000-02-28 | 0.64 | [5 empty] | 2013-02-01 | 1140.0198 | 1139.6539 | 1140.4464 | 2009-05-07 | 1027.419 | [10 empty] | 2004-12-05 | 0 |  | 2008-08-19 | 0.036
|  | 2000-03-23 | 0.03 | [5 empty] | 2013-03-01 | 1140.1917 | 1139.8207 | 1140.5878 | 2009-05-11 | 1027.604 | [10 empty] | 2004-12-06 | 0 |  | 2008-08-25 14:30 | 0.04305
|  | 2000-04-27 | 0.09 | [5 empty] | 2013-04-01 | 1140.3588 | 1140.0034 | 1140.7196 | 2009-05-13 | 1027.69 | [10 empty] | 2004-12-07 | 0 |  | 2008-09-02
|  | 2000-05-15 | 0.07 | [5 empty] | 2013-05-01 | 1140.4915 | 1140.085 | 1140.8478 | 2009-05-15 | 1027.734 | [10 empty] | 2004-12-08 | 0 |  | 2008-09-15 | 0.024
|  | 2000-06-26 | 0.1 | [5 empty] | 2013-06-01 | 1138.9061 | 1138.905 | 1139.436 | 2009-05-16 | 1027.831 | [10 empty] | 2004-12-09 | 0 |  | 2008-10-15 | 0.039
|  | 2000-07-25 | 0.14 | [5 empty] | 2013-07-01 | 1138.8885 | 1138.8881 | 1138.9141 | 2009-05-19 | 1027.831 | [10 empty] | 2004-12-10 | 0 |  | 2008-10-18
|  | 2000-08-29 | 0.1 | [5 empty] | 2013-08-01 | 1138.9022 | 1138.8988 | 1138.9022 | 2009-05-31 | 1028.163 | [10 empty] | 2004-12-11 | 0 |  | 2008-11-03 | 0.1
|  | 2000-09-25 | 0.01 | [5 empty] | 2013-09-01 | 1138.9281 | 1138.9218 | 1138.9281 | 2009-06-08 | 1028.338 | [10 empty] | 2004-12-12 | 0 |  | 2008-11-09
|  | 2000-10-28 | [6 empty] | 2013-10-01 | 1138.9723 | 1138.9613 | 1138.9723 | 2009-06-13 | 1028.266 | [10 empty] | 2004-12-13 | 0 |  | 2008-12-01 | 0.092
|  | 2000-10-29 | 0.07 | [5 empty] | 2013-11-01 | 1139.3562 | 1139.1958 | 1139.5647 | 2009-06-29 | 1027.668 | [10 empty] | 2004-12-14 | 0 |  | 2009-01-12 | 0.2
|  | 2000-11-13 | 0.07 | [5 empty] | 2013-12-01 | 1139.6252 | 1139.338 | 1139.9862 | 2009-06-30 | 1027.704 | [10 empty] | 2004-12-15 | 0 |  | 2009-02-02 | 0.14
|  | 2000-11-18 | 0.088 | [5 empty] | 2014-01-01 | 1139.8203 | 1139.4429 | 1140.2869 | 2009-07-13 | 1028.033 | [10 empty] | 2004-12-16 | 0 |  | 2009-03-03 12:20 | 0.121
|  | 2000-12-14 | 0.051 | [5 empty] | 2014-02-01 | 1140.0215 | 1139.6522 | 1140.447 | 2009-07-20 | 1027.826 | [10 empty] | 2004-12-17 | 0 |  | 2009-04-06 12:00 | 0.0992 | 0.0992
36892 | 36904 | 2001-01-13 | 0.07 | [5 empty] | 2014-03-01 | 1140.1914 | 1139.8185 | 1140.5886 | 2009-07-27 | 1027.711 | [10 empty] | 2004-12-18 | 0 |  | 2009-04-14 15:07 |  | 0
|  | 2001-02-10 | 0.11 | [5 empty] | 2014-04-01 | 1140.3623 | 1140.0005 | 1140.7205 | 2009-08-03 | 1027.985 | [10 empty] | 2004-12-19 | 0 |  | 2009-05-02 17:50
|  | 2001-03-10 | 0.04 | [5 empty] | 2014-05-01 | 1140.4866 | 1140.0773 | 1140.8438 | 2009-08-07 | 1027.966 | [10 empty] | 2004-12-20 | 0 |  | 2009-05-06 | 0.168
|  | 2001-04-16 | 0.08 | [5 empty] | 2014-06-01 | 1138.9061 | 1138.9052 | 1139.4296 | 2009-08-10 | 1028.034 | [10 empty] | 2004-12-21 | 0 |  | 2009-05-06 14:00 | 0.168
|  | 2001-06-17 | 0.03 | [5 empty] | 2014-07-01 | 1138.8885 | 1138.8881 | 1138.9008 | 2009-08-18 | 1028.026 | [10 empty] | 2004-12-22 | 0 |  | 2009-06-04
|  | 2001-07-14 | 0.04 | [5 empty] | 2014-08-01 | 1138.9022 | 1138.8988 | 1138.9022 | 2009-08-24 | 1028.317 | [10 empty] | 2004-12-23 | 0 |  | 2009-06-08 11:20 | 0.0091
|  | 2001-08-14 | 0.04 | [5 empty] | 2014-09-01 | 1138.9281 | 1138.9218 | 1138.9281 | 2009-08-31 | 1028.281 | [10 empty] | 2004-12-24 | 0 |  | 2009-07-08 15:10
|  | 2001-09-17 | 0.03 | [5 empty] | 2014-10-01 | 1138.9723 | 1138.9612 | 1138.9723 | 2009-09-07 | 1028.28 | [10 empty] | 2004-12-25 | 0 |  | 2009-07-13 09:25 | 0.033
|  | 2001-10-15 | 0.11 | [5 empty] | 2014-11-01 | 1139.3479 | 1139.1947 | 1139.5637 | 2009-09-14 | 1028.36 | [10 empty] | 2004-12-26 | 0 |  | 2009-08-03
|  | 2001-11-13 | 0.07 | [5 empty] | 2014-12-01 | 1139.615 | 1139.3362 | 1139.9844 | 2009-09-21 | 1028.587 | [10 empty] | 2004-12-27 | 0 |  | 2009-08-06 19:30 | 0.027
|  | 2001-12-14 | [6 empty] | 2015-01-01 | 1139.814 | 1139.4402 | 1140.2847 | 2009-09-29 | 1028.852 | [10 empty] | 2004-12-28 | 0 |  | 2009-08-06 19:50
|  | 2001-12-15 | 0.08 | [5 empty] | 2015-02-01 | 1140.0226 | 1139.6478 | 1140.4445 | 2009-10-01 | 1028.98 | [10 empty] | 2004-12-29 | 0 |  | 2009-08-17 | 0.0272
|  | 2002-01-15 | 0.05 | [5 empty] | 2015-03-01 | 1140.1887 | 1139.813 | 1140.5857 | 2009-10-05 | 1028.938 | [10 empty] | 2004-12-30 | 0 |  | 2009-09-02 18:05 | 0.01695
|  | 2002-02-12 | 0.02 | [5 empty] | 2015-04-01 | 1140.353 | 1139.9935 | 1140.7172 | 2009-10-09 | 1028.668 | [10 empty] | 2004-12-31 | 0 |  | 2009-10-05 15:20 | 0.01895
|  | 2002-03-12 | 0.03 | [5 empty] | 2015-05-01 | 1140.4916 | 1140.0908 | 1140.8452 | 2009-10-12 | 1028.428 | [10 empty] | 2005-01-01 | 0 |  | 2009-10-18 15:10
|  | 2002-04-15 | 0.03 | [5 empty] | 2015-06-01 | 1138.906 | 1138.905 | 1139.432 | 2009-10-13 | 1028.338 | [10 empty] | 2005-01-02 | 0 |  | 2009-11-04 14:01 | 0.0282
|  | 2002-05-13 | 0.07 | [5 empty] | 2015-07-01 | 1138.8885 | 1138.8881 | 1138.8885 | 2009-10-16 | 1028.393 | [10 empty] | 2005-01-03 | 0 |  | 2009-11-09 14:04
|  | 2002-06-16 | 0.031 | [5 empty] | 2015-08-01 | 1138.9022 | 1138.9014 | 1138.9022 | 2009-10-19 | 1028.132 | [10 empty] | 2005-01-04 | 0 |  | 2009-12-01 15:41 | 0.02395
|  | 2002-07-16 | 0.034 | [5 empty] | 2015-09-01 | 1138.9281 | 1138.9281 | 1138.9281 | 2009-10-20 | 1028 | [10 empty] | 2005-01-05 | 0 |  | 2010-01-11
|  | 2002-08-12 | 0.018 | [5 empty] | 2015-10-01 | 1138.9723 | 1138.9723 | 1138.9723 | 2009-10-21 | 1027.925 | [10 empty] | 2005-01-06 | 0 |  | 2010-01-11 15:05 | 0.02385
|  | 2002-09-16 | 0.107 | [5 empty] | 2015-11-01 | 1139.3628 | 1139.1967 | 1139.5641 | 2009-10-22 | 1027.864 | [10 empty] | 2005-01-07 | 0 |  | 2010-02-22
|  | 2002-10-15 | 0.031 | [5 empty] | 2015-12-01 | 1139.6346 | 1139.3395 | 1139.985 | 2009-10-23 | 1027.775 | [10 empty] | 2005-01-08 | 0 |  | 2010-02-22 12:01 | 0.02485
|  | 2002-11-11 | [6 empty] | 2016-01-01 | 1139.8263 | 1139.4449 | 1140.2854 | 2009-10-24 | 1027.669 | [10 empty] | 2005-01-09 | 0 |  | 2010-03-10
|  | 2002-11-12 | 0.04 | [5 empty] | 2016-02-01 | 1140.0203 | 1139.6555 | 1140.4454 | 2009-10-25 | 1027.542 | [10 empty] | 2005-01-10 | 0 |  | 2010-03-10 08:23 | 0.02575
|  | 2002-12-10 | 0.059 | [5 empty] | 2016-03-01 | 1140.1902 | 1139.8226 | 1140.5868 | 2009-10-26 | 1027.496 | [10 empty] | 2005-01-11 | 0 |  | 2010-04-14 |  | 0
|  | 2003-01-14 | 0.038 | [5 empty] | 2016-04-01 | 1140.355 | 1140.006 | 1140.7184 | 2009-10-27 | 1027.395 | [10 empty] | 2005-01-12 | 0 |  | 2010-04-14 15:07 | 0.03105 | 0.03105
|  | 2003-02-15 | 0.033 | [5 empty] | 2016-05-01 | 1140.4926 | 1140.0891 | 1140.8433 | 2009-10-28 | 1027.32 | [10 empty] | 2005-01-13 | 0 |  | 2010-05-02 17:50
|  | 2003-03-15 | 0.027 | [5 empty] | 2016-06-01 | 1138.906 | 1138.9054 | 1139.4287 | 2009-10-29 | 1027.235 | [10 empty] | 2005-01-14 | 0 |  | 2010-05-03
|  | 2003-04-15 | 0.023333 | [5 empty] | 2016-07-01 | 1138.8885 | 1138.8881 | 1139.0032 | 2009-10-30 | 1027.188 | [10 empty] | 2005-01-15 | 0 |  | 2010-05-03 16:13 | 0.0161
|  | 2003-05-13 | 0.077 | [5 empty] | 2016-08-01 | 1138.9022 | 1138.8988 | 1138.9022 | 2009-10-31 | 1027.123 | [10 empty] | 2005-01-16 | 0 |  | 2010-06-04
|  | 2003-05-14 | 0.12 | [5 empty] | 2016-09-01 | 1138.9281 | 1138.9219 | 1138.9281 | 2009-11-01 | 1027.034 | [10 empty] | 2005-01-17 | 0 |  | 2010-06-04 12:31 | 0.0081
|  | 2003-06-14 | 0.039 | [5 empty] | 2016-10-01 | 1138.9723 | 1138.963 | 1138.9723 | 2009-11-02 | 1026.96 | [10 empty] | 2005-01-18 | 0 |  | 2010-07-08
|  | 2003-07-14 | 0.048 | [5 empty] | 2016-11-01 | 1139.349 | 1139.1964 | 1139.5636 | 2009-11-09 | 1027.174 | [10 empty] | 2005-01-19 | 0 |  | 2010-07-08 15:10 | 0.0079
|  | 2003-07-15 | 0.03 | [5 empty] | 2016-12-01 | 1139.6211 | 1139.3391 | 1139.9841 | 2009-11-16 | 1027.381 | [10 empty] | 2005-01-20 | 0 |  | 2010-08-03
|  | 2003-08-11 | 0.026 | [5 empty] | 2017-01-01 | 1139.8225 | 1139.4443 | 1140.2844 | 2009-11-23 | 1027.537 | [10 empty] | 2005-01-21 | 0 |  | 2010-08-03 16:10 | 0.00985
|  | 2003-09-02 | [6 empty] | 2017-02-01 | 1140.0148 | 1139.6545 | 1140.4441 | 2009-11-30 | 1027.72 | [10 empty] | 2005-01-22 | 0 |  | 2010-09-02
|  | 2003-09-08 | 0.047667 | [5 empty] | 2017-03-01 | 1140.1855 | 1139.8214 | 1140.5853 | 2009-12-07 | 1027.822 | [10 empty] | 2005-01-23 | 0 |  | 2010-09-02 09:43 | 0.0142
|  | 2003-09-16 | [6 empty] | 2017-04-01 | 1140.3657 | 1140.0044 | 1140.7168 | 2009-12-14 | 1027.966 | [10 empty] | 2005-01-24 | 0 |  | 2010-10-18
|  | 2003-09-24 | [6 empty] | 2017-05-01 | 1140.4877 | 1140.0807 | 1140.8309 | 2010-01-04 | 1028.332 | [10 empty] | 2005-01-25 | 0 |  | 2010-10-18 11:45 | 0.0141
|  | 2003-09-30 | [6 empty] | 2017-06-01 | 1138.9061 | 1138.9052 | 1139.4092 | 2010-01-18 | 1028.556 | [10 empty] | 2005-01-26 | 0 |  | 2010-11-09
|  | 2003-10-14 | 0.028 | [5 empty] | 2017-07-01 | 1138.8885 | 1138.8881 | 1138.8927 | 2010-02-01 | 1028.778 | [10 empty] | 2005-01-27 | 0 |  | 2010-11-09 14:04 | 0.0219
|  | 2003-11-15 | 0.037 | [5 empty] | 2017-08-01 | 1138.9022 | 1138.8995 | 1138.9022 | 2010-02-16 | 1028.954 | [10 empty] | 2005-01-28 | 0 |  | 2010-12-01
|  | 2003-12-14 | [6 empty] | 2017-09-01 | 1138.9281 | 1138.9244 | 1138.9281 | 2010-03-01 | 1029.097 | [10 empty] | 2005-01-29 | 0 |  | 2010-12-01 17:35 | 0.0192
|  | 2003-12-15 | 0.033 | [5 empty] | 2017-10-01 | 1138.9723 | 1138.9691 | 1138.9723 | 2010-03-15 | 1029.236 | [10 empty] | 2005-01-30 | 0 |  | 2011-01-19 11:11 | 0.0179
|  | 2004-01-12 | 0.041 | [5 empty] | 2017-11-01 | 1139.3674 | 1139.1952 | 1139.5604 | 2010-03-23 | 1029.294 | [10 empty] | 2005-01-31 | 0 |  | 2011-02-01 17:15 | 0.0197
|  | 2004-02-16 | 0.057 | [5 empty] | 2017-12-01 | 1139.6321 | 1139.337 | 1139.9788 | 2010-03-25 | 1029.218 | [10 empty] | 2005-02-01 | 0 |  | 2011-03-16 15:50 | 0.0407
|  | 2004-03-15 | 0.023 | [5 empty] | 2018-01-01 | 1139.8214 | 1139.4414 | 1140.2781 | 2010-03-29 | 1029.135 | [10 empty] | 2005-02-02 | 0 |  | 2011-04-13 13:35 | 0.018 | 0.018
|  | 2004-05-02 | 0.076 | [5 empty] | 2018-02-01 | 1140.0286 | 1139.6499 | 1140.4364 | 2010-04-05 | 1029.093 | [10 empty] | 2005-02-03 | 0 |  | 2011-05-11 15:15 | 0.083
|  | 2004-05-09 | 0.058 | [5 empty] | 2018-03-01 | 1140.1932 | 1139.8154 | 1140.5767 | 2010-04-12 | 1029.039 | [10 empty] | 2005-02-04 | 0 |  | 2011-06-20 09:46 | 0.0451
|  | 2004-05-14 | 0.089 | [5 empty] | 2018-04-01 | 1140.3647 | 1139.9967 | 1140.7069 | 2010-04-19 | 1029.127 | [10 empty] | 2005-02-05 | 0 |  | 2011-07-13 14:38 | 0.0069
|  | 2004-05-25 | 0.085 | [5 empty] | 2018-05-01 | 1140.4906 | 1140.0769 | 1140.837 | 2010-04-21 | 1029.193 | [10 empty] | 2005-02-06 | 0 |  | 2011-08-25 13:02 | 0.0063
|  | 2004-06-01 | 0.01 | [5 empty] | 2018-06-01 | 1138.906 | 1138.9052 | 1139.4189 | 2010-04-26 | 1029.399 | [10 empty] | 2005-02-07 | 0 |  | 2011-09-21 13:30 | 0.0081
|  | 2004-06-14 | 0.014 | [5 empty] | 2018-07-01 | 1138.8885 | 1138.8881 | 1138.8909 | 2010-05-03 | 1029.386 | [10 empty] | 2005-02-08 | 0 |  | 2011-10-20 14:26 | 0.016
|  | 2004-07-12 | 0.02 | [5 empty] | 2018-08-01 | 1138.9022 | 1138.9014 | 1138.9022 | 2010-05-10 | 1029.108 | [10 empty] | 2005-02-09 | 0 |  | 2011-11-14 16:00 | 0.0232
|  | 2004-08-09 | 0.024 | [5 empty] | 2018-09-01 | 1138.9281 | 1138.9254 | 1138.9281 | 2010-05-17 | 1028.894 | [10 empty] | 2005-02-10 | 0 |  | 2011-12-06 14:30 | 0.0128
|  | 2004-08-24 | 0.061 | [5 empty] | 2018-10-01 | 1138.9723 | 1138.965 | 1138.9723 | 2010-05-24 | 1028.7 | [10 empty] | 2005-02-11 | 0 |  | 2012-01-18 14:00 | 0.0159
|  | 2004-08-31 | 0.079 | [5 empty] | 2018-11-01 | 1139.3547 | 1139.1947 | 1139.562 | 2010-05-31 | 1028.542 | [10 empty] | 2005-02-12 | 0 |  | 2012-02-07 15:52 | 0.0198
|  | 2004-09-13 | [6 empty] | 2018-12-01 | 1139.6273 | 1139.3361 | 1139.9814 | 2010-06-07 | 1028.44 | [10 empty] | 2005-02-13 | 0 |  | 2012-03-05 16:20 | 0.0214 |  | Least Result | Greatest Result |  | Time (yr) | Mean | S.D. | Least Result | 5% | 25% | Median | 75% | 95% | Greatest Result
|  | 2004-09-14 | 0.073 | [5 empty] | 2019-01-01 | 1139.8196 | 1139.4401 | 1140.2812 | 2010-06-14 | 1028.392 | [10 empty] | 2005-02-14 | 0 |  | 2012-01-01 |  | 0.064693 | 0.045847 | 0.083486 |  | 0 | 0.065598 | 0.010975 | 0.046762 | 0.048478 | 0.056096 | 0.065607 | 0.075105 | 0.082693 | 8.44% | 0.000913
|  | 2004-10-12 | 0.034 | [5 empty] | 2019-02-01 | 1140.0198 | 1139.6477 | 1140.4403 | 2010-06-21 | 1028.17 | [10 empty] | 2005-02-15 | 0 |  | 2012-02-01 |  | 0.061863 | 0.044296 | 0.079384 |  | 0.083333 | 0.062769 | 0.010231 | 0.045211 | 0.04681 | 0.053911 | 0.062777 | 0.071631 | 0.078706 | 0.080297 | 0.000913
|  | 2004-11-15 | 0.039 | [5 empty] | 2019-03-01 | 1140.1837 | 1139.8127 | 1140.5811 | 2010-06-28 | 1027.916 | [10 empty] | 2005-02-16 | 0 |  | 2012-03-01 |  | 0.076595 | 0.052375 | 0.10073 |  | 0.16667 | 0.077492 | 0.014098 | 0.053289 | 0.055494 | 0.065286 | 0.077506 | 0.089704 | 0.099447 | 0.10164 | 0.00091
|  | 2004-12-03 | 0.032 | [5 empty] | 2019-04-01 | 1140.3345 | 1139.9932 | 1140.7118 | 2010-07-05 | 1027.66 | [10 empty] | 2005-02-17 | 0 |  | 2012-04-01 |  | 0.065084 | 0.046062 | 0.084053 |  | 0.25 | 0.065989 | 0.011077 | 0.046977 | 0.048708 | 0.056398 | 0.065998 | 0.075584 | 0.083243 | 0.084965 | 0.000912
|  | 2005-01-12 | 0.028 | [5 empty] | 2019-05-01 | 1140.4456 | 1140.0957 | 1140.8319 | 2010-07-12 | 1027.452 | [10 empty] | 2005-02-18 | 0 |  | 2012-05-01 |  | 0.033225 | 0.028613 | 0.037835 |  | 0.33333 | 0.034144 | 0.002689 | 0.029532 | 0.029951 | 0.031815 | 0.034144 | 0.036472 | 0.038335 | 0.038754 | 0.000919
|  | 2005-01-21 | 0.028 | [5 empty] | 2019-06-01 | 1138.9061 | 1138.905 | 1139.4108 | 2010-07-19 | 1027.298 | [10 empty] | 2005-02-19 | 0 |  | 2012-06-01 |  | 0.034681 | 0.029409 | 0.039949 |  | 0.41667 | 0.035599 | 0.0030732 | 0.030328 | 0.030807 | 0.032938 | 0.0356 | 0.038261 | 0.040389 | 0.040868 | 0.000919
|  | 2005-02-08 | 0.028 | [5 empty] | 2019-07-01 | 1138.8885 | 1138.8881 | 1138.8903 | 2010-07-26 | 1027.168 | [10 empty] | 2005-02-20 | 0 |  | 2012-07-01 |  | 0.036717 | 0.030523 | 0.042905 |  | 0.5 | 0.037634 | 0.0036102 | 0.031442 | 0.032005 | 0.034508 | 0.037635 | 0.040761 | 0.043261 | 0.043823 | 0.000918
|  | 2005-03-01 | [6 empty] | 2019-08-01 | 1138.9022 | 1138.8988 | 1138.9022 | 2010-08-02 | 1027.06 | [10 empty] | 2005-02-21 | 0 |  | 2012-08-01 |  | 0.042105 | 0.033472 | 0.050726 |  | 0.58333 | 0.04302 | 0.0050309 | 0.03439 | 0.035175 | 0.038664 | 0.043022 | 0.047378 | 0.05086 | 0.051643 | 0.000917
|  | 2005-03-08 | 0.25 | [5 empty] | 2019-09-01 | 1138.9281 | 1138.9227 | 1138.9281 | 2010-08-09 | 1027.834 | [10 empty] | 2005-02-22 | 0 |  | 2012-09-01 |  | 0.04537 | 0.035149 | 0.055171 |  | 0.66667 | 0.046156 | 0.0058254 | 0.036066 | 0.036978 | 0.041229 | 0.046287 | 0.051138 | 0.055179 | 0.056087 | 0.000916
|  | 2005-03-14 | 0.19 | [5 empty] | 2019-10-01 | 1138.9723 | 1138.9614 | 1138.9723 | 2010-08-16 | 1027.663 | [10 empty] | 2005-02-23 | 310.65 |  | 2012-10-01 |  | 0.048431 | 0.036574 | 0.06947 |  | 0.75 | 0.04975 | 0.0076882 | 0.037492 | 0.038736 | 0.043487 | 0.049348 | 0.05535 | 0.062863 | 0.070387 | 0.000917
|  | 2005-03-22 | 0.2 | [5 empty] | 2019-11-01 | 1139.3478 | 1139.1974 | 1139.5607 | 2010-08-23 | 1027.884 | [10 empty] | 2005-02-24 | 446.12 |  | 2012-11-01 |  | 0.055214 | 0.04003 | 0.094424 |  | 0.83333 | 0.05809 | 0.01266 | 0.040947 | 0.042509 | 0.048755 | 0.056129 | 0.064061 | 0.086681 | 0.095338 | 0.000914
|  | 2005-04-11 | 0.019 | [5 empty] | 2019-12-01 | 1139.6141 | 1139.3407 | 1139.9791 | 2010-08-30 | 1027.837 | [10 empty] | 2005-02-25 | 374.38 |  | 2012-12-01 |  | 0.060759 | 0.042121 | 0.11683 |  | 0.91667 | 0.06488 | 0.017855 | 0.043036 | 0.044791 | 0.053078 | 0.061673 | 0.06993 | 0.10803 | 0.11775 | 0.00092
|  | 2005-05-10 | 0.035 | [5 empty] | 2020-01-01 | 1139.8137 | 1139.4467 | 1140.2786 | 2010-09-06 | 1027.41 | [10 empty] | 2005-02-26 | 390.66 |  | 2013-01-01 |  | 0.069254 | 0.045847 | 0.13893 |  | 1 | 0.075016 | 0.022783 | 0.046762 | 0.048859 | 0.059332 | 0.070168 | 0.081334 | 0.13129 | 0.13984 | 0.00091
|  | 2005-05-31 | 0.019 | [5 empty] | 2020-02-01 | 1140.0132 | 1139.6583 | 1140.4371 | 2010-09-13 | 1027.291 | [10 empty] | 2005-02-27 | 395.31 |  | 2013-02-01 |  | 0.067886 | 0.044296 | 0.14065 |  | 1.0833 | 0.075548 | 0.025053 | 0.045211 | 0.047165 | 0.058168 | 0.068799 | 0.080372 | 0.13473 | 0.14156 | 0.00091
|  | 2005-06-11 | 0.017 | [5 empty] | 2020-03-01 | 1140.1841 | 1139.8262 | 1140.5774 | 2010-09-20 | 1027.446 | [10 empty] | 2005-02-28 | 395.31 |  | 2013-03-01 |  | 0.087331 | 0.052375 | 0.16167 |  | 1.1667 | 0.093575 | 0.028908 | 0.053289 | 0.055984 | 0.071644 | 0.088242 | 0.11021 | 0.15531 | 0.16258 | 0.00091
|  | 2005-06-19 | 0.022 | [5 empty] | 2020-04-01 | 1140.3523 | 1140.0104 | 1140.7078 | 2010-09-27 | 1027.595 | [10 empty] | 2005-03-01 | 180.21 |  | 2013-04-01 |  | 0.078285 | 0.046062 | 0.14524 |  | 1.25 | 0.085456 | 0.028749 | 0.046977 | 0.049093 | 0.062352 | 0.079198 | 0.10729 | 0.14216 | 0.14616 | 0.00092
|  | 2005-06-21 | 0.027 | [5 empty] | 2020-05-01 | 1140.4753 | 1140.0818 | 1140.8483 | 2010-10-04 | 1027.738 | [10 empty] | 2005-03-02 | 180.21 |  | 2013-05-01 |  | 0.040037 | 0.028613 | 0.099716 |  | 1.3333 | 0.05708 | 0.02688 | 0.029532 | 0.030138 | 0.033446 | 0.040955 | 0.088994 | 0.099661 | 0.10063 | 0.000914
|  | 2005-07-02 | 0.011 | [5 empty] | 2020-06-01 | 1138.906 | 1138.905 | 1139.4368 | 2010-10-12 | 1027.881 | [10 empty] | 2005-03-03 | 206.12 |  | 2013-06-01 |  | 0.050978 | 0.029409 | 0.1018 |  | 1.4167 | 0.061896 | 0.02757 | 0.030328 | 0.031021 | 0.035648 | 0.051896 | 0.094081 | 0.1016 | 0.10272 | 0.00092
|  | 2005-07-10 | 0.029 | [5 empty] | 2020-07-01 | 1138.8885 | 1138.8881 | 1138.8926 | 2010-10-18 | 1028.011 | [10 empty] | 2005-03-04 | 272.62 |  | 2013-07-01 |  | 0.062507 | 0.030523 | 0.10471 |  | 1.5 | 0.067283 | 0.027915 | 0.031442 | 0.03238 | 0.039159 | 0.063425 | 0.096856 | 0.10432 | 0.10563 | 0.00092
|  | 2005-07-17 | 0.035 | [5 empty] | 2020-08-01 | 1138.9022 | 1138.8992 | 1138.9022 | 2010-10-25 | 1028.136 | [10 empty] | 2005-03-05 | 272.62 |  | 2013-08-01 |  | 0.07742 | 0.033472 | 0.11241 |  | 1.5833 | 0.076 | 0.028092 | 0.03439 | 0.035698 | 0.048451 | 0.078338 | 0.10366 | 0.11177 | 0.11333 | 0.00092
|  | 2005-07-24 | 0.032 | [5 empty] | 2020-09-01 | 1138.9281 | 1138.9216 | 1138.9281 | 2010-11-01 | 1028.226 | [10 empty] | 2005-03-06 | 272.62 |  | 2013-09-01 |  | 0.089574 | 0.035149 | 0.11679 |  | 1.6667 | 0.082402 | 0.027682 | 0.036066 | 0.038686 | 0.054965 | 0.090492 | 0.10775 | 0.1159 | 0.11771 | 0.00092
|  | 2005-07-25 | 0.024 | [5 empty] | 2020-10-01 | 1138.9723 | 1138.9612 | 1138.9723 | 2010-11-08 | 1028.397 | [10 empty] | 2005-03-07 | 311.23 |  | 2013-10-01 |  | 0.10072 | 0.037253 | 0.12051 |  | 1.75 | 0.08834 | 0.026739 | 0.03817 | 0.042809 | 0.062763 | 0.10164 | 0.1121 | 0.11941 | 0.12143 | 0.00092
|  | 2005-07-31 | 0.029 | [5 empty] | 2020-11-01 | 1139.3494 | 1139.1954 | 1139.5648 | 2010-11-15 | 1028.458 | [10 empty] | 2005-03-08 | 233.99 |  | 2013-11-01 |  | 0.10689 | 0.040882 | 0.12953 |  | 1.8333 | 0.097954 | 0.025675 | 0.041799 | 0.051356 | 0.076266 | 0.10781 | 0.11973 | 0.12791 | 0.13044 | 0.00091
|  | 2005-08-06 | 0.037 | [5 empty] | 2020-12-01 | 1139.6191 | 1139.3373 | 1139.9863 | 2010-11-18 | 1028.441 | [10 empty] | 2005-03-09 | 329.41 |  | 2013-12-01 |  | 0.11012 | 0.044927 | 0.13498 |  | 1.9167 | 0.10508 | 0.02386 | 0.045843 | 0.060776 | 0.087252 | 0.11104 | 0.12435 | 0.13352 | 0.13589 | 0.00091
|  | 2005-08-13 | 0.051 | [5 empty] | 2021-01-01 | 1139.8164 | 1139.4418 | 1140.287 | 2010-11-19 | 1028.379 | [10 empty] | 2005-03-10 | 34.075 |  | 2014-01-01 |  | 0.11765 | 0.055377 | 0.14469 |  | 2 | 0.11496 | 0.022234 | 0.056292 | 0.072198 | 0.10086 | 0.11856 | 0.13314 | 0.14315 | 0.1456 | 0.00091
|  | 2005-08-20 | 0.051 | [5 empty] | 2021-02-01 | 1140.0208 | 1139.6504 | 1140.4474 | 2010-11-20 | 1028.332 | [10 empty] | 2005-03-11 | 295.33 |  | 2014-02-01 |  | 0.1177 | 0.059937 | 0.14065 |  | 2.0833 | 0.1149 | 0.019314 | 0.060853 | 0.077134 | 0.10598 | 0.11861 | 0.12994 | 0.13927 | 0.14156 | 0.00091
|  | 2005-08-23 | 0.05 | [5 empty] | 2021-03-01 | 1140.189 | 1139.8163 | 1140.5889 | 2010-11-21 | 1028.285 | [10 empty] | 2005-03-12 | 365.99 |  | 2014-03-01 |  | 0.13292 | 0.07521 | 0.16167 |  | 2.1667 | 0.13186 | 0.019786 | 0.076124 | 0.093865 | 0.12006 | 0.13384 | 0.1473 | 0.15943 | 0.16258 | 0.00091
|  | 2005-08-27 | 0.049 | [5 empty] | 2021-04-01 | 1140.3505 | 1139.9977 | 1140.7209 | 2010-11-22 | 1028.257 | [10 empty] | 2005-03-13 | 307.22 |  | 2014-04-01 |  | 0.12369 | 0.07448 | 0.14524 |  | 2.25 | 0.12247 | 0.015529 | 0.075394 | 0.092976 | 0.11275 | 0.1246 | 0.1351 | 0.14368 | 0.14616 | 0.00092
|  | 2005-09-05 | 0.06 | [5 empty] | 2021-05-01 | 1140.4613 | 1140.0811 | 1140.8401 | 2010-11-23 | 1028.204 | [10 empty] | 2005-03-14 | 307.22 |  | 2014-05-01 |  | 0.094388 | 0.061422 | 0.099716 |  | 2.3333 | 0.092605 | 0.0083824 | 0.062341 | 0.073761 | 0.092245 | 0.095307 | 0.097947 | 0.10013 | 0.10063 | 0.000914
|  | 2005-09-06 | 0.057 | [5 empty] | 2021-06-01 | 1138.9061 | 1138.905 | 1139.4238 | 2010-11-24 | 1028.155 | [10 empty] | 2005-03-15 | 324.77 |  | 2014-06-01 |  | 0.095816 | 0.06862 | 0.1018 |  | 2.4167 | 0.095381 | 0.0064262 | 0.069539 | 0.082046 | 0.093657 | 0.096735 | 0.099805 | 0.10214 | 0.10272 | 0.00092
|  | 2005-09-11 | 0.05 | [5 empty] | 2021-07-01 | 1138.8885 | 1138.8881 | 1138.8928 | 2010-11-25 | 1028.12 | [10 empty] | 2005-03-16 | 388.41 |  | 2014-07-01 |  | 0.097897 | 0.076166 | 0.10471 |  | 2.5 | 0.098403 | 0.005095 | 0.077085 | 0.091053 | 0.095548 | 0.098815 | 0.10221 | 0.10495 | 0.10563 | 0.00092
|  | 2005-09-18 | 0.03 | [5 empty] | 2021-08-01 | 1138.9022 | 1138.8988 | 1138.9022 | 2010-11-26 | 1028.073 | [10 empty] | 2005-03-17 | 287.47 |  | 2014-08-01 |  | 0.10366 | 0.085735 | 0.11241 |  | 2.5833 | 0.10443 | 0.0054351 | 0.086653 | 0.096592 | 0.10041 | 0.10458 | 0.10874 | 0.11238 | 0.11333 | 0.00092
|  | 2005-09-24 | 0.034 | [5 empty] | 2021-09-01 | 1138.9281 | 1138.9218 | 1138.9281 | 2010-11-27 | 1028.028 | [10 empty] | 2005-03-18 | 287.47 |  | 2014-09-01 |  | 0.10704 | 0.093891 | 0.11679 |  | 2.6667 | 0.10785 | 0.0058861 | 0.094809 | 0.098589 | 0.10292 | 0.10796 | 0.11299 | 0.11681 | 0.11771 | 0.00092
|  | 2005-10-01 | 0.066 | [5 empty] | 2021-10-01 | 1138.9723 | 1138.962 | 1138.9723 | 2010-11-29 | 1027.949 | [10 empty] | 2005-03-19 | 307.74 |  | 2014-10-01 |  | 0.10961 | 0.09847 | 0.12074 |  | 2.75 | 0.11053 | 0.0064936 | 0.099387 | 0.1004 | 0.10491 | 0.11053 | 0.11615 | 0.12065 | 0.12166 | 0.00092
|  | 2005-10-10 | 0.028 | [5 empty] | 2021-11-01 | 1139.3491 | 1139.1926 | 1139.5627 | 2010-12-02 | 1027.823 | [10 empty] | 2005-03-20 | 307.74 |  | 2014-11-01 |  | 0.11586 | 0.10187 | 0.12981 |  | 2.8333 | 0.11677 | 0.0081466 | 0.10279 | 0.10406 | 0.10971 | 0.11677 | 0.12382 | 0.12946 | 0.13073 | 0.00092
|  | 2005-10-11 | 0.028 | [5 empty] | 2021-12-01 | 1139.615 | 1139.3372 | 1139.9828 | 2010-12-06 | 1027.902 | [10 empty] | 2005-03-21 | 307.74 |  | 2014-12-01 |  | 0.11963 | 0.10393 | 0.1353 |  | 2.9167 | 0.12054 | 0.0091454 | 0.10485 | 0.10627 | 0.11262 | 0.12055 | 0.12846 | 0.13479 | 0.13621 | 0.00091
|  | 2005-11-01 | 0.043 | [5 empty] | 2022-01-01 | 1139.8152 | 1139.4415 | 1140.2828 | 2010-12-13 | 1028.035 | [10 empty] | 2005-03-22 | 267.23 |  | 2015-01-01 |  | 0.12636 | 0.1076 | 0.14507 |  | 3 | 0.12726 | 0.010924 | 0.10852 | 0.11022 | 0.11781 | 0.12727 | 0.13673 | 0.14428 | 0.14598 | 0.00091
|  | 2005-11-02 | 0.043 | [9 empty] | 2010-12-16 | 1028.075 | [10 empty] | 2005-03-23 | 307.21 |  | 2015-02-01 |  | 0.12356 | 0.10607 | 0.141 |  | 3.0833 | 0.12446 | 0.010184 | 0.10699 | 0.10858 | 0.11565 | 0.12447 | 0.13329 | 0.14033 | 0.14191 | 0.00091
|  | 2005-12-13 | 0.056 | [9 empty] | 2011-01-03 | 1028.485 | [10 empty] | 2005-03-24 | 0 |  | 2015-03-01 |  | 0.13814 | 0.11403 | 0.16216 |  | 3.1667 | 0.13903 | 0.014033 | 0.11494 | 0.11714 | 0.12688 | 0.13905 | 0.15119 | 0.16089 | 0.16307 | 0.00091
|  | 2005-12-15 | 0.056 | [9 empty] | 2011-01-10 | 1028.581 | [10 empty] | 2005-03-25 | 0 |  | 2015-04-01 |  | 0.12675 | 0.10781 | 0.14563 |  | 3.25 | 0.12765 | 0.011026 | 0.10873 | 0.11045 | 0.1181 | 0.12766 | 0.1372 | 0.14483 | 0.14654 | 0.00091
|  | 2006-01-23 | 0.062 | [9 empty] | 2011-01-17 | 1028.663 | [10 empty] | 2005-03-26 | 0 |  | 2015-05-01 |  | 0.095223 | 0.090631 | 0.099812 |  | 3.3333 | 0.096139 | 0.0026768 | 0.09155 | 0.091966 | 0.093823 | 0.096141 | 0.098458 | 0.10031 | 0.10073 | 0.000918
|  | 2006-02-14 | 0.04 | [9 empty] | 2011-01-24 | 1028.775 | [10 empty] | 2005-03-27 | 0 |  | 2015-06-01 |  | 0.096663 | 0.091416 | 0.10191 |  | 3.4167 | 0.09758 | 0.0030592 | 0.092334 | 0.09281 | 0.094932 | 0.097582 | 0.10023 | 0.10235 | 0.10283 | 0.00092
|  | 2006-03-24 | 0.044 | [9 empty] | 2011-01-31 | 1028.847 | [10 empty] | 2005-03-28 | 0 |  | 2015-07-01 |  | 0.098677 | 0.092512 | 0.10484 |  | 3.5 | 0.099593 | 0.0035938 | 0.093431 | 0.09399 | 0.096483 | 0.099596 | 0.10271 | 0.10519 | 0.10576 | 0.00092
|  | 2006-04-25 | 0.045 | [9 empty] | 2011-02-07 | 1028.921 | [10 empty] | 2005-03-29 | 0 |  | 2015-08-01 |  | 0.10401 | 0.095416 | 0.11259 |  | 3.5833 | 0.10492 | 0.0050078 | 0.096334 | 0.097114 | 0.10059 | 0.10493 | 0.10926 | 0.11273 | 0.11351 | 0.00092
|  | 2006-05-09 | 0.17 | [9 empty] | 2011-02-14 | 1029.016 | [10 empty] | 2005-03-30 | 0 |  | 2015-09-01 |  | 0.10704 | 0.097067 | 0.117 |  | 3.6667 | 0.10795 | 0.0058111 | 0.097984 | 0.09889 | 0.10292 | 0.10796 | 0.11299 | 0.11701 | 0.11791 | 0.00091
|  | 2006-05-18 | 0.03 | [9 empty] | 2011-02-21 | 1029.092 | [10 empty] | 2005-03-31 | 0 |  | 2015-10-01 |  | 0.10961 | 0.09847 | 0.12074 |  | 3.75 | 0.11053 | 0.0064936 | 0.099387 | 0.1004 | 0.10491 | 0.11053 | 0.11615 | 0.12065 | 0.12166 | 0.00092
|  | 2006-05-23 | 0.035 | [9 empty] | 2011-02-28 | 1029.16 | [10 empty] | 2005-04-01 | 0 |  | 2015-11-01 |  | 0.11586 | 0.10187 | 0.12981 |  | 3.8333 | 0.11677 | 0.0081466 | 0.10279 | 0.10406 | 0.10971 | 0.11677 | 0.12382 | 0.12946 | 0.13073 | 0.00092
|  | 2006-05-30 | 0.028 | [9 empty] | 2011-03-07 | 1029.224 | [10 empty] | 2005-04-02 | 0 |  | 2015-12-01 |  | 0.11963 | 0.10393 | 0.1353 |  | 3.9167 | 0.12054 | 0.0091454 | 0.10485 | 0.10627 | 0.11262 | 0.12055 | 0.12846 | 0.13479 | 0.13621 | 0.00091
|  | 2006-06-06 | 0.022 | [9 empty] | 2011-03-14 | 1029.29 | [10 empty] | 2005-04-03 | 0 |  | 2016-01-01 |  | 0.12636 | 0.1076 | 0.14507 |  | 4 | 0.12726 | 0.010924 | 0.10852 | 0.11022 | 0.11781 | 0.12727 | 0.13673 | 0.14428 | 0.14598 | 0.00091
|  | 2006-06-19 | 0.027 | [9 empty] | 2011-03-21 | 1029.343 | [10 empty] | 2005-04-04 | 0 |  | 2016-02-01 |  | 0.12356 | 0.10607 | 0.141 |  | 4.0833 | 0.12446 | 0.010184 | 0.10699 | 0.10858 | 0.11565 | 0.12447 | 0.13329 | 0.14033 | 0.14191 | 0.00091
|  | 2006-06-20 | 0.026 | [9 empty] | 2011-03-24 | 1029.323 | [10 empty] | 2005-04-05 | 0 |  | 2016-03-01 |  | 0.13814 | 0.11403 | 0.16216 |  | 4.1667 | 0.13903 | 0.014033 | 0.11494 | 0.11714 | 0.12688 | 0.13905 | 0.15119 | 0.16089 | 0.16307 | 0.00091
|  | 2006-07-11 | 0.016 | [9 empty] | 2011-03-28 | 1029.347 | [10 empty] | 2005-04-06 | 0 |  | 2016-04-01 |  | 0.12675 | 0.10781 | 0.14563 |  | 4.25 | 0.12765 | 0.011026 | 0.10873 | 0.11045 | 0.1181 | 0.12766 | 0.1372 | 0.14483 | 0.14654 | 0.00091
|  | 2006-07-17 | 0.023 | [9 empty] | 2011-03-31 | 1029.297 | [10 empty] | 2005-04-07 | 0 |  | 2016-05-01 |  | 0.095223 | 0.090631 | 0.099812 |  | 4.3333 | 0.096139 | 0.0026768 | 0.09155 | 0.091966 | 0.093823 | 0.096141 | 0.098458 | 0.10031 | 0.10073 | 0.000918
|  | 2006-07-18 | 0.033 | [9 empty] | 2011-04-04 | 1029.205 | [10 empty] | 2005-04-08 | 0 |  | 2016-06-01 |  | 0.096663 | 0.091416 | 0.10191 |  | 4.4167 | 0.09758 | 0.0030592 | 0.092334 | 0.09281 | 0.094932 | 0.097582 | 0.10023 | 0.10235 | 0.10283 | 0.00092
|  | 2006-07-25 | 0.028 | [9 empty] | 2011-04-07 | 1029.029 | [10 empty] | 2005-04-09 | 0 |  | 2016-07-01 |  | 0.098677 | 0.092512 | 0.10484 |  | 4.5 | 0.099593 | 0.0035938 | 0.093431 | 0.09399 | 0.096483 | 0.099596 | 0.10271 | 0.10519 | 0.10576 | 0.00092
|  | 2006-08-01 | 0.023 | [9 empty] | 2011-04-11 | 1028.858 | [10 empty] | 2005-04-10 | 0 |  | 2016-08-01 |  | 0.10401 | 0.095416 | 0.11259 |  | 4.5833 | 0.10492 | 0.0050078 | 0.096334 | 0.097114 | 0.10059 | 0.10493 | 0.10926 | 0.11273 | 0.11351 | 0.00092
|  | 2006-08-15 | 0.028 | [9 empty] | 2011-04-14 | 1028.728 | [10 empty] | 2005-04-11 | 0 |  | 2016-09-01 |  | 0.10704 | 0.097067 | 0.117 |  | 4.6667 | 0.10795 | 0.0058111 | 0.097984 | 0.09889 | 0.10292 | 0.10796 | 0.11299 | 0.11701 | 0.11791 | 0.00091
|  | 2006-08-21 | 0.026 | [9 empty] | 2011-04-18 | 1028.634 | [10 empty] | 2005-04-12 | 0 |  | 2016-10-01 |  | 0.10961 | 0.09847 | 0.12074 |  | 4.75 | 0.11053 | 0.0064936 | 0.099387 | 0.1004 | 0.10491 | 0.11053 | 0.11615 | 0.12065 | 0.12166 | 0.00092
|  | 2006-08-22 | 0.027 | [9 empty] | 2011-04-21 | 1028.581 | [10 empty] | 2005-04-13 | 0 |  | 2016-11-01 |  | 0.11586 | 0.10187 | 0.12981 |  | 4.8333 | 0.11677 | 0.0081466 | 0.10279 | 0.10406 | 0.10971 | 0.11677 | 0.12382 | 0.12946 | 0.13073 | 0.00092
|  | 2006-08-29 | 0.039 | [9 empty] | 2011-04-25 | 1028.472 | [10 empty] | 2005-04-14 | 0 |  | 2016-12-01 |  | 0.11963 | 0.10393 | 0.1353 |  | 4.9167 | 0.12054 | 0.0091454 | 0.10485 | 0.10627 | 0.11262 | 0.12055 | 0.12846 | 0.13479 | 0.13621 | 0.00091
|  | 2006-09-05 | 0.025 | [9 empty] | 2011-04-28 | 1028.403 | [10 empty] | 2005-04-15 | 0 |  | 2017-01-01 |  | 0.12636 | 0.1076 | 0.14507 |  | 5 | 0.12726 | 0.010924 | 0.10852 | 0.11022 | 0.11781 | 0.12727 | 0.13673 | 0.14428 | 0.14598 | 0.00091
|  | 2006-09-12 | 0.018 | [9 empty] | 2011-05-02 | 1028.536 | [10 empty] | 2005-04-16 | 0 |  | 2017-02-01 |  | 0.12356 | 0.10607 | 0.141 |  | 5.0833 | 0.12446 | 0.010184 | 0.10699 | 0.10858 | 0.11565 | 0.12447 | 0.13329 | 0.14033 | 0.14191 | 0.00091
|  | 2006-10-17 | 0.032 | [9 empty] | 2011-05-05 | 1028.628 | [10 empty] | 2005-04-17 | 0 |  | 2017-03-01 |  | 0.13814 | 0.11403 | 0.16216 |  | 5.1667 | 0.13903 | 0.014033 | 0.11494 | 0.11714 | 0.12688 | 0.13905 | 0.15119 | 0.16089 | 0.16307 | 0.00091
|  | 2006-11-14 | 0.052 | [9 empty] | 2011-05-09 | 1028.54 | [10 empty] | 2005-04-18 | 0 |  | 2017-04-01 |  | 0.12675 | 0.10781 | 0.14563 |  | 5.25 | 0.12765 | 0.011026 | 0.10873 | 0.11045 | 0.1181 | 0.12766 | 0.1372 | 0.14483 | 0.14654 | 0.00091
|  | 2006-12-13 | 0.06 | [9 empty] | 2011-05-12 | 1028.403 | [10 empty] | 2005-04-19 | 0 |  | 2017-05-01 |  | 0.095223 | 0.090631 | 0.099812 |  | 5.3333 | 0.096139 | 0.0026768 | 0.09155 | 0.091966 | 0.093823 | 0.096141 | 0.098458 | 0.10031 | 0.10073 | 0.000918
|  | 2007-01-16 | 0.053 | [9 empty] | 2011-05-16 | 1028.249 | [10 empty] | 2005-04-20 | 0 |  | 2017-06-01 |  | 0.096663 | 0.091416 | 0.10191 |  | 5.4167 | 0.09758 | 0.0030592 | 0.092334 | 0.09281 | 0.094932 | 0.097582 | 0.10023 | 0.10235 | 0.10283 | 0.00092
|  | 2007-02-13 | 0.031 | [9 empty] | 2011-05-19 | 1028.178 | [10 empty] | 2005-04-21 | 0 |  | 2017-07-01 |  | 0.098677 | 0.092512 | 0.10484 |  | 5.5 | 0.099593 | 0.0035938 | 0.093431 | 0.09399 | 0.096483 | 0.099596 | 0.10271 | 0.10519 | 0.10576 | 0.00092
|  | 2007-02-15 | 0.031 | [9 empty] | 2011-05-23 | 1028.087 | [10 empty] | 2005-04-22 | 0 |  | 2017-08-01 |  | 0.10401 | 0.095416 | 0.11259 |  | 5.5833 | 0.10492 | 0.0050078 | 0.096334 | 0.097114 | 0.10059 | 0.10493 | 0.10926 | 0.11273 | 0.11351 | 0.00092
|  | 2007-03-12 | 0.024 | [9 empty] | 2011-05-26 | 1027.989 | [10 empty] | 2005-04-23 | 0 |  | 2017-09-01 |  | 0.10704 | 0.097067 | 0.117 |  | 5.6667 | 0.10795 | 0.0058111 | 0.097984 | 0.09889 | 0.10292 | 0.10796 | 0.11299 | 0.11701 | 0.11791 | 0.00091
|  | 2007-04-10 | 0.22 | [9 empty] | 2011-05-30 | 1027.89 | [10 empty] | 2005-04-24 | 0 |  | 2017-10-01 |  | 0.10961 | 0.09847 | 0.12074 |  | 5.75 | 0.11053 | 0.0064936 | 0.099387 | 0.1004 | 0.10491 | 0.11053 | 0.11615 | 0.12065 | 0.12166 | 0.00092
|  | 2007-04-19 | 0.07 | [9 empty] | 2011-06-06 | 1027.664 | [10 empty] | 2005-04-25 | 0 |  | 2017-11-01 |  | 0.11586 | 0.10187 | 0.12981 |  | 5.8333 | 0.11677 | 0.0081466 | 0.10279 | 0.10406 | 0.10971 | 0.11677 | 0.12382 | 0.12946 | 0.13073 | 0.00092
|  | 2007-05-14 | 0.043 | [9 empty] | 2011-06-09 | 1027.606 | [10 empty] | 2005-04-26 | 0 |  | 2017-12-01 |  | 0.11963 | 0.10393 | 0.1353 |  | 5.9167 | 0.12054 | 0.0091454 | 0.10485 | 0.10627 | 0.11262 | 0.12055 | 0.12846 | 0.13479 | 0.13621 | 0.00091
|  | 2007-05-15 | 0.045 | [9 empty] | 2011-06-13 | 1027.634 | [10 empty] | 2005-04-27 | 0 |  | 2018-01-01 |  | 0.12636 | 0.1076 | 0.14507 |  | 6 | 0.12726 | 0.010924 | 0.10852 | 0.11022 | 0.11781 | 0.12727 | 0.13673 | 0.14428 | 0.14598 | 0.00091
|  | 2007-05-22 | 0.034 | [9 empty] | 2011-06-16 | 1027.641 | [10 empty] | 2005-04-28 | 0 |  | 2018-02-01 |  | 0.12356 | 0.10607 | 0.141 |  | 6.0833 | 0.12446 | 0.010184 | 0.10699 | 0.10858 | 0.11565 | 0.12447 | 0.13329 | 0.14033 | 0.14191 | 0.00091
|  | 2007-05-29 | 0.016 | [9 empty] | 2011-06-20 | 1027.616 | [10 empty] | 2005-04-29 | 0 |  | 2018-03-01 |  | 0.13814 | 0.11403 | 0.16216 |  | 6.1667 | 0.13903 | 0.014033 | 0.11494 | 0.11714 | 0.12688 | 0.13905 | 0.15119 | 0.16089 | 0.16307 | 0.00091
|  | 2007-06-05 | 0.014 | [9 empty] | 2011-06-23 | 1027.643 | [10 empty] | 2005-04-30 | 0 |  | 2018-04-01 |  | 0.12675 | 0.10781 | 0.14563 |  | 6.25 | 0.12765 | 0.011026 | 0.10873 | 0.11045 | 0.1181 | 0.12766 | 0.1372 | 0.14483 | 0.14654 | 0.00091
|  | 2007-06-12 | 0.016 | [9 empty] | 2011-06-27 | 1027.66 | [10 empty] | 2005-05-01 | 0 |  | 2018-05-01 |  | 0.095223 | 0.090631 | 0.099812 |  | 6.3333 | 0.096139 | 0.0026768 | 0.09155 | 0.091966 | 0.093823 | 0.096141 | 0.098458 | 0.10031 | 0.10073 | 0.000918
|  | 2007-06-18 | 0.019 | [9 empty] | 2011-07-04 | 1027.837 | [10 empty] | 2005-05-02 | 0 |  | 2018-06-01 |  | 0.096663 | 0.091416 | 0.10191 |  | 6.4167 | 0.09758 | 0.0030592 | 0.092334 | 0.09281 | 0.094932 | 0.097582 | 0.10023 | 0.10235 | 0.10283 | 0.00092
|  | 2007-06-19 | 0.019 | [9 empty] | 2011-07-07 | 1027.889 | [10 empty] | 2005-05-03 | 166.78 |  | 2018-07-01 |  | 0.098677 | 0.092512 | 0.10484 |  | 6.5 | 0.099593 | 0.0035938 | 0.093431 | 0.09399 | 0.096483 | 0.099596 | 0.10271 | 0.10519 | 0.10576 | 0.00092
|  | 2007-06-26 | 0.02 | [9 empty] | 2011-07-11 | 1027.961 | [10 empty] | 2005-05-04 | 230.41 |  | 2018-08-01 |  | 0.10401 | 0.095416 | 0.11259 |  | 6.5833 | 0.10492 | 0.0050078 | 0.096334 | 0.097114 | 0.10059 | 0.10493 | 0.10926 | 0.11273 | 0.11351 | 0.00092
|  | 2007-07-03 | 0.019 | [9 empty] | 2011-07-14 | 1027.98 | [10 empty] | 2005-05-05 | 254.55 |  | 2018-09-01 |  | 0.10704 | 0.097067 | 0.117 |  | 6.6667 | 0.10795 | 0.0058111 | 0.097984 | 0.09889 | 0.10292 | 0.10796 | 0.11299 | 0.11701 | 0.11791 | 0.00091
|  | 2007-07-10 | 0.066 | [9 empty] | 2011-07-18 | 1027.939 | [10 empty] | 2005-05-06 | 133.86 |  | 2018-10-01 |  | 0.10961 | 0.09847 | 0.12074 |  | 6.75 | 0.11053 | 0.0064936 | 0.099387 | 0.1004 | 0.10491 | 0.11053 | 0.11615 | 0.12065 | 0.12166 | 0.00092
|  | 2007-07-16 | 0.025 | [9 empty] | 2011-07-25 | 1028.053 | [10 empty] | 2005-05-07 | 133.86 |  | 2018-11-01 |  | 0.11586 | 0.10187 | 0.12981 |  | 6.8333 | 0.11677 | 0.0081466 | 0.10279 | 0.10406 | 0.10971 | 0.11677 | 0.12382 | 0.12946 | 0.13073 | 0.00092
|  | 2007-07-17 | 0.023 | [9 empty] | 2011-07-28 | 1028.011 | [10 empty] | 2005-05-08 | 133.86 |  | 2018-12-01 |  | 0.11963 | 0.10393 | 0.1353 |  | 6.9167 | 0.12054 | 0.0091454 | 0.10485 | 0.10627 | 0.11262 | 0.12055 | 0.12846 | 0.13479 | 0.13621 | 0.00091
|  | 2007-07-24 | 0.031 | [9 empty] | 2011-08-01 | 1028.013 | [10 empty] | 2005-05-09 | 133.86 |  | 2019-01-01 |  | 0.12636 | 0.1076 | 0.14507 |  | 7 | 0.12726 | 0.010924 | 0.10852 | 0.11022 | 0.11781 | 0.12727 | 0.13673 | 0.14428 | 0.14598 | 0.00091
|  | 2007-07-31 | 0.022 | [9 empty] | 2011-08-04 | 1028.024 | [10 empty] | 2005-05-10 | 38.246 |  | 2019-02-01 |  | 0.12356 | 0.10607 | 0.141 |  | 7.0833 | 0.12446 | 0.010184 | 0.10699 | 0.10858 | 0.11565 | 0.12447 | 0.13329 | 0.14033 | 0.14191 | 0.00091
|  | 2007-08-07 | 0.026 | [9 empty] | 2011-08-08 | 1028.017 | [10 empty] | 2005-05-11 | 38.246 |  | 2019-03-01 |  | 0.13814 | 0.11403 | 0.16216 |  | 7.1667 | 0.13903 | 0.014033 | 0.11494 | 0.11714 | 0.12688 | 0.13905 | 0.15119 | 0.16089 | 0.16307 | 0.00091
|  | 2007-08-13 | 0.033 | [9 empty] | 2011-08-11 | 1027.981 | [10 empty] | 2005-05-12 | 38.246 |  | 2019-04-01 |  | 0.12675 | 0.10781 | 0.14563 |  | 7.25 | 0.12765 | 0.011026 | 0.10873 | 0.11045 | 0.1181 | 0.12766 | 0.1372 | 0.14483 | 0.14654 | 0.00091
|  | 2007-08-14 | 0.032 | [9 empty] | 2011-08-15 | 1028.003 | [10 empty] | 2005-05-13 | 38.246 |  | 2019-05-01 |  | 0.095223 | 0.090631 | 0.099812 |  | 7.3333 | 0.096139 | 0.0026768 | 0.09155 | 0.091966 | 0.093823 | 0.096141 | 0.098458 | 0.10031 | 0.10073 | 0.000918
|  | 2007-08-21 | 0.0735 | [9 empty] | 2011-08-18 | 1028.016 | [10 empty] | 2005-05-14 | 38.246 |  | 2019-06-01 |  | 0.096663 | 0.091416 | 0.10191 |  | 7.4167 | 0.09758 | 0.0030592 | 0.092334 | 0.09281 | 0.094932 | 0.097582 | 0.10023 | 0.10235 | 0.10283 | 0.00092
|  | 2007-08-28 | 0.034 | [9 empty] | 2011-08-22 | 1028.045 | [10 empty] | 2005-05-15 | 38.246 |  | 2019-07-01 |  | 0.098677 | 0.092512 | 0.10484 |  | 7.5 | 0.099593 | 0.0035938 | 0.093431 | 0.09399 | 0.096483 | 0.099596 | 0.10271 | 0.10519 | 0.10576 | 0.00092
|  | 2007-09-04 | 0.038 | [9 empty] | 2011-08-25 | 1028.054 | [10 empty] | 2005-05-16 | 38.246 |  | 2019-08-01 |  | 0.10401 | 0.095416 | 0.11259 |  | 7.5833 | 0.10492 | 0.0050078 | 0.096334 | 0.097114 | 0.10059 | 0.10493 | 0.10926 | 0.11273 | 0.11351 | 0.00092
|  | 2007-09-10 | 0.038 | [9 empty] | 2011-08-29 | 1028.055 | [10 empty] | 2005-05-17 | 0 |  | 2019-09-01 |  | 0.10704 | 0.097067 | 0.117 |  | 7.6667 | 0.10795 | 0.0058111 | 0.097984 | 0.09889 | 0.10292 | 0.10796 | 0.11299 | 0.11701 | 0.11791 | 0.00091
|  | 2007-09-11 | 0.033 | [9 empty] | 2011-09-01 | 1028.045 | [10 empty] | 2005-05-18 | 0 |  | 2019-10-01 |  | 0.10961 | 0.09847 | 0.12074 |  | 7.75 | 0.11053 | 0.0064936 | 0.099387 | 0.1004 | 0.10491 | 0.11053 | 0.11615 | 0.12065 | 0.12166 | 0.00092
|  | 2007-09-17 | 0.027 | [9 empty] | 2011-09-05 | 1028.03 | [10 empty] | 2005-05-19 | 0 |  | 2019-11-01 |  | 0.11586 | 0.10187 | 0.12981 |  | 7.8333 | 0.11677 | 0.0081466 | 0.10279 | 0.10406 | 0.10971 | 0.11677 | 0.12382 | 0.12946 | 0.13073 | 0.00092
|  | 2007-09-25 | 0.0225 | [9 empty] | 2011-09-08 | 1028.053 | [10 empty] | 2005-05-20 | 0 |  | 2019-12-01 |  | 0.11963 | 0.10393 | 0.1353 |  | 7.9167 | 0.12054 | 0.0091454 | 0.10485 | 0.10627 | 0.11262 | 0.12055 | 0.12846 | 0.13479 | 0.13621 | 0.00091
|  | 2007-10-23 | 0.07 | [9 empty] | 2011-09-12 | 1028.086 | [10 empty] | 2005-05-21 | 0 |  | 2020-01-01 |  | 0.12636 | 0.1076 | 0.14507 |  | 8 | 0.12726 | 0.010924 | 0.10852 | 0.11022 | 0.11781 | 0.12727 | 0.13673 | 0.14428 | 0.14598 | 0.00091
|  | 2007-10-25 | 0.0789 | [9 empty] | 2011-09-15 | 1028.073 | [10 empty] | 2005-05-22 | 0 |  | 2020-02-01 |  | 0.12356 | 0.10607 | 0.141 |  | 8.0833 | 0.12446 | 0.010184 | 0.10699 | 0.10858 | 0.11565 | 0.12447 | 0.13329 | 0.14033 | 0.14191 | 0.00091
|  | 2007-10-29 | 0.069 | [9 empty] | 2011-09-19 | 1028.043 | [10 empty] | 2005-05-23 | 0 |  | 2020-03-01 |  | 0.13814 | 0.11403 | 0.16216 |  | 8.1667 | 0.13903 | 0.014033 | 0.11494 | 0.11714 | 0.12688 | 0.13905 | 0.15119 | 0.16089 | 0.16307 | 0.00091
|  | 2007-11-13 | [10 empty] | 2011-09-22 | 1027.741 | [10 empty] | 2005-05-24 | 0 |  | 2020-04-01 |  | 0.12675 | 0.10781 | 0.14563 |  | 8.25 | 0.12765 | 0.011026 | 0.10873 | 0.11045 | 0.1181 | 0.12766 | 0.1372 | 0.14483 | 0.14654 | 0.00091
|  | 2007-11-14 | 0.051 | [9 empty] | 2011-09-26 | 1027.344 | [10 empty] | 2005-05-25 | 0 |  | 2020-05-01 |  | 0.095223 | 0.090631 | 0.099812 |  | 8.3333 | 0.096139 | 0.0026768 | 0.09155 | 0.091966 | 0.093823 | 0.096141 | 0.098458 | 0.10031 | 0.10073 | 0.000918
|  | 2007-11-21 | 0.0508 | [9 empty] | 2011-09-30 | 1026.939 | [10 empty] | 2005-05-26 | 6.8148 |  | 2020-06-01 |  | 0.096663 | 0.091416 | 0.10191 |  | 8.4167 | 0.09758 | 0.0030592 | 0.092334 | 0.09281 | 0.094932 | 0.097582 | 0.10023 | 0.10235 | 0.10283 | 0.00092
|  | 2007-12-10 | 0.052 | [9 empty] | 2011-10-03 | 1027.022 | [10 empty] | 2005-05-27 | 27.262 |  | 2020-07-01 |  | 0.098677 | 0.092512 | 0.10484 |  | 8.5 | 0.099593 | 0.0035938 | 0.093431 | 0.09399 | 0.096483 | 0.099596 | 0.10271 | 0.10519 | 0.10576 | 0.00092
|  | 2007-12-13 | 0.0517 | [9 empty] | 2011-10-11 | 1027.222 | [10 empty] | 2005-05-28 | 27.262 |  | 2020-08-01 |  | 0.10401 | 0.095416 | 0.11259 |  | 8.5833 | 0.10492 | 0.0050078 | 0.096334 | 0.097114 | 0.10059 | 0.10493 | 0.10926 | 0.11273 | 0.11351 | 0.00092
|  | 2008-01-08 | 0.049 | [9 empty] | 2011-10-17 | 1027.511 | [10 empty] | 2005-05-29 | 27.262 |  | 2020-09-01 |  | 0.10704 | 0.097067 | 0.117 |  | 8.6667 | 0.10795 | 0.0058111 | 0.097984 | 0.09889 | 0.10292 | 0.10796 | 0.11299 | 0.11701 | 0.11791 | 0.00091
|  | 2008-01-24 | 0.0498 | [9 empty] | 2011-10-24 | 1027.579 | [10 empty] | 2005-05-30 | 27.262 |  | 2020-10-01 |  | 0.10961 | 0.09847 | 0.12074 |  | 8.75 | 0.11053 | 0.0064936 | 0.099387 | 0.1004 | 0.10491 | 0.11053 | 0.11615 | 0.12065 | 0.12166 | 0.00092
|  | 2008-02-19 | 0.052 | [9 empty] | 2011-10-31 | 1027.766 | [10 empty] | 2005-05-31 | 55.659 |  | 2020-11-01 |  | 0.11586 | 0.10187 | 0.12981 |  | 8.8333 | 0.11677 | 0.0081466 | 0.10279 | 0.10406 | 0.10971 | 0.11677 | 0.12382 | 0.12946 | 0.13073 | 0.00092
|  | 2008-02-20 | 0.0481 | [9 empty] | 2011-11-07 | 1027.92 | [10 empty] | 2005-06-01 | 55.659 |  | 2020-12-01 |  | 0.11963 | 0.10393 | 0.1353 |  | 8.9167 | 0.12054 | 0.0091454 | 0.10485 | 0.10627 | 0.11262 | 0.12055 | 0.12846 | 0.13479 | 0.13621 | 0.00091
|  | 2008-03-11 | 0.0555 | [9 empty] | 2011-11-14 | 1028.087 | [10 empty] | 2005-06-02 | 30.897 |  | 2021-01-01 |  | 0.12636 | 0.1076 | 0.14507 |  | 9 | 0.12726 | 0.010924 | 0.10852 | 0.11022 | 0.11781 | 0.12727 | 0.13673 | 0.14428 | 0.14598 | 0.00091
|  | 2008-03-18 | 0.058 | [9 empty] | 2011-11-22 | 1028.264 | [10 empty] | 2005-06-03 | 30.897 |  | 2021-02-01 |  | 0.12356 | 0.10607 | 0.141 |  | 9.0833 | 0.12446 | 0.010184 | 0.10699 | 0.10858 | 0.11565 | 0.12447 | 0.13329 | 0.14033 | 0.14191 | 0.00091
|  | 2008-04-14 | 0.1 | [9 empty] | 2011-11-28 | 1027.792 | [10 empty] | 2005-06-04 | 30.897 |  | 2021-03-01 |  | 0.13814 | 0.11403 | 0.16216 |  | 9.1667 | 0.13903 | 0.014033 | 0.11494 | 0.11714 | 0.12688 | 0.13905 | 0.15119 | 0.16089 | 0.16307 | 0.00091
|  | 2008-04-15 | 0.096 | [9 empty] | 2011-12-05 | 1027.617 | [10 empty] | 2005-06-05 | 30.897 |  | 2021-04-01 |  | 0.12675 | 0.10781 | 0.14563 |  | 9.25 | 0.12765 | 0.011026 | 0.10873 | 0.11045 | 0.1181 | 0.12766 | 0.1372 | 0.14483 | 0.14654 | 0.00091
|  | 2008-04-22 | 0.089 | [9 empty] | 2011-12-13 | 1027.339 | [10 empty] | 2005-06-06 | 30.897 |  | 2021-05-01 |  | 0.095223 | 0.090631 | 0.099812 |  | 9.3333 | 0.096139 | 0.0026768 | 0.09155 | 0.091966 | 0.093823 | 0.096141 | 0.098458 | 0.10031 | 0.10073 | 0.000918
|  | 2008-04-29 | 0.1295 | [9 empty] | 2012-01-03 | 1027.796 | [10 empty] | 2005-06-07 | 18.174 |  | 2021-06-01 |  | 0.096663 | 0.091416 | 0.10191 |  | 9.4167 | 0.09758 | 0.0030592 | 0.092334 | 0.09281 | 0.094932 | 0.097582 | 0.10023 | 0.10235 | 0.10283 | 0.00092
|  | 2008-05-06 | 0.12 | [9 empty] | 2012-01-10 | 1027.924 | [10 empty] | 2005-06-08 | 18.174 |  | 2021-07-01 |  | 0.098677 | 0.092512 | 0.10484 |  | 9.5 | 0.099593 | 0.0035938 | 0.093431 | 0.09399 | 0.096483 | 0.099596 | 0.10271 | 0.10519 | 0.10576 | 0.00092
|  | 2008-05-13 | 0.071 | [9 empty] | 2012-01-16 | 1028.014 | [10 empty] | 2005-06-09 | 0 |  | 2021-08-01 |  | 0.10401 | 0.095416 | 0.11259 |  | 9.5833 | 0.10492 | 0.0050078 | 0.096334 | 0.097114 | 0.10059 | 0.10493 | 0.10926 | 0.11273 | 0.11351 | 0.00092
|  | 2008-05-15 | 0.059 | [9 empty] | 2012-01-23 | 1028.152 | [10 empty] | 2005-06-10 | 0 |  | 2021-09-01 |  | 0.10704 | 0.097067 | 0.117 |  | 9.6667 | 0.10795 | 0.0058111 | 0.097984 | 0.09889 | 0.10292 | 0.10796 | 0.11299 | 0.11701 | 0.11791 | 0.00091
|  | 2008-05-20 | 0.034 | [9 empty] | 2012-01-30 | 1028.256 | [10 empty] | 2005-06-11 | 0 |  | 2021-10-01 |  | 0.10961 | 0.09847 | 0.12074 |  | 9.75 | 0.11053 | 0.0064936 | 0.099387 | 0.1004 | 0.10491 | 0.11053 | 0.11615 | 0.12065 | 0.12166 | 0.00092
|  | 2008-05-22 | 0.0266 | [9 empty] | 2012-02-06 | 1028.377 | [10 empty] | 2005-06-12 | 0 |  | 2021-11-01 |  | 0.11586 | 0.10187 | 0.12981 |  | 9.8333 | 0.11677 | 0.0081466 | 0.10279 | 0.10406 | 0.10971 | 0.11677 | 0.12382 | 0.12946 | 0.13073 | 0.00092
|  | 2008-05-26 | 0.0673 | [9 empty] | 2012-02-13 | 1028.523 | [10 empty] | 2005-06-13 | 0 |  | 2021-12-01 |  | 0.11963 | 0.10393 | 0.1353 |  | 9.9167 | 0.12054 | 0.0091454 | 0.10485 | 0.10627 | 0.11262 | 0.12055 | 0.12846 | 0.13479 | 0.13621 | 0.00091
|  | 2008-05-27 | 0.025 | [9 empty] | 2012-02-20 | 1028.576 | [10 empty] | 2005-06-14 | 0 |  | 2022-01-01 |  | 0.12636 | 0.1076 | 0.14507 |  | 10 | 0.12726 | 0.010924 | 0.10852 | 0.11022 | 0.11781 | 0.12727 | 0.13673 | 0.14428 | 0.14598 | 0.00091
|  | 2008-06-03 | 0.015 | [9 empty] | 2012-02-27 | 1028.651 | [10 empty] | 2005-06-15 | 0 | [12 empty] | 10
|  | 2008-06-10 | 0.025 | [9 empty] | 2012-03-05 | 1028.722 | [10 empty] | 2005-06-16 | 0
|  | 2008-06-16 | 0.021 | [9 empty] | 2012-03-12 | 1028.799 | [10 empty] | 2005-06-17 | 0
|  | 2008-06-17 | 0.018 | [9 empty] | 2012-03-19 | 1028.862 | [10 empty] | 2005-06-18 | 0
|  | 2008-06-24 | 0.02595 | [9 empty] | 2012-03-26 | 1028.93 | [10 empty] | 2005-06-19 | 0
|  | 2008-07-01 | 0.041 | [9 empty] | 2012-04-02 | 1029.005 | [10 empty] | 2005-06-20 | 0
|  | 2008-07-08 | 0.026 | [9 empty] | 2012-01-01 | 1027.796 | 1027.796 | 1027.796 | [8 empty] | 2005-06-21 | 0
|  | 2008-07-14 | 0.022 | [9 empty] | 2012-02-01 | 1027.1583 | 1027.1583 | 1027.1583 | [8 empty] | 2005-06-22 | 0
|  | 2008-07-16 | 0.031 | [9 empty] | 2012-03-01 | 1026.8325 | 1026.8325 | 1027.3612 | [8 empty] | 2005-06-23 | 0
|  | 2008-07-22 | 0.022 | [9 empty] | 2012-04-01 | 1026.6663 | 1026.6663 | 1027.5592 | [8 empty] | 2005-06-24 | 0
|  | 2008-07-30 | 0.0246 | [9 empty] | 2012-05-01 | 1026.5831 | 1026.5831 | 1027.7728 | [8 empty] | 2005-06-25 | 0
|  | 2008-07-31 | 0.027 | [9 empty] | 2012-06-01 | 1026.5428 | 1026.5426 | 1029.4474 | [8 empty] | 2005-06-26 | 0
|  | 2008-08-05 | 0.033 | [9 empty] | 2012-07-01 | 1026.5214 | 1026.5212 | 1028.0145 | [8 empty] | 2005-06-27 | 0
|  | 2008-08-11 | 0.028 | [9 empty] | 2012-08-01 | 1026.5107 | 1026.5106 | 1029.4451 | [8 empty] | 2005-06-28 | 60.203
|  | 2008-08-12 | 0.032 | [9 empty] | 2012-09-01 | 1026.8893 | 1026.5054 | 1029.4597 | [8 empty] | 2005-06-29 | 60.203
|  | 2008-08-19 | 0.031 | [9 empty] | 2012-10-01 | 1026.6946 | 1026.5027 | 1029.4779 | [8 empty] | 2005-06-30 | 102.23
|  | 2008-08-28 | 0.018 | [9 empty] | 2012-11-01 | 1026.5974 | 1026.5013 | 1029.0165 | [8 empty] | 2005-07-01 | 79.513
|  | 2008-09-02 | 0.023 | [9 empty] | 2012-12-01 | 1026.5487 | 1026.5006 | 1029.1976 | [8 empty] | 2005-07-02 | 79.513
|  | 2008-09-02 09:20 | [10 empty] | 2013-01-01 | 1026.5243 | 1026.5004 | 1029.4153 | [8 empty] | 2005-07-03 | 79.513
|  | 2008-09-09 | 0.016 | [9 empty] | 2013-02-01 | 1026.5122 | 1026.5001 | 1029.3314 | [8 empty] | 2005-07-04 | 79.513
|  | 2008-09-09 11:45 | [10 empty] | 2013-03-01 | 1026.5061 | 1026.5001 | 1029.4634 | [8 empty] | 2005-07-05 | 79.513
|  | 2008-09-15 | 0.025 | [9 empty] | 2013-04-01 | 1026.5031 | 1026.5 | 1029.4855 | [8 empty] | 2005-07-06 | 41.649
|  | 2008-09-15 11:50 | [10 empty] | 2013-05-01 | 1026.5016 | 1026.5 | 1029.4541 | [8 empty] | 2005-07-07 | 41.649
|  | 2008-09-16 | 0.023 | [9 empty] | 2013-06-01 | 1026.604 | 1026.5 | 1029.4481 | [8 empty] | 2005-07-08 | 41.649
|  | 2008-09-16 09:05 | [10 empty] | 2013-07-01 | 1027.0875 | 1026.5 | 1029.4376 | [8 empty] | 2005-07-09 | 0
|  | 2008-09-18 | 0.0249 | [9 empty] | 2013-08-01 | 1027.2651 | 1026.5 | 1029.4453 | [8 empty] | 2005-07-10 | 0
|  | 2008-09-23 | 0.031 | [9 empty] | 2013-09-01 | 1026.8898 | 1026.5 | 1029.4597 | [8 empty] | 2005-07-11 | 0
|  | 2008-09-23 08:30 | 0.031 | [9 empty] | 2013-10-01 | 1026.6948 | 1026.5 | 1029.478 | [8 empty] | 2005-07-12 | 56.98
|  | 2008-09-30 | 0.036 | [9 empty] | 2013-11-01 | 1026.5974 | 1026.5 | 1029.4968 | [8 empty] | 2005-07-13 | 56.98
|  | 2008-09-30 08:50 | [10 empty] | 2013-12-01 | 1026.5515 | 1026.5 | 1029.5 | [8 empty] | 2005-07-14 | 56.98
|  | 2008-10-07 | 0.029367 | [9 empty] | 2014-01-01 | 1026.5261 | 1026.5 | 1029.5 | [8 empty] | 2005-07-15 | 56.98
|  | 2008-10-07 11:00 | [10 empty] | 2014-02-01 | 1026.5133 | 1026.5 | 1028.4045 | [8 empty] | 2005-07-16 | 56.98
|  | 2008-10-14 | 0.059 | [9 empty] | 2014-03-01 | 1026.5145 | 1026.5 | 1028.5836 | [8 empty] | 2005-07-17 | 56.98
|  | 2008-10-14 11:40 | [10 empty] | 2014-04-01 | 1026.5125 | 1026.5 | 1028.7546 | [8 empty] | 2005-07-18 | 56.98
|  | 2008-10-15 | 0.06 | [9 empty] | 2014-05-01 | 1026.5115 | 1026.5 | 1028.9202 | [8 empty] | 2005-07-19 | 42.517
|  | 2008-10-15 16:10 | [10 empty] | 2014-06-01 | 1029.4432 | 1026.5 | 1029.4481 | [8 empty] | 2005-07-20 | 42.517
|  | 2008-10-21 | 0.076 | [9 empty] | 2014-07-01 | 1028.0126 | 1026.5 | 1029.4376 | [8 empty] | 2005-07-21 | 42.517
|  | 2008-10-21 11:50 | [10 empty] | 2014-08-01 | 1027.2671 | 1026.5 | 1029.4453 | [8 empty] | 2005-07-22 | 42.517
|  | 2008-11-03 | [10 empty] | 2014-09-01 | 1026.8898 | 1026.5 | 1029.4597 | [8 empty] | 2005-07-23 | 42.517
|  | 2008-11-04 | 0.062 | [9 empty] | 2014-10-01 | 1026.6948 | 1026.5 | 1029.4786 | [8 empty] | 2005-07-24 | 42.517
|  | 2008-11-04 10:00 | [10 empty] | 2014-11-01 | 1026.5974 | 1026.5 | 1029.4968 | [8 empty] | 2005-07-25 | 42.517
|  | 2008-12-01 | 0.075 | [9 empty] | 2014-12-01 | 1026.5487 | 1026.5 | 1029.5 | [8 empty] | 2005-07-26 | 42.517
|  | 2008-12-01 11:55 | [10 empty] | 2015-01-01 | 1026.5244 | 1026.5 | 1029.5 | [8 empty] | 2005-07-27 | 42.791
|  | 2008-12-10 | 0.0624 | [9 empty] | 2015-02-01 | 1026.5122 | 1026.5 | 1029.5 | [8 empty] | 2005-07-28 | 42.791
|  | 2009-02-02 | 0.1 | [9 empty] | 2015-03-01 | 1026.5243 | 1026.5 | 1029.5 | [8 empty] | 2005-07-29 | 42.791
|  | 2009-03-03 | 0.088 | [9 empty] | 2015-04-01 | 1026.5164 | 1026.5 | 1029.4916 | [8 empty] | 2005-07-30 | 42.791
|  | 2009-03-03 15:45 | 0.088 | [9 empty] | 2015-05-01 | 1026.5122 | 1026.5 | 1029.4537 | [8 empty] | 2005-07-31 | 42.791
|  | 2009-04-02 | 0.131 | [9 empty] | 2015-06-01 | 1029.443 | 1026.5 | 1029.4481 | [8 empty] | 2005-08-01 | 42.791
|  | 2009-04-02 10:45 | 0.131 | [9 empty] | 2015-07-01 | 1028.0122 | 1026.5 | 1029.4265 | [8 empty] | 2005-08-02 | 30.722
|  | 2009-04-07 10:00 | [10 empty] | 2015-08-01 | 1027.2667 | 1026.5 | 1029.4453 | [8 empty] | 2005-08-03 | 30.722
|  | 2009-04-08 | 0.146 | [9 empty] | 2015-09-01 | 1026.8898 | 1026.5 | 1029.4597 | [8 empty] | 2005-08-04 | 30.722
|  | 2009-04-08 08:20 | 0.146 | [9 empty] | 2015-10-01 | 1026.6948 | 1026.5 | 1029.4774 | [8 empty] | 2005-08-05 | 30.722
|  | 2009-04-16 | 0.156 | [9 empty] | 2015-11-01 | 1026.5974 | 1026.5 | 1029.4968 | [8 empty] | 2005-08-06 | 30.722
|  | 2009-04-16 05:30 | 0.156 | [9 empty] | 2015-12-01 | 1026.5487 | 1026.5 | 1029.5 | [8 empty] | 2005-08-07 | 30.722
|  | 2009-04-23 | 0.16 | [9 empty] | 2016-01-01 | 1026.5244 | 1026.5 | 1029.5 | [8 empty] | 2005-08-08 | 30.722
|  | 2009-04-23 05:25 | 0.16 | [9 empty] | 2016-02-01 | 1026.5122 | 1026.5 | 1029.5 | [8 empty] | 2005-08-09 | 42.321
|  | 2009-04-29 | 0.183 | [9 empty] | 2016-03-01 | 1026.5161 | 1026.5 | 1029.5 | [8 empty] | 2005-08-10 | 42.321
|  | 2009-04-29 05:20 | 0.183 | [9 empty] | 2016-04-01 | 1026.5155 | 1026.5 | 1029.4915 | [8 empty] | 2005-08-11 | 42.321
|  | 2009-05-07 | 0.143 | [9 empty] | 2016-05-01 | 1026.5319 | 1026.5 | 1029.4535 | [8 empty] | 2005-08-12 | 42.321
|  | 2009-05-07 15:00 | 0.143 | [9 empty] | 2016-06-01 | 1029.443 | 1026.5 | 1029.4481 | [8 empty] | 2005-08-13 | 42.321
|  | 2009-05-14 | 0.0506 | [9 empty] | 2016-07-01 | 1028.0123 | 1026.5 | 1029.4376 | [8 empty] | 2005-08-14 | 42.321
|  | 2009-05-14 05:15 | 0.0506 | [9 empty] | 2016-08-01 | 1027.2668 | 1026.5 | 1029.4453 | [8 empty] | 2005-08-15 | 42.321
|  | 2009-05-14 05:25 | [10 empty] | 2016-09-01 | 1026.8895 | 1026.5 | 1029.4545 | [8 empty] | 2005-08-16 | 41.694
|  | 2009-05-21 | 0.0439 | [9 empty] | 2016-10-01 | 1026.6947 | 1026.5 | 1029.4763 | [8 empty] | 2005-08-17 | 41.694
|  | 2009-05-21 05:20 | 0.0439 | [9 empty] | 2016-11-01 | 1026.5974 | 1026.5 | 1029.4968 | [8 empty] | 2005-08-18 | 41.694
|  | 2009-05-31 | 0.0176 | [9 empty] | 2016-12-01 | 1026.5487 | 1026.5 | 1029.5 | [8 empty] | 2005-08-19 | 41.694
|  | 2009-05-31 06:10 | 0.0176 | [9 empty] | 2017-01-01 | 1026.5243 | 1026.5 | 1029.5 | [8 empty] | 2005-08-20 | 41.694
|  | 2009-06-07 | 0.0132 | [9 empty] | 2017-02-01 | 1026.5122 | 1026.5 | 1028.9738 | [8 empty] | 2005-08-21 | 41.694
|  | 2009-06-07 16:40 | 0.0132 | [9 empty] | 2017-03-01 | 1026.512 | 1026.5 | 1028.3721 | [8 empty] | 2005-08-22 | 41.694
|  | 2009-06-08 | 0.0182 | [9 empty] | 2017-04-01 | 1026.5244 | 1026.5 | 1028.4971 | [8 empty] | 2005-08-23 | 17.007
|  | 2009-06-08 11:55 | 0.0182 | [9 empty] | 2017-05-01 | 1026.6815 | 1026.5 | 1028.6567 | [8 empty] | 2005-08-24 | 17.007
|  | 2009-06-14 | 0.0221 | [9 empty] | 2017-06-01 | 1029.4436 | 1026.5 | 1029.4481 | [8 empty] | 2005-08-25 | 17.007
|  | 2009-06-14 11:55 | 0.0221 | [9 empty] | 2017-07-01 | 1028.0125 | 1026.5 | 1029.4376 | [8 empty] | 2005-08-26 | 17.007
|  | 2009-06-21 | 0.0375 | [9 empty] | 2017-08-01 | 1027.2668 | 1026.5 | 1029.4453 | [8 empty] | 2005-08-27 | 17.007
|  | 2009-06-21 01:10 | [10 empty] | 2017-09-01 | 1026.8895 | 1026.5 | 1029.4597 | [8 empty] | 2005-08-28 | 17.007
|  | 2009-06-21 13:10 | 0.0375 | [9 empty] | 2017-10-01 | 1026.6948 | 1026.5 | 1029.4777 | [8 empty] | 2005-08-29 | 17.007
|  | 2009-06-28 | 0.0379 | [9 empty] | 2017-11-01 | 1026.5974 | 1026.5 | 1029.4968 | [8 empty] | 2005-08-30 | 17.007
|  | 2009-06-28 06:05 | 0.0379 | [9 empty] | 2017-12-01 | 1026.5487 | 1026.5 | 1029.5 | [8 empty] | 2005-08-31 | 0
|  | 2009-07-05 | 0.033 | [9 empty] | 2018-01-01 | 1026.5244 | 1026.5 | 1029.5 | [8 empty] | 2005-09-01 | 0
|  | 2009-07-05 05:10 | 0.028 | [9 empty] | 2018-02-01 | 1026.5122 | 1026.5 | 1029.5 | [8 empty] | 2005-09-02 | 0
|  | 2009-07-12 | 0.03 | [9 empty] | 2018-03-01 | 1026.5389 | 1026.5 | 1029.5 | [8 empty] | 2005-09-03 | 0
|  | 2009-07-12 08:50 | 0.0337 | [9 empty] | 2018-04-01 | 1026.5227 | 1026.5 | 1029.4916 | [8 empty] | 2005-09-04 | 0
|  | 2009-07-13 | 0.0402 | [9 empty] | 2018-05-01 | 1026.512 | 1026.5 | 1029.4535 | [8 empty] | 2005-09-05 | 0
|  | 2009-07-13 10:00 | 0.0402 | [9 empty] | 2018-06-01 | 1029.4437 | 1026.5 | 1029.4481 | [8 empty] | 2005-09-06 | 0
|  | 2009-07-19 | 0.0607 | [9 empty] | 2018-07-01 | 1028.0126 | 1026.5 | 1029.4048 | [8 empty] | 2005-09-07 | 0
|  | 2009-07-19 10:15 | 0.0607 | [9 empty] | 2018-08-01 | 1027.2668 | 1026.5 | 1029.4453 | [8 empty] | 2005-09-08 | 0
|  | 2009-07-26 08:45 | 0.0673 | [9 empty] | 2018-09-01 | 1026.8898 | 1026.5 | 1029.4597 | [8 empty] | 2005-09-09 | 0
|  | 2009-08-02 | 0.0462 | [9 empty] | 2018-10-01 | 1026.6948 | 1026.5 | 1029.478 | [8 empty] | 2005-09-10 | 0
|  | 2009-08-02 14:55 | 0.07 | [9 empty] | 2018-11-01 | 1026.5974 | 1026.5 | 1029.4968 | [8 empty] | 2005-09-11 | 0
|  | 2009-08-09 | 0.0457 | [9 empty] | 2018-12-01 | 1026.5487 | 1026.5 | 1029.5 | [8 empty] | 2005-09-12 | 0
|  | 2009-08-09 16:50 | 0.0457 | [9 empty] | 2019-01-01 | 1026.5244 | 1026.5 | 1029.5 | [8 empty] | 2005-09-13 | 0
|  | 2009-08-15 | 0.0483 | [9 empty] | 2019-02-01 | 1026.5122 | 1026.5 | 1029.5 | [8 empty] | 2005-09-14 | 0
|  | 2009-08-15 13:25 | 0.0483 | [9 empty] | 2019-03-01 | 1026.5242 | 1026.5 | 1029.5 | [8 empty] | 2005-09-15 | 0
|  | 2009-08-23 | 0.0327 | [9 empty] | 2019-04-01 | 1026.5244 | 1026.5 | 1029.4915 | [8 empty] | 2005-09-16 | 0
|  | 2009-08-23 11:00 | 0.0327 | [9 empty] | 2019-05-01 | 1026.6515 | 1026.5 | 1029.4536 | [8 empty] | 2005-09-17 | 0
|  | 2009-08-30 | 0.0407 | [9 empty] | 2019-06-01 | 1029.4437 | 1026.5 | 1029.4481 | [8 empty] | 2005-09-18 | 0
|  | 2009-08-30 09:15 | 0.0407 | [9 empty] | 2019-07-01 | 1028.0128 | 1026.5 | 1029.4104 | [8 empty] | 2005-09-19 | 0
|  | 2009-09-02 19:15 | 0.042 | [9 empty] | 2019-08-01 | 1027.2671 | 1026.5 | 1029.4309 | [8 empty] | 2005-09-20 | 106.06
|  | 2009-09-03 | 0.042 | [9 empty] | 2019-09-01 | 1026.8895 | 1026.5 | 1029.4545 | [8 empty] | 2005-09-21 | 106.06
|  | 2009-09-06 | 0.0511 | [9 empty] | 2019-10-01 | 1026.6947 | 1026.5 | 1029.4771 | [8 empty] | 2005-09-22 | 106.06
|  | 2009-09-06 09:10 | 0.0511 | [9 empty] | 2019-11-01 | 1026.5974 | 1026.5 | 1029.4968 | [8 empty] | 2005-09-23 | 143.19
|  | 2009-09-13 | 0.0577 | [9 empty] | 2019-12-01 | 1026.5487 | 1026.5 | 1029.5 | [8 empty] | 2005-09-24 | 143.19
|  | 2009-09-13 08:20 | 0.0577 | [9 empty] | 2020-01-01 | 1026.5244 | 1026.5 | 1029.5 | [8 empty] | 2005-09-25 | 143.19
|  | 2009-09-20 | 0.0611 | [9 empty] | 2020-02-01 | 1026.5122 | 1026.5 | 1029.5 | [8 empty] | 2005-09-26 | 143.19
|  | 2009-09-20 09:40 | 0.0611 | [9 empty] | 2020-03-01 | 1026.5153 | 1026.5 | 1029.5 | [8 empty] | 2005-09-27 | 197.5
|  | 2009-09-24 11:40 | 0.125 | [9 empty] | 2020-04-01 | 1026.5116 | 1026.5 | 1029.4917 | [8 empty] | 2005-09-28 | 244.55
|  | 2009-09-24 17:10 | 0.0159 | [9 empty] | 2020-05-01 | 1026.564 | 1026.5 | 1029.4537 | [8 empty] | 2005-09-29 | 244.55
|  | 2009-10-07 | 0.0836 | [9 empty] | 2020-06-01 | 1029.4424 | 1026.5 | 1029.4481 | [8 empty] | 2005-09-30 | 215.15
|  | 2009-10-07 11:40 | 0.082 | [9 empty] | 2020-07-01 | 1028.012 | 1026.5 | 1028.6509 | [8 empty] | 2005-10-01 | 215.15
|  | 2009-10-07 17:49 | 0.0836 | [9 empty] | 2020-08-01 | 1027.2665 | 1026.5 | 1029.4453 | [8 empty] | 2005-10-02 | 215.15
|  | 2009-10-07 17:56 | 0.032 | [9 empty] | 2020-09-01 | 1026.8896 | 1026.5 | 1029.4597 | [8 empty] | 2005-10-03 | 215.15
|  | 2009-10-08 11:22 | 0.097 | [9 empty] | 2020-10-01 | 1026.6948 | 1026.5 | 1029.4789 | [8 empty] | 2005-10-04 | 226.2
|  | 2009-10-08 14:30 | 0.084 | [9 empty] | 2020-11-01 | 1026.5974 | 1026.5 | 1029.4968 | [8 empty] | 2005-10-05 | 226.2
|  | 2009-10-09 10:02 | 0.043 | [9 empty] | 2020-12-01 | 1026.5487 | 1026.5 | 1029.5 | [8 empty] | 2005-10-06 | 0
|  | 2009-10-09 14:49 | 0.094 | [9 empty] | 2021-01-01 | 1026.5244 | 1026.5 | 1029.5 | [8 empty] | 2005-10-07 | 0
|  | 2009-10-10 10:53 | 0.056 | [9 empty] | 2021-02-01 | 1026.5122 | 1026.5 | 1029.5 | [8 empty] | 2005-10-08 | 0
|  | 2009-10-10 14:38 | 0.094 | [9 empty] | 2021-03-01 | 1026.5446 | 1026.5 | 1029.5 | [8 empty] | 2005-10-09 | 0
|  | 2009-10-11 11:55 | 0.038 | [9 empty] | 2021-04-01 | 1026.5244 | 1026.5 | 1029.4915 | [8 empty] | 2005-10-10 | 0
|  | 2009-10-11 14:40 | 0.102 | [9 empty] | 2021-05-01 | 1026.5122 | 1026.5 | 1029.4531 | [8 empty] | 2005-10-11 | 0
|  | 2009-10-12 12:05 | 0.055 | [9 empty] | 2021-06-01 | 1029.4425 | 1026.5 | 1029.4481 | [8 empty] | 2005-10-12 | 0
|  | 2009-10-12 14:35 | 0.1 | [9 empty] | 2021-07-01 | 1028.0121 | 1026.5 | 1029.4049 | [8 empty] | 2005-10-13 | 0
|  | 2009-10-16 17:40 | 0.071 | [9 empty] | 2021-08-01 | 1027.2668 | 1026.5 | 1029.4453 | [8 empty] | 2005-10-14 | 0
|  | 2009-10-17 | 0.0895 | [9 empty] | 2021-09-01 | 1026.8898 | 1026.5 | 1029.4597 | [8 empty] | 2005-10-15 | 0
|  | 2009-10-17 12:25 | 0.115 | [9 empty] | 2021-10-01 | 1026.6948 | 1026.5 | 1029.478 | [8 empty] | 2005-10-16 | 0
|  | 2009-10-17 12:35 | [10 empty] | 2021-11-01 | 1026.5974 | 1026.5 | 1028.7134 | [8 empty] | 2005-10-17 | 0
|  | 2009-10-17 16:50 | 0.114 | [9 empty] | 2021-12-01 | 1026.5487 | 1026.5 | 1029.1763 | [8 empty] | 2005-10-18 | 0
|  | 2009-10-18 10:40 | 0.04 | [9 empty] | 2022-01-01 | 1026.5262 | 1026.5 | 1029.5 | [8 empty] | 2005-10-19 | 0
|  | 2009-10-18 15:44 | 0.12 | [21 empty] | 2005-10-20 | 0
|  | 2009-10-19 11:35 | 0.053 | [21 empty] | 2005-10-21 | 0
|  | 2009-10-19 16:58 | 0.096 | [21 empty] | 2005-10-22 | 0
|  | 2009-10-20 13:05 | 0.067667 | [21 empty] | 2005-10-23 | 0
|  | 2009-10-20 16:15 | 0.091 | [21 empty] | 2005-10-24 | 0
|  | 2009-10-21 12:58 | 0.062 | [21 empty] | 2005-10-25 | 0
|  | 2009-10-21 15:28 | 0.101 | [21 empty] | 2005-10-26 | 0
|  | 2009-10-22 12:21 | 0.04 | [21 empty] | 2005-10-27 | 0
|  | 2009-10-22 15:15 | 0.111 | [21 empty] | 2005-10-28 | 0
|  | 2009-10-23 12:50 | 0.084 | [21 empty] | 2005-10-29 | 0
|  | 2009-10-23 15:30 | 0.112 | [21 empty] | 2005-10-30 | 0
|  | 2009-10-24 15:31 | 0.05 | [21 empty] | 2005-10-31 | 0
|  | 2009-10-24 16:30 | 0.125 | [21 empty] | 2005-11-01 | 0
|  | 2009-10-25 | 0.0959 | [21 empty] | 2005-11-02 | 0
|  | 2009-10-25 13:40 | 0.086 | [21 empty] | 2005-11-03 | 0
|  | 2009-10-25 15:45 | 0.118 | [21 empty] | 2005-11-04 | 0
|  | 2009-10-26 12:40 | 0.089 | [21 empty] | 2005-11-05 | 0
|  | 2009-10-26 15:45 | 0.129 | [21 empty] | 2005-11-06 | 0
|  | 2009-10-27 10:57 | 0.121 | [21 empty] | 2005-11-07 | 0
|  | 2009-10-27 15:40 | 0.098 | [21 empty] | 2005-11-08 | 0
|  | 2009-10-28 11:23 | 0.081 | [21 empty] | 2005-11-09 | 0
|  | 2009-10-28 15:24 | 0.099 | [21 empty] | 2005-11-10 | 0
|  | 2009-10-29 14:09 | 0.081 | [21 empty] | 2005-11-11 | 0
|  | 2009-10-29 15:44 | 0.09 | [21 empty] | 2005-11-12 | 0
|  | 2009-10-30 11:28 | 0.082 | [21 empty] | 2005-11-13 | 0
|  | 2009-10-30 15:48 | 0.089 | [21 empty] | 2005-11-14 | 0
|  | 2009-10-31 11:24 | 0.065 | [21 empty] | 2005-11-15 | 0
|  | 2009-10-31 15:17 | 0.078 | [21 empty] | 2005-11-16 | 0
|  | 2009-11-01 | 0.095 | [21 empty] | 2005-11-17 | 0
|  | 2009-11-01 12:16 | 0.119 | [21 empty] | 2005-11-18 | 0
|  | 2009-11-01 15:52 | 0.092 | [21 empty] | 2005-11-19 | 0
|  | 2009-11-04 | 0.03 | [21 empty] | 2005-11-20 | 0
|  | 2009-11-04 15:09 | 0.03 | [21 empty] | 2005-11-21 | 0
|  | 2009-12-01 | 0.0331 | [21 empty] | 2005-11-22 | 0
|  | 2009-12-01 14:33 | [22 empty] | 2005-11-23 | 0
|  | 2009-12-01 14:43 | 0.0331 | [21 empty] | 2005-11-24 | 0
|  | 2010-01-11 | 0.0431 | [21 empty] | 2005-11-25 | 0
|  | 2010-01-11 12:32 | 0.0431 | [21 empty] | 2005-11-26 | 0
|  | 2010-02-22 | 0.022 | [21 empty] | 2005-11-27 | 0
|  | 2010-02-22 14:20 | 0.022 | [21 empty] | 2005-11-28 | 0
|  | 2010-03-10 | 0.0241 | [21 empty] | 2005-11-29 | 0
|  | 2010-03-10 08:52 | 0.0241 | [21 empty] | 2005-11-30 | 0
|  | 2010-03-22 | 0.0321 | [21 empty] | 2005-12-01 | 0
|  | 2010-03-22 07:20 | 3.2e-05 | [21 empty] | 2005-12-02 | 0
|  | 2010-03-22 17:46 | 0.032 | [21 empty] | 2005-12-03 | 0
|  | 2010-03-23 07:25 | 5.5e-05 | [21 empty] | 2005-12-04 | 0
|  | 2010-03-23 13:10 | 0.055 | [21 empty] | 2005-12-05 | 0
|  | 2010-03-24 08:42 | 0.000145 | [21 empty] | 2005-12-06 | 0
|  | 2010-03-24 09:23 | 0.145 | [21 empty] | 2005-12-07 | 0
|  | 2010-03-25 07:14 | 0.086 | [21 empty] | 2005-12-08 | 0
|  | 2010-03-25 08:13 | 8.6e-05 | [21 empty] | 2005-12-09 | 0
|  | 2010-03-25 10:41 | 8.15e-05 | [21 empty] | 2005-12-10 | 0
|  | 2010-03-25 14:49 | 0.0815 | [21 empty] | 2005-12-11 | 0
|  | 2010-03-26 08:06 | 0.098 | [21 empty] | 2005-12-12 | 0
|  | 2010-03-26 09:10 | 9.8e-05 | [21 empty] | 2005-12-13 | 0
|  | 2010-03-27 07:30 | 0.082 | [21 empty] | 2005-12-14 | 0
|  | 2010-03-27 07:51 | 8.2e-05 | [21 empty] | 2005-12-15 | 0
|  | 2010-03-28 07:35 | 0.0915 | [21 empty] | 2005-12-16 | 0
|  | 2010-03-28 17:51 | 9.15e-05 | [21 empty] | 2005-12-17 | 0
|  | 2010-03-29 08:32 | 0.091 | [21 empty] | 2005-12-18 | 0
|  | 2010-03-29 13:21 | 9.1e-05 | [21 empty] | 2005-12-19 | 0
|  | 2010-03-30 | 0.101 | [21 empty] | 2005-12-20 | 0
|  | 2010-03-30 07:04 | 9e-05 | [21 empty] | 2005-12-21 | 0
|  | 2010-03-30 08:06 | 0.087 | [21 empty] | 2005-12-22 | 0
|  | 2010-03-30 09:11 | 8.7e-05 | [21 empty] | 2005-12-23 | 0
|  | 2010-03-30 10:50 | 0.09 | [21 empty] | 2005-12-24 | 0
|  | 2010-03-31 09:03 | 0.0795 | [21 empty] | 2005-12-25 | 0
|  | 2010-03-31 14:46 | 7.95e-05 | [21 empty] | 2005-12-26 | 0
|  | 2010-04-01 07:57 | 0.0805 | [21 empty] | 2005-12-27 | 0
|  | 2010-04-01 08:00 | 8.05e-05 | [21 empty] | 2005-12-28 | 0
|  | 2010-04-05 07:20 | 2.75e-05 | [21 empty] | 2005-12-29 | 0
|  | 2010-04-05 07:25 | 5.9e-05 | [21 empty] | 2005-12-30 | 0
|  | 2010-04-05 08:09 | 0.0275 | [21 empty] | 2005-12-31 | 0
|  | 2010-04-05 11:09 | 0.059 | [21 empty] | 2006-01-01 | 0
|  | 2010-04-06 | 0.11 | [21 empty] | 2006-01-02 | 0
|  | 2010-04-06 08:24 | 0.0915 | [21 empty] | 2006-01-03 | 0
|  | 2010-04-06 08:42 | 9.15e-05 | [21 empty] | 2006-01-04 | 0
|  | 2010-04-07 08:13 | 8.85e-05 | [21 empty] | 2006-01-05 | 0
|  | 2010-04-07 08:48 | 0.0885 | [21 empty] | 2006-01-06 | 0
|  | 2010-04-08 10:41 | 8.85e-05 | [21 empty] | 2006-01-07 | 0
|  | 2010-04-08 10:43 | 0.0885 | [21 empty] | 2006-01-08 | 0
|  | 2010-04-09 07:55 | 0.0945 | [21 empty] | 2006-01-09 | 0
|  | 2010-04-09 09:10 | 9.45e-05 | [21 empty] | 2006-01-10 | 0
|  | 2010-04-10 07:30 | 0.089 | [21 empty] | 2006-01-11 | 0
|  | 2010-04-10 07:51 | 8.9e-05 | [21 empty] | 2006-01-12 | 0
|  | 2010-04-11 07:50 | 0.0635 | [21 empty] | 2006-01-13 | 0
|  | 2010-04-11 10:54 | 6.35e-05 | [21 empty] | 2006-01-14 | 0
|  | 2010-04-12 08:14 | 0.0645 | [21 empty] | 2006-01-15 | 0
|  | 2010-04-12 08:36 | 6.45e-05 | [21 empty] | 2006-01-16 | 0
|  | 2010-04-13 | 0.0925 | [21 empty] | 2006-01-17 | 0
|  | 2010-04-13 08:57 | 7.35e-05 | [21 empty] | 2006-01-18 | 0
|  | 2010-04-13 09:04 | 0.0735 | [21 empty] | 2006-01-19 | 0
|  | 2010-04-14 08:20 | 0.059 | [21 empty] | 2006-01-20 | 0
|  | 2010-04-14 10:34 | 5.9e-05 | [21 empty] | 2006-01-21 | 0
|  | 2010-04-15 08:05 | 0.063 | [21 empty] | 2006-01-22 | 0
|  | 2010-04-15 08:07 | 6.3e-05 | [21 empty] | 2006-01-23 | 0
|  | 2010-04-20 | 0.0738 | [21 empty] | 2006-01-24 | 0
|  | 2010-04-20 14:16 | 9.3e-05 | [21 empty] | 2006-01-25 | 0
|  | 2010-04-20 14:43 | 0.093 | [21 empty] | 2006-01-26 | 0
|  | 2010-04-23 07:34 | 0.056 | [21 empty] | 2006-01-27 | 0
|  | 2010-04-23 07:40 | 5.6e-05 | [21 empty] | 2006-01-28 | 0
|  | 2010-04-25 07:40 | 6.4e-05 | [21 empty] | 2006-01-29 | 0
|  | 2010-04-25 07:44 | 0.064 | [21 empty] | 2006-01-30 | 0
|  | 2010-04-26 08:30 | 3.5e-05 | [21 empty] | 2006-01-31 | 6.8154
|  | 2010-04-26 08:43 | 0.035 | [21 empty] | 2006-02-01 | 6.8154
|  | 2010-04-27 | 0.0427 | [21 empty] | 2006-02-02 | 6.8154
|  | 2010-04-27 01:50 | 0.034 | [21 empty] | 2006-02-03 | 6.8154
|  | 2010-04-27 09:10 | 3.4e-05 | [21 empty] | 2006-02-04 | 6.8154
|  | 2010-04-27 13:50 | 0.0427 | [21 empty] | 2006-02-05 | 6.8154
|  | 2010-04-29 08:26 | 3.6e-05 | [21 empty] | 2006-02-06 | 6.8154
|  | 2010-04-29 15:35 | 0.036 | [21 empty] | 2006-02-07 | 6.8154
|  | 2010-05-02 08:12 | 5.1e-05 | [21 empty] | 2006-02-08 | 6.8154
|  | 2010-05-02 09:05 | 0.051 | [21 empty] | 2006-02-09 | 6.8154
|  | 2010-05-02 14:15 | [22 empty] | 2006-02-10 | 6.8154
|  | 2010-05-03 07:40 | 4.65e-05 | [21 empty] | 2006-02-11 | 6.8154
|  | 2010-05-03 08:29 | 0.0465 | [21 empty] | 2006-02-12 | 6.8154
|  | 2010-05-04 | 0.063 | [21 empty] | 2006-02-13 | 6.8154
|  | 2010-05-04 07:40 | 6.6e-05 | [21 empty] | 2006-02-14 | 0
|  | 2010-05-04 08:37 | 0.066 | [21 empty] | 2006-02-15 | 0
|  | 2010-05-04 08:49 | 0.063 | [21 empty] | 2006-02-16 | 5.9065
|  | 2010-05-05 08:20 | 6.4e-05 | [21 empty] | 2006-02-17 | 5.9065
|  | 2010-05-05 08:41 | 0.064 | [21 empty] | 2006-02-18 | 5.9065
|  | 2010-05-06 08:21 | 8.5e-05 | [21 empty] | 2006-02-19 | 5.9065
|  | 2010-05-06 08:50 | 0.085 | [21 empty] | 2006-02-20 | 5.9065
|  | 2010-05-07 06:35 | 0.058 | [21 empty] | 2006-02-21 | 129.49
|  | 2010-05-07 14:36 | 5.8e-05 | [21 empty] | 2006-02-22 | 141.99
|  | 2010-05-08 08:04 | 0.06 | [21 empty] | 2006-02-23 | 141.99
|  | 2010-05-08 08:52 | 6e-05 | [21 empty] | 2006-02-24 | 210.14
|  | 2010-05-09 08:13 | 0.065 | [21 empty] | 2006-02-25 | 210.14
|  | 2010-05-09 08:30 | 6.5e-05 | [21 empty] | 2006-02-26 | 210.14
|  | 2010-05-10 08:19 | 0.059 | [21 empty] | 2006-02-27 | 210.14
|  | 2010-05-10 12:15 | 5.9e-05 | [21 empty] | 2006-02-28 | 177.51
|  | 2010-05-11 | 0.0454 | [21 empty] | 2006-03-01 | 177.51
|  | 2010-05-11 08:20 | 0.046 | [21 empty] | 2006-03-02 | 208.47
|  | 2010-05-11 09:04 | [22 empty] | 2006-03-03 | 181.04
|  | 2010-05-11 13:55 | 4.6e-05 | [21 empty] | 2006-03-04 | 181.04
|  | 2010-05-12 08:39 | 0.059 | [21 empty] | 2006-03-05 | 195.3
|  | 2010-05-12 13:55 | 5.9e-05 | [21 empty] | 2006-03-06 | 195.3
|  | 2010-05-13 07:37 | 0.051 | [21 empty] | 2006-03-07 | 194.21
|  | 2010-05-13 16:52 | 5.1e-05 | [21 empty] | 2006-03-08 | 194.21
|  | 2010-05-14 07:46 | 0.052 | [21 empty] | 2006-03-09 | 208.47
|  | 2010-05-14 13:55 | 5.2e-05 | [21 empty] | 2006-03-10 | 0
|  | 2010-05-15 07:24 | 0.054 | [21 empty] | 2006-03-11 | 0
|  | 2010-05-15 07:54 | 5.4e-05 | [21 empty] | 2006-03-12 | 0
|  | 2010-05-16 08:03 | 0.043 | [21 empty] | 2006-03-13 | 0
|  | 2010-05-16 08:32 | 4.3e-05 | [21 empty] | 2006-03-14 | 0
|  | 2010-05-17 08:27 | 0.04 | [21 empty] | 2006-03-15 | 0
|  | 2010-05-17 13:56 | 4e-05 | [21 empty] | 2006-03-16 | 0
|  | 2010-05-18 | 0.0385 | [21 empty] | 2006-03-17 | 0
|  | 2010-05-18 08:34 | 0.034 | [21 empty] | 2006-03-18 | 0
|  | 2010-05-18 09:00 | 3.4e-05 | [21 empty] | 2006-03-19 | 0
|  | 2010-05-18 11:02 | 0.0385 | [21 empty] | 2006-03-20 | 0
|  | 2010-05-18 14:43 | [22 empty] | 2006-03-21 | 0
|  | 2010-05-19 | 0.0398 | [21 empty] | 2006-03-22 | 0
|  | 2010-05-19 08:25 | 0.033 | [21 empty] | 2006-03-23 | 0
|  | 2010-05-19 15:36 | 3.3e-05 | [21 empty] | 2006-03-24 | 0
|  | 2010-05-20 08:00 | 3.8e-05 | [21 empty] | 2006-03-25 | 0
|  | 2010-05-20 08:18 | 0.038 | [21 empty] | 2006-03-26 | 0
|  | 2010-05-21 08:36 | 0.026 | [21 empty] | 2006-03-27 | 0
|  | 2010-05-21 09:00 | 2.6e-05 | [21 empty] | 2006-03-28 | 0
|  | 2010-05-22 07:50 | 2.2e-05 | [21 empty] | 2006-03-29 | 0
|  | 2010-05-22 08:05 | 0.022 | [21 empty] | 2006-03-30 | 0
|  | 2010-05-23 08:16 | 0.026 | [21 empty] | 2006-03-31 | 0
|  | 2010-05-23 08:35 | 2.6e-05 | [21 empty] | 2006-04-01 | 0
|  | 2010-05-24 07:33 | 0.024 | [21 empty] | 2006-04-02 | 0
|  | 2010-05-24 08:49 | 2.4e-05 | [21 empty] | 2006-04-03 | 0
|  | 2010-05-25 | 0.0226 | [21 empty] | 2006-04-04 | 0
|  | 2010-05-25 08:40 | 0.022 | [21 empty] | 2006-04-05 | 0
|  | 2010-05-25 08:48 | 2.2e-05 | [21 empty] | 2006-04-06 | 0
|  | 2010-05-25 13:50 | [22 empty] | 2006-04-07 | 0
|  | 2010-05-26 08:19 | 0.024 | [21 empty] | 2006-04-08 | 0
|  | 2010-05-26 08:56 | 2.4e-05 | [21 empty] | 2006-04-09 | 0
|  | 2010-05-27 06:43 | 2.8e-05 | [21 empty] | 2006-04-10 | 0
|  | 2010-05-27 09:07 | 0.028 | [21 empty] | 2006-04-11 | 0
|  | 2010-06-01 | 0.0426 | [21 empty] | 2006-04-12 | 0
|  | 2010-06-01 08:40 | 0.0426 | [21 empty] | 2006-04-13 | 0
|  | 2010-06-01 08:45 | [22 empty] | 2006-04-14 | 0
|  | 2010-06-08 | 0.0399 | [21 empty] | 2006-04-15 | 0
|  | 2010-06-08 07:55 | 4e-05 | [21 empty] | 2006-04-16 | 0
|  | 2010-06-08 08:36 | 0.04 | [21 empty] | 2006-04-17 | 0
|  | 2010-06-15 | 0.0484 | [21 empty] | 2006-04-18 | 0
|  | 2010-06-15 08:07 | 4.6e-05 | [21 empty] | 2006-04-19 | 0
|  | 2010-06-15 09:01 | 0.046 | [21 empty] | 2006-04-20 | 0
|  | 2010-06-15 09:11 | [22 empty] | 2006-04-21 | 0
|  | 2010-06-22 | 0.0455 | [21 empty] | 2006-04-22 | 0
|  | 2010-06-22 08:25 | 0.000114 | [21 empty] | 2006-04-23 | 0
|  | 2010-06-22 09:56 | 0.114 | [21 empty] | 2006-04-24 | 0
|  | 2010-06-24 08:05 | 4.4e-05 | [21 empty] | 2006-04-25 | 0
|  | 2010-06-24 09:13 | 0.044 | [21 empty] | 2006-04-26 | 0
|  | 2010-06-29 | 0.0493 | [21 empty] | 2006-04-27 | 0
|  | 2010-06-29 08:31 | 4.7e-05 | [21 empty] | 2006-04-28 | 0
|  | 2010-06-29 09:50 | 0.047 | [21 empty] | 2006-04-29 | 0
|  | 2010-06-29 09:55 | [22 empty] | 2006-04-30 | 0
|  | 2010-07-06 | 0.0334 | [21 empty] | 2006-05-01 | 0
|  | 2010-07-06 07:32 | 4.8e-05 | [21 empty] | 2006-05-02 | 39.756
|  | 2010-07-06 09:56 | 0.048 | [21 empty] | 2006-05-03 | 39.756
|  | 2010-07-13 | 0.0429 | [21 empty] | 2006-05-04 | 58.158
|  | 2010-07-13 07:37 | 4e-05 | [21 empty] | 2006-05-05 | 58.158
|  | 2010-07-13 08:45 | 0.04 | [21 empty] | 2006-05-06 | 58.158
|  | 2010-07-20 | 0.0583 | [21 empty] | 2006-05-07 | 58.158
|  | 2010-07-20 07:34 | 4.6e-05 | [21 empty] | 2006-05-08 | 58.158
|  | 2010-07-20 10:08 | 0.046 | [21 empty] | 2006-05-09 | 270.34
|  | 2010-07-27 | 0.0726 | [21 empty] | 2006-05-10 | 270.34
|  | 2010-07-27 07:55 | 6.3e-05 | [21 empty] | 2006-05-11 | 270.34
|  | 2010-07-27 09:01 | 0.063 | [21 empty] | 2006-05-12 | 108.25
|  | 2010-07-27 09:11 | [22 empty] | 2006-05-13 | 108.25
|  | 2010-08-03 | 0.0179 | [21 empty] | 2006-05-14 | 108.25
|  | 2010-08-03 13:14 | 0.019 | [21 empty] | 2006-05-15 | 108.25
|  | 2010-08-03 14:50 | 0.019 | [21 empty] | 2006-05-16 | 0
|  | 2010-08-10 | 0.0614 | [21 empty] | 2006-05-17 | 0
|  | 2010-08-10 08:23 | 5.4e-05 | [21 empty] | 2006-05-18 | 0
|  | 2010-08-10 08:56 | 0.054 | [21 empty] | 2006-05-19 | 0
|  | 2010-08-17 | 0.052 | [21 empty] | 2006-05-20 | 0
|  | 2010-08-17 08:29 | 5.1e-05 | [21 empty] | 2006-05-21 | 0
|  | 2010-08-17 08:50 | 0.051 | [21 empty] | 2006-05-22 | 0
|  | 2010-08-24 | 0.0424 | [21 empty] | 2006-05-23 | 0
|  | 2010-08-24 08:22 | 3.7e-05 | [21 empty] | 2006-05-24 | 104.24
|  | 2010-08-24 08:40 | 0.037 | [21 empty] | 2006-05-25 | 104.24
|  | 2010-08-24 08:45 | [22 empty] | 2006-05-26 | 105.33
|  | 2010-08-31 | 0.0496 | [21 empty] | 2006-05-27 | 105.33
|  | 2010-08-31 08:14 | 4.6e-05 | [21 empty] | 2006-05-28 | 105.33
|  | 2010-08-31 14:10 | 0.046 | [21 empty] | 2006-05-29 | 105.33
|  | 2010-09-07 | 0.0411 | [21 empty] | 2006-05-30 | 89.24
|  | 2010-09-07 08:25 | 0.000101 | [21 empty] | 2006-05-31 | 89.24
|  | 2010-09-07 09:30 | 0.101 | [21 empty] | 2006-06-01 | 89.24
|  | 2010-10-21 | 0.0239 | [21 empty] | 2006-06-02 | 0
|  | 2010-10-21 11:30 | 0.0239 | [21 empty] | 2006-06-03 | 0
|  | 2010-11-03 14:10 | 0.0347 | [21 empty] | 2006-06-04 | 0
|  | 2010-11-09 | 0.036 | [21 empty] | 2006-06-05 | 0
|  | 2010-11-09 16:28 | 0.036 | [21 empty] | 2006-06-06 | 0
|  | 2010-11-17 07:27 | 0.000118 | [21 empty] | 2006-06-07 | 0
|  | 2010-11-17 07:59 | 0.000113 | [21 empty] | 2006-06-08 | 0
|  | 2010-11-17 08:10 | 0.000117 | [21 empty] | 2006-06-09 | 0
|  | 2010-11-17 08:30 | 0.000119 | [21 empty] | 2006-06-10 | 0
|  | 2010-11-17 12:20 | 0.113 | [21 empty] | 2006-06-11 | 0
|  | 2010-11-17 15:16 | 0.117 | [21 empty] | 2006-06-12 | 0
|  | 2010-11-17 16:40 | 0.118 | [21 empty] | 2006-06-13 | 2.9258
|  | 2010-11-17 16:41 | 0.119 | [21 empty] | 2006-06-14 | 2.9258
|  | 2010-11-18 | 0.135 | [21 empty] | 2006-06-15 | 2.9258
|  | 2010-11-18 08:15 | 0.00011 | [21 empty] | 2006-06-16 | 2.9258
|  | 2010-11-18 10:30 | 0.11 | [21 empty] | 2006-06-17 | 2.9258
|  | 2010-11-19 09:03 | 0.000109 | [21 empty] | 2006-06-18 | 2.9258
|  | 2010-11-19 11:25 | 0.109 | [21 empty] | 2006-06-19 | 2.9258
|  | 2010-11-20 07:48 | 0.000109 | [21 empty] | 2006-06-20 | 2.9258
|  | 2010-11-20 10:00 | 0.109 | [21 empty] | 2006-06-21 | 2.9258
|  | 2010-11-21 07:44 | 0.000104 | [21 empty] | 2006-06-22 | 87.046
|  | 2010-11-21 10:00 | 0.104 | [21 empty] | 2006-06-23 | 87.046
|  | 2010-11-22 07:50 | 0.000104 | [21 empty] | 2006-06-24 | 87.046
|  | 2010-11-22 09:55 | 0.104 | [21 empty] | 2006-06-25 | 87.046
|  | 2010-11-23 08:15 | 0.000101 | [21 empty] | 2006-06-26 | 87.046
|  | 2010-11-23 10:08 | 0.101 | [21 empty] | 2006-06-27 | 87.046
|  | 2010-11-24 08:25 | 9.9e-05 | [21 empty] | 2006-06-28 | 0
|  | 2010-11-24 08:37 | 0.0001 | [21 empty] | 2006-06-29 | 0
|  | 2010-11-24 09:19 | 0.099 | [21 empty] | 2006-06-30 | 0
|  | 2010-11-24 17:02 | 0.1 | [21 empty] | 2006-07-01 | 0
|  | 2010-11-25 | 0.13 | [21 empty] | 2006-07-02 | 0
|  | 2010-11-25 07:50 | 9.2e-05 | [21 empty] | 2006-07-03 | 0
|  | 2010-11-25 08:24 | 0.000101 | [21 empty] | 2006-07-04 | 0
|  | 2010-11-25 10:06 | 0.101 | [21 empty] | 2006-07-05 | 0
|  | 2010-11-25 16:20 | 0.092 | [21 empty] | 2006-07-06 | 0
|  | 2010-11-26 06:51 | 9.3e-05 | [21 empty] | 2006-07-07 | 0
|  | 2010-11-26 06:55 | 8.8e-05 | [21 empty] | 2006-07-08 | 0
|  | 2010-11-26 10:05 | 0.088 | [21 empty] | 2006-07-09 | 0
|  | 2010-11-26 17:10 | 0.093 | [21 empty] | 2006-07-10 | 0
|  | 2010-11-27 08:10 | 8.7e-05 | [21 empty] | 2006-07-11 | 21.944
|  | 2010-11-27 08:26 | 8.9e-05 | [21 empty] | 2006-07-12 | 21.944
|  | 2010-11-27 08:55 | 0.087 | [21 empty] | 2006-07-13 | 21.944
|  | 2010-11-27 17:55 | 0.089 | [21 empty] | 2006-07-14 | 0
|  | 2010-11-28 08:12 | 8.6e-05 | [21 empty] | 2006-07-15 | 0
|  | 2010-11-28 08:25 | 8.8e-05 | [21 empty] | 2006-07-16 | 0
|  | 2010-11-28 08:32 | 0.088 | [21 empty] | 2006-07-17 | 0
|  | 2010-11-28 16:00 | 0.086 | [21 empty] | 2006-07-18 | 0
|  | 2010-11-29 07:45 | 8.9e-05 | [21 empty] | 2006-07-19 | 0
|  | 2010-11-29 07:55 | 9.1e-05 | [21 empty] | 2006-07-20 | 1.7553
|  | 2010-11-29 09:51 | 0.091 | [21 empty] | 2006-07-21 | 1.7553
|  | 2010-11-29 15:09 | 0.089 | [21 empty] | 2006-07-22 | 1.7553
|  | 2010-11-30 08:10 | 8.9e-05 | [21 empty] | 2006-07-23 | 1.7553
|  | 2010-11-30 08:21 | 9e-05 | [21 empty] | 2006-07-24 | 1.7553
|  | 2010-11-30 12:02 | 0.089 | [21 empty] | 2006-07-25 | 25.393
|  | 2010-11-30 15:23 | 0.09 | [21 empty] | 2006-07-26 | 25.393
|  | 2010-12-01 08:17 | 8.3e-05 | [21 empty] | 2006-07-27 | 25.393
|  | 2010-12-01 08:28 | 8.5e-05 | [21 empty] | 2006-07-28 | 25.393
|  | 2010-12-01 08:37 | 0.085 | [21 empty] | 2006-07-29 | 25.393
|  | 2010-12-01 15:25 | 0.083 | [21 empty] | 2006-07-30 | 25.393
|  | 2010-12-02 | 0.108 | [21 empty] | 2006-07-31 | 25.393
|  | 2010-12-02 08:10 | 8.7e-05 | [21 empty] | 2006-08-01 | 0
|  | 2010-12-02 08:42 | 0.087 | [21 empty] | 2006-08-02 | 0
|  | 2011-01-18 14:10 | 0.0296 | [21 empty] | 2006-08-03 | 0
|  | 2011-02-01 16:21 | 0.0256 | [21 empty] | 2006-08-04 | 0
|  | 2011-03-14 14:12 | 0.0259 | [21 empty] | 2006-08-05 | 0
|  | 2011-03-24 17:23 | 0.125 | [21 empty] | 2006-08-06 | 0
|  | 2011-03-29 14:02 | 0.109 | [21 empty] | 2006-08-07 | 0
|  | 2011-04-05 08:42 | 0.109 | [21 empty] | 2006-08-08 | 52.666
|  | 2011-04-12 09:35 | 0.113 | [21 empty] | 2006-08-09 | 52.666
|  | 2011-04-19 09:47 | 0.107 | [21 empty] | 2006-08-10 | 52.666
|  | 2011-04-26 11:29 | 0.0975 | [21 empty] | 2006-08-11 | 52.666
|  | 2011-05-03 14:30 | 0.189 | [21 empty] | 2006-08-12 | 52.666
|  | 2011-05-04 14:45 | 0.0628 | [21 empty] | 2006-08-13 | 52.666
|  | 2011-05-10 08:37 | 0.0997 | [21 empty] | 2006-08-14 | 52.666
|  | 2011-05-17 09:07 | 0.0625 | [21 empty] | 2006-08-15 | 0
|  | 2011-05-24 09:10 | 0.0226 | [21 empty] | 2006-08-16 | 0
|  | 2011-05-31 10:15 | 0.0138 | [21 empty] | 2006-08-17 | 0
|  | 2011-06-07 09:45 | 0.074 | [21 empty] | 2006-08-18 | 0
|  | 2011-06-14 14:09 | 0.0186 | [21 empty] | 2006-08-19 | 0
|  | 2011-06-21 11:10 | 0.0137 | [21 empty] | 2006-08-20 | 0
|  | 2011-06-28 11:22 | 0.0194 | [21 empty] | 2006-08-21 | 0
|  | 2011-07-05 09:50 | 0.0206 | [21 empty] | 2006-08-22 | 0
|  | 2011-07-12 08:51 | 0.019 | [21 empty] | 2006-08-23 | 0
|  | 2011-07-19 09:19 | 0.0223 | [21 empty] | 2006-08-24 | 0
|  | 2011-07-26 08:44 | 0.0356 | [21 empty] | 2006-08-25 | 0
|  | 2011-08-02 08:28 | 0.0351 | [21 empty] | 2006-08-26 | 0
|  | 2011-08-09 08:49 | 0.0276 | [21 empty] | 2006-08-27 | 0
|  | 2011-08-16 08:51 | 0.0161 | [21 empty] | 2006-08-28 | 0
|  | 2011-08-23 08:35 | 0.0166 | [21 empty] | 2006-08-29 | 98.749
|  | 2011-08-25 11:31 | 0.0166 | [21 empty] | 2006-08-30 | 80.567
|  | 2011-08-30 08:54 | 0.0182 | [21 empty] | 2006-08-31 | 80.567
|  | 2011-09-06 08:47 | 0.0236 | [21 empty] | 2006-09-01 | 80.567
|  | 2011-09-13 09:45 | 0.0211 | [21 empty] | 2006-09-02 | 80.567
|  | 2011-09-20 09:06 | 0.0247 | [21 empty] | 2006-09-03 | 80.567
|  | 2011-09-27 09:55 | 0.0296 | [21 empty] | 2006-09-04 | 80.567
|  | 2011-10-25 13:40 | 0.0263 | [21 empty] | 2006-09-05 | 80.567
|  | 2011-11-23 09:20 | 0.0861 | [21 empty] | 2006-09-06 | 0
|  | 2011-11-29 09:35 | 0.102 | [21 empty] | 2006-09-07 | 0
|  | 2011-12-08 08:00 | 0.146 | [21 empty] | 2006-09-08 | 0
|  | 2012-01-18 15:20 | 0.031 | [21 empty] | 2006-09-09 | 0
|  | 2012-02-02 12:52 | 0.0281 | [21 empty] | 2006-09-10 | 0
| 41275 | 2012-03-05 11:30 | 0.0322 | [21 empty] | 2006-09-11 | 0
| 0 | 2012-01-01 | 0.043562 | 0.03505 | 0.061341 | [19 empty] | 2006-09-12 | 0
| 0 | 2012-02-01 | 0.035739 | 0.019279 | 0.048247 | [19 empty] | 2006-09-13 | 7.2103
| 0 | 2012-03-01 | 0.034746 | 0.020029 | 0.049816 | [19 empty] | 2006-09-14 | 7.2103
| 0 | 2012-04-01 | 0.029226 | 0.023132 | 0.037673 | [19 empty] | 2006-09-15 | 7.2103
| 1 | 2012-05-01 | 0.031127 | 0.0111 | 0.076158 | 0.031127 | 0.0111 | 0.076158 | [16 empty] | 2006-09-16 | 7.2103
| 1 | 2012-06-01 | 0.033138 | 0.016787 | 0.053542 | 0.033138 | 0.016787 | 0.053542 | [16 empty] | 2006-09-17 | 7.2103
| 1 | 2012-07-01 | 0.029396 | 0.012171 | 0.048568 | 0.029396 | 0.012171 | 0.048568 | [16 empty] | 2006-09-18 | 7.2103
| 1 | 2012-08-01 | 0.022255 | 0.0076179 | 0.035991 | 0.022255 | 0.0076179 | 0.035991 | [16 empty] | 2006-09-19 | 7.2103
| 1 | 2012-09-01 | 0.024856 | 0.017915 | 0.033969 | 0.024856 | 0.017915 | 0.033969 | [16 empty] | 2006-09-20 | 250.16
| 0 | 2012-10-01 | 0.022665 | 0.014072 | 0.032695 | [19 empty] | 2006-09-21 | 239.19
| 0 | 2012-11-01 | 0.025083 | 0.016931 | 0.034832 | [19 empty] | 2006-09-22 | 0
| 0 | 2012-12-01 | 0.023797 | 0.013529 | 0.035933 | [19 empty] | 2006-09-23 | 0
| 0 | 2013-01-01 | 0.026844 | 0.012317 | 0.041328 | [19 empty] | 2006-09-24 | 0
| 0 | 2013-02-01 | 0.026684 | 0.018336 | 0.036931 | [19 empty] | 2006-09-25 | 0
| 0 | 2013-03-01 | 0.02898 | 0.010587 | 0.047372 | [19 empty] | 2006-09-26 | 0
| 0 | 2013-04-01 | 0.027852 | 0.017196 | 0.039577 | [19 empty] | 2006-09-27 | 0
| 1 | 2013-05-01 | 0.032829 | 0.0072784 | 0.069585 | 0.032829 | 0.0072784 | 0.069585 | [16 empty] | 2006-09-28 | 0
| 1 | 2013-06-01 | 0.026825 | 0.012272 | 0.048943 | 0.026825 | 0.012272 | 0.048943 | [16 empty] | 2006-09-29 | 0
| 1 | 2013-07-01 | 0.028587 | 0.0092908 | 0.048097 | 0.028587 | 0.0092908 | 0.048097 | [16 empty] | 2006-09-30 | 0
| 1 | 2013-08-01 | 0.022968 | 0.0083604 | 0.038014 | 0.022968 | 0.0083604 | 0.038014 | [16 empty] | 2006-10-01 | 0
| 1 | 2013-09-01 | 0.025314 | 0.018703 | 0.031347 | 0.025314 | 0.018703 | 0.031347 | [16 empty] | 2006-10-02 | 0
| 0 | 2013-10-01 | 0.022565 | 0.015609 | 0.033906 | [19 empty] | 2006-10-03 | 0
| 0 | 2013-11-01 | 0.025234 | 0.016849 | 0.034798 | [19 empty] | 2006-10-04 | 0
| 0 | 2013-12-01 | 0.023359 | 0.012956 | 0.031726 | [19 empty] | 2006-10-05 | 0
| 0 | 2014-01-01 | 0.025846 | 0.017363 | 0.039206 | [19 empty] | 2006-10-06 | 0
| 0 | 2014-02-01 | 0.02521 | 0.018766 | 0.038523 | [19 empty] | 2006-10-07 | 0
| 0 | 2014-03-01 | 0.028665 | 0.015081 | 0.046922 | [19 empty] | 2006-10-08 | 0
| 0 | 2014-04-01 | 0.026885 | 0.017165 | 0.033615 | [19 empty] | 2006-10-09 | 0
| 1 | 2014-05-01 | 0.025831 | 0.0082393 | 0.070555 | 0.025831 | 0.0082393 | 0.070555 | [16 empty] | 2006-10-10 | 0
| 1 | 2014-06-01 | 0.024059 | 0.011438 | 0.055104 | 0.024059 | 0.011438 | 0.055104 | [16 empty] | 2006-10-11 | 0
| 1 | 2014-07-01 | 0.028312 | 0.011112 | 0.046128 | 0.028312 | 0.011112 | 0.046128 | [16 empty] | 2006-10-12 | 0
| 1 | 2014-08-01 | 0.02325 | 0.0076697 | 0.035954 | 0.02325 | 0.0076697 | 0.035954 | [16 empty] | 2006-10-13 | 0
| 1 | 2014-09-01 | 0.025217 | 0.017859 | 0.033271 | 0.025217 | 0.017859 | 0.033271 | [16 empty] | 2006-10-14 | 0
| 0 | 2014-10-01 | 0.02341 | 0.012238 | 0.032416 | [19 empty] | 2006-10-15 | 0
| 0 | 2014-11-01 | 0.025726 | 0.017816 | 0.033862 | [19 empty] | 2006-10-16 | 0
| 0 | 2014-12-01 | 0.023304 | 0.012184 | 0.03219 | [19 empty] | 2006-10-17 | 0
| 0 | 2015-01-01 | 0.025802 | 0.014556 | 0.037555 | [19 empty] | 2006-10-18 | 0
| 0 | 2015-02-01 | 0.025098 | 0.016765 | 0.035566 | [19 empty] | 2006-10-19 | 0
| 0 | 2015-03-01 | 0.028761 | 0.012041 | 0.040647 | [19 empty] | 2006-10-20 | 0
| 0 | 2015-04-01 | 0.02681 | 0.017452 | 0.036427 | [19 empty] | 2006-10-21 | 0
| 1 | 2015-05-01 | 0.027949 | 0.0090573 | 0.067511 | 0.027949 | 0.0090573 | 0.067511 | [16 empty] | 2006-10-22 | 0
| 1 | 2015-06-01 | 0.028006 | 0.011639 | 0.049071 | 0.028006 | 0.011639 | 0.049071 | [16 empty] | 2006-10-23 | 0
| 1 | 2015-07-01 | 0.029527 | 0.011678 | 0.046164 | 0.029527 | 0.011678 | 0.046164 | [16 empty] | 2006-10-24 | 0
| 1 | 2015-08-01 | 0.022827 | 0.0076532 | 0.040203 | 0.022827 | 0.0076532 | 0.040203 | [16 empty] | 2006-10-25 | 0
| 1 | 2015-09-01 | 0.024899 | 0.018168 | 0.031667 | 0.024899 | 0.018168 | 0.031667 | [16 empty] | 2006-10-26 | 0
| 0 | 2015-10-01 | 0.023014 | 0.013787 | 0.032266 | [19 empty] | 2006-10-27 | 0
| 0 | 2015-11-01 | 0.025013 | 0.01667 | 0.033362 | [19 empty] | 2006-10-28 | 0
| 0 | 2015-12-01 | 0.02288 | 0.014786 | 0.029593 | [19 empty] | 2006-10-29 | 0
| 0 | 2016-01-01 | 0.024866 | 0.013099 | 0.035284 | [19 empty] | 2006-10-30 | 0
| 0 | 2016-02-01 | 0.024442 | 0.016275 | 0.033512 | [19 empty] | 2006-10-31 | 0
| 0 | 2016-03-01 | 0.02827 | 0.0093939 | 0.04768 | [19 empty] | 2006-11-01 | 0
| 0 | 2016-04-01 | 0.025776 | 0.015563 | 0.034727 | [19 empty] | 2006-11-02 | 0
| 1 | 2016-05-01 | 0.030986 | 0.0080252 | 0.08 | 0.030986 | 0.0080252 | 0.08 | [16 empty] | 2006-11-03 | 0
| 1 | 2016-06-01 | 0.028263 | 0.014716 | 0.058749 | 0.028263 | 0.014716 | 0.058749 | [16 empty] | 2006-11-04 | 0
| 1 | 2016-07-01 | 0.027946 | 0.01229 | 0.045255 | 0.027946 | 0.01229 | 0.045255 | [16 empty] | 2006-11-05 | 0
| 1 | 2016-08-01 | 0.024 | 0.0077986 | 0.035973 | 0.024 | 0.0077986 | 0.035973 | [16 empty] | 2006-11-06 | 0
| 1 | 2016-09-01 | 0.025348 | 0.013504 | 0.03244 | 0.025348 | 0.013504 | 0.03244 | [16 empty] | 2006-11-07 | 0
| 0 | 2016-10-01 | 0.023314 | 0.013164 | 0.032267 | [19 empty] | 2006-11-08 | 0
| 0 | 2016-11-01 | 0.024764 | 0.013808 | 0.035393 | [19 empty] | 2006-11-09 | 0
| 0 | 2016-12-01 | 0.022624 | 0.013036 | 0.03117 | [19 empty] | 2006-11-10 | 0
| 0 | 2017-01-01 | 0.024944 | 0.01368 | 0.042182 | [19 empty] | 2006-11-11 | 0
| 0 | 2017-02-01 | 0.024176 | 0.017557 | 0.038848 | [19 empty] | 2006-11-12 | 0
| 0 | 2017-03-01 | 0.029012 | 0.017254 | 0.042695 | [19 empty] | 2006-11-13 | 0
| 0 | 2017-04-01 | 0.025726 | 0.016094 | 0.034996 | [19 empty] | 2006-11-14 | 0
| 1 | 2017-05-01 | 0.029209 | 0.0077451 | 0.058951 | 0.029209 | 0.0077451 | 0.058951 | [16 empty] | 2006-11-15 | 0
| 1 | 2017-06-01 | 0.026864 | 0.013038 | 0.04594 | 0.026864 | 0.013038 | 0.04594 | [16 empty] | 2006-11-16 | 0
| 1 | 2017-07-01 | 0.029287 | 0.011173 | 0.041051 | 0.029287 | 0.011173 | 0.041051 | [16 empty] | 2006-11-17 | 0
| 1 | 2017-08-01 | 0.022232 | 0.0077083 | 0.040467 | 0.022232 | 0.0077083 | 0.040467 | [16 empty] | 2006-11-18 | 0
| 1 | 2017-09-01 | 0.02517 | 0.015584 | 0.031331 | 0.02517 | 0.015584 | 0.031331 | [16 empty] | 2006-11-19 | 0
| 0 | 2017-10-01 | 0.023143 | 0.013347 | 0.035503 | [19 empty] | 2006-11-20 | 0
| 0 | 2017-11-01 | 0.02548 | 0.015822 | 0.034429 | [19 empty] | 2006-11-21 | 0
| 0 | 2017-12-01 | 0.022915 | 0.011998 | 0.03009 | [19 empty] | 2006-11-22 | 0
| 0 | 2018-01-01 | 0.024714 | 0.015719 | 0.037349 | [19 empty] | 2006-11-23 | 0
| 0 | 2018-02-01 | 0.024686 | 0.017545 | 0.032941 | [19 empty] | 2006-11-24 | 0
| 0 | 2018-03-01 | 0.028067 | 0.012507 | 0.038684 | [19 empty] | 2006-11-25 | 0
| 0 | 2018-04-01 | 0.026544 | 0.018713 | 0.041224 | [19 empty] | 2006-11-26 | 0
| 1 | 2018-05-01 | 0.027219 | 0.0090771 | 0.06193 | 0.027219 | 0.0090771 | 0.06193 | [16 empty] | 2006-11-27 | 0
| 1 | 2018-06-01 | 0.027489 | 0.014984 | 0.055388 | 0.027489 | 0.014984 | 0.055388 | [16 empty] | 2006-11-28 | 0
| 1 | 2018-07-01 | 0.028683 | 0.0088592 | 0.039972 | 0.028683 | 0.0088592 | 0.039972 | [16 empty] | 2006-11-29 | 0
| 1 | 2018-08-01 | 0.02353 | 0.0084704 | 0.037945 | 0.02353 | 0.0084704 | 0.037945 | [16 empty] | 2006-11-30 | 0
| 1 | 2018-09-01 | 0.024886 | 0.014951 | 0.032102 | 0.024886 | 0.014951 | 0.032102 | [16 empty] | 2006-12-01 | 0
| 0 | 2018-10-01 | 0.022738 | 0.013495 | 0.030154 | [19 empty] | 2006-12-02 | 0
| 0 | 2018-11-01 | 0.025071 | 0.017634 | 0.032884 | [19 empty] | 2006-12-03 | 0
| 0 | 2018-12-01 | 0.023457 | 0.012284 | 0.030216 | [19 empty] | 2006-12-04 | 0
| 0 | 2019-01-01 | 0.024536 | 0.015575 | 0.039691 | [19 empty] | 2006-12-05 | 0
| 0 | 2019-02-01 | 0.024129 | 0.015595 | 0.051999 | [19 empty] | 2006-12-06 | 0
| 0 | 2019-03-01 | 0.027968 | 0.010556 | 0.049737 | [19 empty] | 2006-12-07 | 0
| 0 | 2019-04-01 | 0.026079 | 0.018574 | 0.036628 | [19 empty] | 2006-12-08 | 0
| 1 | 2019-05-01 | 0.026481 | 0.0077431 | 0.074 | 0.026481 | 0.0077431 | 0.074 | [16 empty] | 2006-12-09 | 0
| 1 | 2019-06-01 | 0.026432 | 0.01441 | 0.050177 | 0.026432 | 0.01441 | 0.050177 | [16 empty] | 2006-12-10 | 0
| 1 | 2019-07-01 | 0.029702 | 0.015251 | 0.045735 | 0.029702 | 0.015251 | 0.045735 | [16 empty] | 2006-12-11 | 0
| 1 | 2019-08-01 | 0.024344 | 0.0078204 | 0.043182 | 0.024344 | 0.0078204 | 0.043182 | [16 empty] | 2006-12-12 | 0
| 1 | 2019-09-01 | 0.025472 | 0.018043 | 0.031142 | 0.025472 | 0.018043 | 0.031142 | [16 empty] | 2006-12-13 | 0
| 0 | 2019-10-01 | 0.02298 | 0.012399 | 0.038401 | [19 empty] | 2006-12-14 | 0
| 0 | 2019-11-01 | 0.025381 | 0.01677 | 0.035757 | [19 empty] | 2006-12-15 | 0
| 0 | 2019-12-01 | 0.022233 | 0.01385 | 0.03668 | [19 empty] | 2006-12-16 | 0
| 0 | 2020-01-01 | 0.024956 | 0.015243 | 0.032707 | [19 empty] | 2006-12-17 | 0
| 0 | 2020-02-01 | 0.024718 | 0.014213 | 0.033929 | [19 empty] | 2006-12-18 | 0
| 0 | 2020-03-01 | 0.028175 | 0.015709 | 0.047755 | [19 empty] | 2006-12-19 | 0
| 0 | 2020-04-01 | 0.026066 | 0.012879 | 0.034521 | [19 empty] | 2006-12-20 | 0
| 1 | 2020-05-01 | 0.030496 | 0.0076675 | 0.069681 | 0.030496 | 0.0076675 | 0.069681 | [16 empty] | 2006-12-21 | 0
| 1 | 2020-06-01 | 0.028706 | 0.015219 | 0.055937 | 0.028706 | 0.015219 | 0.055937 | [16 empty] | 2006-12-22 | 0
| 1 | 2020-07-01 | 0.029762 | 0.01427 | 0.043394 | 0.029762 | 0.01427 | 0.043394 | [16 empty] | 2006-12-23 | 0
| 1 | 2020-08-01 | 0.023021 | 0.0076719 | 0.039413 | 0.023021 | 0.0076719 | 0.039413 | [16 empty] | 2006-12-24 | 0
| 1 | 2020-09-01 | 0.025157 | 0.01091 | 0.033137 | 0.025157 | 0.01091 | 0.033137 | [16 empty] | 2006-12-25 | 0
| 0 | 2020-10-01 | 0.023574 | 0.013561 | 0.035197 | [19 empty] | 2006-12-26 | 0
| 0 | 2020-11-01 | 0.02546 | 0.018092 | 0.033485 | [19 empty] | 2006-12-27 | 0
| 0 | 2020-12-01 | 0.023172 | 0.014688 | 0.032195 | [19 empty] | 2006-12-28 | 0
| 0 | 2021-01-01 | 0.024751 | 0.016682 | 0.034318 | [19 empty] | 2006-12-29 | 0
| 0 | 2021-02-01 | 0.024659 | 0.018702 | 0.033733 | [19 empty] | 2006-12-30 | 0
| 0 | 2021-03-01 | 0.028636 | 0.014257 | 0.052331 | [19 empty] | 2006-12-31 | 0
| 0 | 2021-04-01 | 0.025911 | 0.015987 | 0.035808 | [19 empty] | 2007-01-01 | 0
| 1 | 2021-05-01 | 0.027836 | 0.0077409 | 0.065134 | 0.027836 | 0.0077409 | 0.065134 | [16 empty] | 2007-01-02 | 0
| 1 | 2021-06-01 | 0.028277 | 0.014817 | 0.052003 | 0.028277 | 0.014817 | 0.052003 | [16 empty] | 2007-01-03 | 0
| 1 | 2021-07-01 | 0.028587 | 0.014618 | 0.041213 | 0.028587 | 0.014618 | 0.041213 | [16 empty] | 2007-01-04 | 0
| 1 | 2021-08-01 | 0.023127 | 0.0076644 | 0.039844 | 0.023127 | 0.0076644 | 0.039844 | [16 empty] | 2007-01-05 | 0
| 1 | 2021-09-01 | 0.025183 | 0.018502 | 0.034099 | 0.025183 | 0.018502 | 0.034099 | [16 empty] | 2007-01-06 | 0
| 0 | 2021-10-01 | 0.023671 | 0.013968 | 0.037917 | [19 empty] | 2007-01-07 | 0
| 0 | 2021-11-01 | 0.025849 | 0.015833 | 0.037176 | [19 empty] | 2007-01-08 | 0
| 0 | 2021-12-01 | 0.023391 | 0.013803 | 0.033177 | [19 empty] | 2007-01-09 | 0
| 0 | 2022-01-01 | 0.025782 | 0.011856 | 0.037184 | [19 empty] | 2007-01-10 | 0
[25 empty] | 2007-01-11 | 0
[25 empty] | 2007-01-12 | 0
[25 empty] | 2007-01-13 | 0
[25 empty] | 2007-01-14 | 0
[25 empty] | 2007-01-15 | 0
[25 empty] | 2007-01-16 | 0
[25 empty] | 2007-01-17 | 0
[25 empty] | 2007-01-18 | 0
[25 empty] | 2007-01-19 | 0
[25 empty] | 2007-01-20 | 0
[25 empty] | 2007-01-21 | 0
[25 empty] | 2007-01-22 | 0
[25 empty] | 2007-01-23 | 0
[25 empty] | 2007-01-24 | 0
[25 empty] | 2007-01-25 | 0
[25 empty] | 2007-01-26 | 0
[25 empty] | 2007-01-27 | 0
[25 empty] | 2007-01-28 | 0
[25 empty] | 2007-01-29 | 0
[25 empty] | 2007-01-30 | 0
[25 empty] | 2007-01-31 | 0
[25 empty] | 2007-02-01 | 0
[25 empty] | 2007-02-02 | 0
[25 empty] | 2007-02-03 | 0
[25 empty] | 2007-02-04 | 0
[25 empty] | 2007-02-05 | 0
[25 empty] | 2007-02-06 | 0
[25 empty] | 2007-02-07 | 0
[25 empty] | 2007-02-08 | 0
[25 empty] | 2007-02-09 | 0
[25 empty] | 2007-02-10 | 0
[25 empty] | 2007-02-11 | 0
[25 empty] | 2007-02-12 | 0
[25 empty] | 2007-02-13 | 0
[25 empty] | 2007-02-14 | 0
[25 empty] | 2007-02-15 | 0
[25 empty] | 2007-02-16 | 0
[25 empty] | 2007-02-17 | 0
[25 empty] | 2007-02-18 | 0
[25 empty] | 2007-02-19 | 0
[25 empty] | 2007-02-20 | 0
[25 empty] | 2007-02-21 | 0
[25 empty] | 2007-02-22 | 0
[25 empty] | 2007-02-23 | 0
[25 empty] | 2007-02-24 | 0
[25 empty] | 2007-02-25 | 0
[25 empty] | 2007-02-26 | 0
[25 empty] | 2007-02-27 | 0
[25 empty] | 2007-02-28 | 0
[25 empty] | 2007-03-01 | 0
[25 empty] | 2007-03-02 | 0
[25 empty] | 2007-03-03 | 0
[25 empty] | 2007-03-04 | 0
[25 empty] | 2007-03-05 | 0
[25 empty] | 2007-03-06 | 0
[25 empty] | 2007-03-07 | 0
[25 empty] | 2007-03-08 | 0
[25 empty] | 2007-03-09 | 0
[25 empty] | 2007-03-10 | 0
[25 empty] | 2007-03-11 | 0
[25 empty] | 2007-03-12 | 0
[25 empty] | 2007-03-13 | 0
[25 empty] | 2007-03-14 | 0
[25 empty] | 2007-03-15 | 0
[25 empty] | 2007-03-16 | 0
[25 empty] | 2007-03-17 | 0
[25 empty] | 2007-03-18 | 0
[25 empty] | 2007-03-19 | 0
[25 empty] | 2007-03-20 | 0
[25 empty] | 2007-03-21 | 0
[25 empty] | 2007-03-22 | 0
[25 empty] | 2007-03-23 | 0
[25 empty] | 2007-03-24 | 0
[25 empty] | 2007-03-25 | 0
[25 empty] | 2007-03-26 | 0
[25 empty] | 2007-03-27 | 0
[25 empty] | 2007-03-28 | 0
[25 empty] | 2007-03-29 | 0
[25 empty] | 2007-03-30 | 0
[25 empty] | 2007-03-31 | 0
[25 empty] | 2007-04-01 | 0
[25 empty] | 2007-04-02 | 0
[25 empty] | 2007-04-03 | 207.95
[25 empty] | 2007-04-04 | 207.95
[25 empty] | 2007-04-05 | 207.95
[25 empty] | 2007-04-06 | 207.95
[25 empty] | 2007-04-07 | 207.95
[25 empty] | 2007-04-08 | 207.95
[25 empty] | 2007-04-09 | 207.95
[25 empty] | 2007-04-10 | 207.95
[25 empty] | 2007-04-11 | 207.95
[25 empty] | 2007-04-12 | 207.95
[25 empty] | 2007-04-13 | 0
[25 empty] | 2007-04-14 | 0
[25 empty] | 2007-04-15 | 0
[25 empty] | 2007-04-16 | 0
[25 empty] | 2007-04-17 | 0
[25 empty] | 2007-04-18 | 0
[25 empty] | 2007-04-19 | 0
[25 empty] | 2007-04-20 | 0
[25 empty] | 2007-04-21 | 0
[25 empty] | 2007-04-22 | 0
[25 empty] | 2007-04-23 | 0
[25 empty] | 2007-04-24 | 0
[25 empty] | 2007-04-25 | 0
[25 empty] | 2007-04-26 | 0
[25 empty] | 2007-04-27 | 0
[25 empty] | 2007-04-28 | 0
[25 empty] | 2007-04-29 | 0
[25 empty] | 2007-04-30 | 0
[25 empty] | 2007-05-01 | 0
[25 empty] | 2007-05-02 | 0
[25 empty] | 2007-05-03 | 0
[25 empty] | 2007-05-04 | 0
[25 empty] | 2007-05-05 | 0
[25 empty] | 2007-05-06 | 0
[25 empty] | 2007-05-07 | 0
[25 empty] | 2007-05-08 | 236.02
[25 empty] | 2007-05-09 | 236.02
[25 empty] | 2007-05-10 | 241.84
[25 empty] | 2007-05-11 | 241.68
[25 empty] | 2007-05-12 | 241.68
[25 empty] | 2007-05-13 | 241.68
[25 empty] | 2007-05-14 | 241.68
[25 empty] | 2007-05-15 | 0
[25 empty] | 2007-05-16 | 0
[25 empty] | 2007-05-17 | 0
[25 empty] | 2007-05-18 | 21.355
[25 empty] | 2007-05-19 | 21.355
[25 empty] | 2007-05-20 | 21.355
[25 empty] | 2007-05-21 | 21.355
[25 empty] | 2007-05-22 | 21.355
[25 empty] | 2007-05-23 | 109.05
[25 empty] | 2007-05-24 | 109.05
[25 empty] | 2007-05-25 | 0
[25 empty] | 2007-05-26 | 0
[25 empty] | 2007-05-27 | 0
[25 empty] | 2007-05-28 | 0
[25 empty] | 2007-05-29 | 4.5432
[25 empty] | 2007-05-30 | 4.5432
[25 empty] | 2007-05-31 | 4.5432
[25 empty] | 2007-06-01 | 101.66
[25 empty] | 2007-06-02 | 101.66
[25 empty] | 2007-06-03 | 101.66
[25 empty] | 2007-06-04 | 101.66
[25 empty] | 2007-06-05 | 11.359
[25 empty] | 2007-06-06 | 11.359
[25 empty] | 2007-06-07 | 11.359
[25 empty] | 2007-06-08 | 11.359
[25 empty] | 2007-06-09 | 11.359
[25 empty] | 2007-06-10 | 11.359
[25 empty] | 2007-06-11 | 11.359
[25 empty] | 2007-06-12 | 15.902
[25 empty] | 2007-06-13 | 15.902
[25 empty] | 2007-06-14 | 15.902
[25 empty] | 2007-06-15 | 24.99
[25 empty] | 2007-06-16 | 24.99
[25 empty] | 2007-06-17 | 24.99
[25 empty] | 2007-06-18 | 24.99
[25 empty] | 2007-06-19 | 0.75733
[25 empty] | 2007-06-20 | 0.75733
[25 empty] | 2007-06-21 | 0.75733
[25 empty] | 2007-06-22 | 0
[25 empty] | 2007-06-23 | 0
[25 empty] | 2007-06-24 | 0
[25 empty] | 2007-06-25 | 0
[25 empty] | 2007-06-26 | 22.718
[25 empty] | 2007-06-27 | 22.718
[25 empty] | 2007-06-28 | 22.718
[25 empty] | 2007-06-29 | 28.624
[25 empty] | 2007-06-30 | 28.624
[25 empty] | 2007-07-01 | 28.624
[25 empty] | 2007-07-02 | 28.624
[25 empty] | 2007-07-03 | 28.624
[25 empty] | 2007-07-04 | 0
[25 empty] | 2007-07-05 | 0
[25 empty] | 2007-07-06 | 0
[25 empty] | 2007-07-07 | 0
[25 empty] | 2007-07-08 | 0
[25 empty] | 2007-07-09 | 0
[25 empty] | 2007-07-10 | 34.834
[25 empty] | 2007-07-11 | 34.834
[25 empty] | 2007-07-12 | 34.834
[25 empty] | 2007-07-13 | 12.008
[25 empty] | 2007-07-14 | 12.008
[25 empty] | 2007-07-15 | 12.008
[25 empty] | 2007-07-16 | 12.008
[25 empty] | 2007-07-17 | 12.008
[25 empty] | 2007-07-18 | 12.008
[25 empty] | 2007-07-19 | 12.008
[25 empty] | 2007-07-20 | 23.042
[25 empty] | 2007-07-21 | 23.042
[25 empty] | 2007-07-22 | 23.042
[25 empty] | 2007-07-23 | 23.042
[25 empty] | 2007-07-24 | 23.042
[25 empty] | 2007-07-25 | 23.042
[25 empty] | 2007-07-26 | 23.042
[25 empty] | 2007-07-27 | 27.262
[25 empty] | 2007-07-28 | 27.262
[25 empty] | 2007-07-29 | 27.262
[25 empty] | 2007-07-30 | 27.262
[25 empty] | 2007-07-31 | 27.262
[25 empty] | 2007-08-01 | 27.262
[25 empty] | 2007-08-02 | 27.262
[25 empty] | 2007-08-03 | 19.797
[25 empty] | 2007-08-04 | 19.797
[25 empty] | 2007-08-05 | 19.797
[25 empty] | 2007-08-06 | 19.797
[25 empty] | 2007-08-07 | 19.797
[25 empty] | 2007-08-08 | 19.797
[25 empty] | 2007-08-09 | 19.797
[25 empty] | 2007-08-10 | 56.146
[25 empty] | 2007-08-11 | 56.146
[25 empty] | 2007-08-12 | 56.146
[25 empty] | 2007-08-13 | 56.146
[25 empty] | 2007-08-14 | 56.146
[25 empty] | 2007-08-15 | 56.146
[25 empty] | 2007-08-16 | 56.146
[25 empty] | 2007-08-17 | 93.793
[25 empty] | 2007-08-18 | 93.793
[25 empty] | 2007-08-19 | 93.793
[25 empty] | 2007-08-20 | 93.793
[25 empty] | 2007-08-21 | 93.793
[25 empty] | 2007-08-22 | 93.793
[25 empty] | 2007-08-23 | 93.793
[25 empty] | 2007-08-24 | 15.253
[25 empty] | 2007-08-25 | 15.253
[25 empty] | 2007-08-26 | 15.253
[25 empty] | 2007-08-27 | 15.253
[25 empty] | 2007-08-28 | 15.253
[25 empty] | 2007-08-29 | 15.253
[25 empty] | 2007-08-30 | 15.253
[25 empty] | 2007-08-31 | 4.2191
[25 empty] | 2007-09-01 | 4.2191
[25 empty] | 2007-09-02 | 4.2191
[25 empty] | 2007-09-03 | 4.2191
[25 empty] | 2007-09-04 | 4.2191
[25 empty] | 2007-09-05 | 4.2191
[25 empty] | 2007-09-06 | 4.2191
[25 empty] | 2007-09-07 | 0
[25 empty] | 2007-09-08 | 0
[25 empty] | 2007-09-09 | 0
[25 empty] | 2007-09-10 | 0
[25 empty] | 2007-09-11 | 0
[25 empty] | 2007-09-12 | 254.34
[25 empty] | 2007-09-13 | 142.64
[25 empty] | 2007-09-14 | 156.9
[25 empty] | 2007-09-15 | 156.9
[25 empty] | 2007-09-16 | 156.9
[25 empty] | 2007-09-17 | 156.9
[25 empty] | 2007-09-18 | 0
[25 empty] | 2007-09-19 | 0
[25 empty] | 2007-09-20 | 0
[25 empty] | 2007-09-21 | 0
[25 empty] | 2007-09-22 | 0
[25 empty] | 2007-09-23 | 0
[25 empty] | 2007-09-24 | 0
[25 empty] | 2007-09-25 | 0
[25 empty] | 2007-09-26 | 0
[25 empty] | 2007-09-27 | 0
[25 empty] | 2007-09-28 | 0
[25 empty] | 2007-09-29 | 0
[25 empty] | 2007-09-30 | 0
[25 empty] | 2007-10-01 | 0
[25 empty] | 2007-10-02 | 0
[25 empty] | 2007-10-03 | 0
[25 empty] | 2007-10-04 | 0
[25 empty] | 2007-10-05 | 0
[25 empty] | 2007-10-06 | 0
[25 empty] | 2007-10-07 | 0
[25 empty] | 2007-10-08 | 0
[25 empty] | 2007-10-09 | 0
[25 empty] | 2007-10-10 | 0
[25 empty] | 2007-10-11 | 0
[25 empty] | 2007-10-12 | 0
[25 empty] | 2007-10-13 | 0
[25 empty] | 2007-10-14 | 0
[25 empty] | 2007-10-15 | 0
[25 empty] | 2007-10-16 | 0
[25 empty] | 2007-10-17 | 0
[25 empty] | 2007-10-18 | 0
[25 empty] | 2007-10-19 | 0
[25 empty] | 2007-10-20 | 0
[25 empty] | 2007-10-21 | 0
[25 empty] | 2007-10-22 | 0
[25 empty] | 2007-10-23 | 168.11
[25 empty] | 2007-10-24 | 168.11
[25 empty] | 2007-10-25 | 168.11
[25 empty] | 2007-10-26 | 126.61
[25 empty] | 2007-10-27 | 126.61
[25 empty] | 2007-10-28 | 126.61
[25 empty] | 2007-10-29 | 126.61
[25 empty] | 2007-10-30 | 0
[25 empty] | 2007-10-31 | 0
[25 empty] | 2007-11-01 | 0
[25 empty] | 2007-11-02 | 0
[25 empty] | 2007-11-03 | 0
[25 empty] | 2007-11-04 | 0
[25 empty] | 2007-11-05 | 0
[25 empty] | 2007-11-06 | 0
[25 empty] | 2007-11-07 | 0
[25 empty] | 2007-11-08 | 0
[25 empty] | 2007-11-09 | 0
[25 empty] | 2007-11-10 | 0
[25 empty] | 2007-11-11 | 0
[25 empty] | 2007-11-12 | 0
[25 empty] | 2007-11-13 | 0
[25 empty] | 2007-11-14 | 0
[25 empty] | 2007-11-15 | 0
[25 empty] | 2007-11-16 | 0
[25 empty] | 2007-11-17 | 0
[25 empty] | 2007-11-18 | 0
[25 empty] | 2007-11-19 | 0
[25 empty] | 2007-11-20 | 0
[25 empty] | 2007-11-21 | 0
[25 empty] | 2007-11-22 | 0
[25 empty] | 2007-11-23 | 0
[25 empty] | 2007-11-24 | 0
[25 empty] | 2007-11-25 | 0
[25 empty] | 2007-11-26 | 0
[25 empty] | 2007-11-27 | 0
[25 empty] | 2007-11-28 | 0
[25 empty] | 2007-11-29 | 0
[25 empty] | 2007-11-30 | 0
[25 empty] | 2007-12-01 | 0
[25 empty] | 2007-12-02 | 0
[25 empty] | 2007-12-03 | 0
[25 empty] | 2007-12-04 | 0
[25 empty] | 2007-12-05 | 0
[25 empty] | 2007-12-06 | 0
[25 empty] | 2007-12-07 | 0
[25 empty] | 2007-12-08 | 0
[25 empty] | 2007-12-09 | 0
[25 empty] | 2007-12-10 | 0
[25 empty] | 2007-12-11 | 0
[25 empty] | 2007-12-12 | 0
[25 empty] | 2007-12-13 | 0
[25 empty] | 2007-12-14 | 0
[25 empty] | 2007-12-15 | 0
[25 empty] | 2007-12-16 | 0
[25 empty] | 2007-12-17 | 0
[25 empty] | 2007-12-18 | 0
[25 empty] | 2007-12-19 | 0
[25 empty] | 2007-12-20 | 0
[25 empty] | 2007-12-21 | 0
[25 empty] | 2007-12-22 | 0
[25 empty] | 2007-12-23 | 0
[25 empty] | 2007-12-24 | 0
[25 empty] | 2007-12-25 | 0
[25 empty] | 2007-12-26 | 0
[25 empty] | 2007-12-27 | 0
[25 empty] | 2007-12-28 | 0
[25 empty] | 2007-12-29 | 0
[25 empty] | 2007-12-30 | 0
[25 empty] | 2007-12-31 | 0
[25 empty] | 2008-01-01 | 0
[25 empty] | 2008-01-02 | 0
[25 empty] | 2008-01-03 | 0
[25 empty] | 2008-01-04 | 0
[25 empty] | 2008-01-05 | 0
[25 empty] | 2008-01-06 | 0
[25 empty] | 2008-01-07 | 0
[25 empty] | 2008-01-08 | 0
[25 empty] | 2008-01-09 | 0
[25 empty] | 2008-01-10 | 0
[25 empty] | 2008-01-11 | 0
[25 empty] | 2008-01-12 | 0
[25 empty] | 2008-01-13 | 0
[25 empty] | 2008-01-14 | 0
[25 empty] | 2008-01-15 | 0
[25 empty] | 2008-01-16 | 0
[25 empty] | 2008-01-17 | 0
[25 empty] | 2008-01-18 | 0
[25 empty] | 2008-01-19 | 0
[25 empty] | 2008-01-20 | 0
[25 empty] | 2008-01-21 | 0
[25 empty] | 2008-01-22 | 0
[25 empty] | 2008-01-23 | 0
[25 empty] | 2008-01-24 | 0
[25 empty] | 2008-01-25 | 0
[25 empty] | 2008-01-26 | 0
[25 empty] | 2008-01-27 | 0
[25 empty] | 2008-01-28 | 0
[25 empty] | 2008-01-29 | 0
[25 empty] | 2008-01-30 | 0
[25 empty] | 2008-01-31 | 0
[25 empty] | 2008-02-01 | 0
[25 empty] | 2008-02-02 | 0
[25 empty] | 2008-02-03 | 0
[25 empty] | 2008-02-04 | 0
[25 empty] | 2008-02-05 | 0
[25 empty] | 2008-02-06 | 0
[25 empty] | 2008-02-07 | 0
[25 empty] | 2008-02-08 | 0
[25 empty] | 2008-02-09 | 0
[25 empty] | 2008-02-10 | 0
[25 empty] | 2008-02-11 | 0
[25 empty] | 2008-02-12 | 0
[25 empty] | 2008-02-13 | 0
[25 empty] | 2008-02-14 | 0
[25 empty] | 2008-02-15 | 0
[25 empty] | 2008-02-16 | 0
[25 empty] | 2008-02-17 | 0
[25 empty] | 2008-02-18 | 0
[25 empty] | 2008-02-19 | 0
[25 empty] | 2008-02-20 | 0
[25 empty] | 2008-02-21 | 0
[25 empty] | 2008-02-22 | 0
[25 empty] | 2008-02-23 | 0
[25 empty] | 2008-02-24 | 0
[25 empty] | 2008-02-25 | 0
[25 empty] | 2008-02-26 | 0
[25 empty] | 2008-02-27 | 0
[25 empty] | 2008-02-28 | 0
[25 empty] | 2008-02-29 | 0
[25 empty] | 2008-03-01 | 0
[25 empty] | 2008-03-02 | 0
[25 empty] | 2008-03-03 | 0
[25 empty] | 2008-03-04 | 0
[25 empty] | 2008-03-05 | 0
[25 empty] | 2008-03-06 | 0
[25 empty] | 2008-03-07 | 0
[25 empty] | 2008-03-08 | 0
[25 empty] | 2008-03-09 | 0
[25 empty] | 2008-03-10 | 0
[25 empty] | 2008-03-11 | 0
[25 empty] | 2008-03-12 | 0
[25 empty] | 2008-03-13 | 0
[25 empty] | 2008-03-14 | 0
[25 empty] | 2008-03-15 | 0
[25 empty] | 2008-03-16 | 0
[25 empty] | 2008-03-17 | 0
[25 empty] | 2008-03-18 | 0
[25 empty] | 2008-03-19 | 0
[25 empty] | 2008-03-20 | 0
[25 empty] | 2008-03-21 | 0
[25 empty] | 2008-03-22 | 0
[25 empty] | 2008-03-23 | 0
[25 empty] | 2008-03-24 | 0
[25 empty] | 2008-03-25 | 0
[25 empty] | 2008-03-26 | 0
[25 empty] | 2008-03-27 | 0
[25 empty] | 2008-03-28 | 0
[25 empty] | 2008-03-29 | 0
[25 empty] | 2008-03-30 | 0
[25 empty] | 2008-03-31 | 0
[25 empty] | 2008-04-01 | 0
[25 empty] | 2008-04-02 | 0
[25 empty] | 2008-04-03 | 0
[25 empty] | 2008-04-04 | 0
[25 empty] | 2008-04-05 | 0
[25 empty] | 2008-04-06 | 0
[25 empty] | 2008-04-07 | 0
[25 empty] | 2008-04-08 | 0
[25 empty] | 2008-04-09 | 0
[25 empty] | 2008-04-10 | 0
[25 empty] | 2008-04-11 | 191.25
[25 empty] | 2008-04-12 | 191.25
[25 empty] | 2008-04-13 | 191.25
[25 empty] | 2008-04-14 | 191.25
[25 empty] | 2008-04-15 | 101.32
[25 empty] | 2008-04-16 | 101.32
[25 empty] | 2008-04-17 | 101.32
[25 empty] | 2008-04-18 | 101.32
[25 empty] | 2008-04-19 | 101.32
[25 empty] | 2008-04-20 | 101.32
[25 empty] | 2008-04-21 | 101.32
[25 empty] | 2008-04-22 | 175.95
[25 empty] | 2008-04-23 | 175.95
[25 empty] | 2008-04-24 | 175.95
[25 empty] | 2008-04-25 | 86.038
[25 empty] | 2008-04-26 | 86.038
[25 empty] | 2008-04-27 | 86.038
[25 empty] | 2008-04-28 | 86.038
[25 empty] | 2008-04-29 | 0
[25 empty] | 2008-04-30 | 0
[25 empty] | 2008-05-01 | 0
[25 empty] | 2008-05-02 | 0
[25 empty] | 2008-05-03 | 0
[25 empty] | 2008-05-04 | 0
[25 empty] | 2008-05-05 | 0
[25 empty] | 2008-05-06 | 0
[25 empty] | 2008-05-07 | 44.183
[25 empty] | 2008-05-08 | 44.181
[25 empty] | 2008-05-09 | 23.254
[25 empty] | 2008-05-10 | 23.254
[25 empty] | 2008-05-11 | 23.254
[25 empty] | 2008-05-12 | 23.254
[25 empty] | 2008-05-13 | 6.3947
[25 empty] | 2008-05-14 | 6.3947
[25 empty] | 2008-05-15 | 6.3947
[25 empty] | 2008-05-16 | 6.3947
[25 empty] | 2008-05-17 | 6.3947
[25 empty] | 2008-05-18 | 6.3947
[25 empty] | 2008-05-19 | 6.3947
[25 empty] | 2008-05-20 | 6.3947
[25 empty] | 2008-05-21 | 11.628
[25 empty] | 2008-05-22 | 6.9745
[25 empty] | 2008-05-23 | 32.555
[25 empty] | 2008-05-24 | 32.555
[25 empty] | 2008-05-25 | 32.555
[25 empty] | 2008-05-26 | 32.555
[25 empty] | 2008-05-27 | 25.579
[25 empty] | 2008-05-28 | 25.579
[25 empty] | 2008-05-29 | 1.3954
[25 empty] | 2008-05-30 | 1.3954
[25 empty] | 2008-05-31 | 1.3954
[25 empty] | 2008-06-01 | 1.3954
[25 empty] | 2008-06-02 | 1.3954
[25 empty] | 2008-06-03 | 67.435
[25 empty] | 2008-06-04 | 67.435
[25 empty] | 2008-06-05 | 67.435
[25 empty] | 2008-06-06 | 72.655
[25 empty] | 2008-06-07 | 72.655
[25 empty] | 2008-06-08 | 72.655
[25 empty] | 2008-06-09 | 72.655
[25 empty] | 2008-06-10 | 72.655
[25 empty] | 2008-06-11 | 72.655
[25 empty] | 2008-06-12 | 27.586
[25 empty] | 2008-06-13 | 27.586
[25 empty] | 2008-06-14 | 27.586
[25 empty] | 2008-06-15 | 27.586
[25 empty] | 2008-06-16 | 27.586
[25 empty] | 2008-06-17 | 27.586
[25 empty] | 2008-06-18 | 27.586
[25 empty] | 2008-06-19 | 93.144
[25 empty] | 2008-06-20 | 93.144
[25 empty] | 2008-06-21 | 93.144
[25 empty] | 2008-06-22 | 93.144
[25 empty] | 2008-06-23 | 93.144
[25 empty] | 2008-06-24 | 109.05
[25 empty] | 2008-06-25 | 101.09
[25 empty] | 2008-06-26 | 101.09
[25 empty] | 2008-06-27 | 105.26
[25 empty] | 2008-06-28 | 105.26
[25 empty] | 2008-06-29 | 105.26
[25 empty] | 2008-06-30 | 105.26
[25 empty] | 2008-07-01 | 105.26
[25 empty] | 2008-07-02 | 105.26
[25 empty] | 2008-07-03 | 70.427
[25 empty] | 2008-07-04 | 10.223
[25 empty] | 2008-07-05 | 10.223
[25 empty] | 2008-07-06 | 10.223
[25 empty] | 2008-07-07 | 10.223
[25 empty] | 2008-07-08 | 0
[25 empty] | 2008-07-09 | 0
[25 empty] | 2008-07-10 | 0
[25 empty] | 2008-07-11 | 0
[25 empty] | 2008-07-12 | 0
[25 empty] | 2008-07-13 | 0
[25 empty] | 2008-07-14 | 0
[25 empty] | 2008-07-15 | 0
[25 empty] | 2008-07-16 | 0
[25 empty] | 2008-07-17 | 0
[25 empty] | 2008-07-18 | 2.2718
[25 empty] | 2008-07-19 | 2.2718
[25 empty] | 2008-07-20 | 2.2718
[25 empty] | 2008-07-21 | 2.2718
[25 empty] | 2008-07-22 | 2.2718
[25 empty] | 2008-07-23 | 2.2718
[25 empty] | 2008-07-24 | 2.2718
[25 empty] | 2008-07-25 | 22.177
[25 empty] | 2008-07-26 | 22.177
[25 empty] | 2008-07-27 | 22.177
[25 empty] | 2008-07-28 | 22.177
[25 empty] | 2008-07-29 | 22.177
[25 empty] | 2008-07-30 | 22.177
[25 empty] | 2008-07-31 | 22.177
[25 empty] | 2008-08-01 | 22.177
[25 empty] | 2008-08-02 | 22.177
[25 empty] | 2008-08-03 | 22.177
[25 empty] | 2008-08-04 | 22.177
[25 empty] | 2008-08-05 | 22.177
[25 empty] | 2008-08-06 | 22.177
[25 empty] | 2008-08-07 | 22.177
[25 empty] | 2008-08-08 | 22.177
[25 empty] | 2008-08-09 | 22.177
[25 empty] | 2008-08-10 | 22.177
[25 empty] | 2008-08-11 | 22.177
[25 empty] | 2008-08-12 | 22.177
[25 empty] | 2008-08-13 | 22.177
[25 empty] | 2008-08-14 | 22.177
[25 empty] | 2008-08-15 | 0
[25 empty] | 2008-08-16 | 0
[25 empty] | 2008-08-17 | 0
[25 empty] | 2008-08-18 | 0
[25 empty] | 2008-08-19 | 0
[25 empty] | 2008-08-20 | 0
[25 empty] | 2008-08-21 | 0
[25 empty] | 2008-08-22 | 0
[25 empty] | 2008-08-23 | 0
[25 empty] | 2008-08-24 | 0
[25 empty] | 2008-08-25 | 0
[25 empty] | 2008-08-26 | 0
[25 empty] | 2008-08-27 | 0
[25 empty] | 2008-08-28 | 0
[25 empty] | 2008-08-29 | 0
[25 empty] | 2008-08-30 | 0
[25 empty] | 2008-08-31 | 0
[25 empty] | 2008-09-01 | 0
[25 empty] | 2008-09-02 | 0
[25 empty] | 2008-09-03 | 0
[25 empty] | 2008-09-04 | 0
[25 empty] | 2008-09-05 | 0
[25 empty] | 2008-09-06 | 0
[25 empty] | 2008-09-07 | 0
[25 empty] | 2008-09-08 | 0
[25 empty] | 2008-09-09 | 0
[25 empty] | 2008-09-10 | 0
[25 empty] | 2008-09-11 | 0
[25 empty] | 2008-09-12 | 0
[25 empty] | 2008-09-13 | 0
[25 empty] | 2008-09-14 | 0
[25 empty] | 2008-09-15 | 0
[25 empty] | 2008-09-16 | 0
[25 empty] | 2008-09-17 | 0
[25 empty] | 2008-09-18 | 0
[25 empty] | 2008-09-19 | 31.805
[25 empty] | 2008-09-20 | 31.805
[25 empty] | 2008-09-21 | 31.805
[25 empty] | 2008-09-22 | 31.805
[25 empty] | 2008-09-23 | 59.067
[25 empty] | 2008-09-24 | 59.067
[25 empty] | 2008-09-25 | 59.067
[25 empty] | 2008-09-26 | 57.931
[25 empty] | 2008-09-27 | 57.931
[25 empty] | 2008-09-28 | 57.931
[25 empty] | 2008-09-29 | 57.931
[25 empty] | 2008-09-30 | 132.52
[25 empty] | 2008-10-01 | 132.52
[25 empty] | 2008-10-02 | 132.52
[25 empty] | 2008-10-03 | 104.5
[25 empty] | 2008-10-04 | 104.5
[25 empty] | 2008-10-05 | 104.5
[25 empty] | 2008-10-06 | 104.5
[25 empty] | 2008-10-07 | 28.776
[25 empty] | 2008-10-08 | 28.776
[25 empty] | 2008-10-09 | 28.776
[25 empty] | 2008-10-10 | 200.69
[25 empty] | 2008-10-11 | 200.69
[25 empty] | 2008-10-12 | 200.69
[25 empty] | 2008-10-13 | 200.69
[25 empty] | 2008-10-14 | 200.69
[25 empty] | 2008-10-15 | 200.69
[25 empty] | 2008-10-16 | 200.69
[25 empty] | 2008-10-17 | 84.119
[25 empty] | 2008-10-18 | 84.119
[25 empty] | 2008-10-19 | 84.119
[25 empty] | 2008-10-20 | 84.119
[25 empty] | 2008-10-21 | 84.119
[25 empty] | 2008-10-22 | 84.119
[25 empty] | 2008-10-23 | 0
[25 empty] | 2008-10-24 | 0
[25 empty] | 2008-10-25 | 0
[25 empty] | 2008-10-26 | 0
[25 empty] | 2008-10-27 | 0
[25 empty] | 2008-10-28 | 0
[25 empty] | 2008-10-29 | 0
[25 empty] | 2008-10-30 | 0
[25 empty] | 2008-10-31 | 0
[25 empty] | 2008-11-01 | 0
[25 empty] | 2008-11-02 | 0
[25 empty] | 2008-11-03 | 0
[25 empty] | 2008-11-04 | 0
[25 empty] | 2008-11-05 | 0
[25 empty] | 2008-11-06 | 0
[25 empty] | 2008-11-07 | 0
[25 empty] | 2008-11-08 | 0
[25 empty] | 2008-11-09 | 0
[25 empty] | 2008-11-10 | 0
[25 empty] | 2008-11-11 | 0
[25 empty] | 2008-11-12 | 0
[25 empty] | 2008-11-13 | 0
[25 empty] | 2008-11-14 | 0
[25 empty] | 2008-11-15 | 0
[25 empty] | 2008-11-16 | 0
[25 empty] | 2008-11-17 | 0
[25 empty] | 2008-11-18 | 0
[25 empty] | 2008-11-19 | 0
[25 empty] | 2008-11-20 | 0
[25 empty] | 2008-11-21 | 0
[25 empty] | 2008-11-22 | 0
[25 empty] | 2008-11-23 | 0
[25 empty] | 2008-11-24 | 0
[25 empty] | 2008-11-25 | 0
[25 empty] | 2008-11-26 | 0
[25 empty] | 2008-11-27 | 0
[25 empty] | 2008-11-28 | 0
[25 empty] | 2008-11-29 | 0
[25 empty] | 2008-11-30 | 0
[25 empty] | 2008-12-01 | 0
[25 empty] | 2008-12-02 | 0
[25 empty] | 2008-12-03 | 0
[25 empty] | 2008-12-04 | 0
[25 empty] | 2008-12-05 | 0
[25 empty] | 2008-12-06 | 0
[25 empty] | 2008-12-07 | 0
[25 empty] | 2008-12-08 | 0
[25 empty] | 2008-12-09 | 0
[25 empty] | 2008-12-10 | 0
[25 empty] | 2008-12-11 | 0
[25 empty] | 2008-12-12 | 0
[25 empty] | 2008-12-13 | 0
[25 empty] | 2008-12-14 | 0
[25 empty] | 2008-12-15 | 0
[25 empty] | 2008-12-16 | 0
[25 empty] | 2008-12-17 | 0
[25 empty] | 2008-12-18 | 0
[25 empty] | 2008-12-19 | 0
[25 empty] | 2008-12-20 | 0
[25 empty] | 2008-12-21 | 0
[25 empty] | 2008-12-22 | 0
[25 empty] | 2008-12-23 | 0
[25 empty] | 2008-12-24 | 0
[25 empty] | 2008-12-25 | 0
[25 empty] | 2008-12-26 | 0
[25 empty] | 2008-12-27 | 0
[25 empty] | 2008-12-28 | 0
[25 empty] | 2008-12-29 | 0
[25 empty] | 2008-12-30 | 0
[25 empty] | 2008-12-31 | 0
[25 empty] | 2009-01-01 | 0
[25 empty] | 2009-01-02 | 0
[25 empty] | 2009-01-03 | 0
[25 empty] | 2009-01-04 | 0
[25 empty] | 2009-01-05 | 0
[25 empty] | 2009-01-06 | 0
[25 empty] | 2009-01-07 | 0
[25 empty] | 2009-01-08 | 0
[25 empty] | 2009-01-09 | 0
[25 empty] | 2009-01-10 | 0
[25 empty] | 2009-01-11 | 0
[25 empty] | 2009-01-12 | 0
[25 empty] | 2009-01-13 | 0
[25 empty] | 2009-01-14 | 0
[25 empty] | 2009-01-15 | 0
[25 empty] | 2009-01-16 | 0
[25 empty] | 2009-01-17 | 0
[25 empty] | 2009-01-18 | 0
[25 empty] | 2009-01-19 | 0
[25 empty] | 2009-01-20 | 0
[25 empty] | 2009-01-21 | 0
[25 empty] | 2009-01-22 | 0
[25 empty] | 2009-01-23 | 0
[25 empty] | 2009-01-24 | 0
[25 empty] | 2009-01-25 | 0
[25 empty] | 2009-01-26 | 0
[25 empty] | 2009-01-27 | 0
[25 empty] | 2009-01-28 | 0
[25 empty] | 2009-01-29 | 0
[25 empty] | 2009-01-30 | 0
[25 empty] | 2009-01-31 | 0
[25 empty] | 2009-02-01 | 0
[25 empty] | 2009-02-02 | 0
[25 empty] | 2009-02-03 | 0
[25 empty] | 2009-02-04 | 0
[25 empty] | 2009-02-05 | 0
[25 empty] | 2009-02-06 | 0
[25 empty] | 2009-02-07 | 0
[25 empty] | 2009-02-08 | 0
[25 empty] | 2009-02-09 | 0
[25 empty] | 2009-02-10 | 0
[25 empty] | 2009-02-11 | 0
[25 empty] | 2009-02-12 | 0
[25 empty] | 2009-02-13 | 0
[25 empty] | 2009-02-14 | 0
[25 empty] | 2009-02-15 | 0
[25 empty] | 2009-02-16 | 0
[25 empty] | 2009-02-17 | 0
[25 empty] | 2009-02-18 | 0
[25 empty] | 2009-02-19 | 0
[25 empty] | 2009-02-20 | 0
[25 empty] | 2009-02-21 | 0
[25 empty] | 2009-02-22 | 0
[25 empty] | 2009-02-23 | 0
[25 empty] | 2009-02-24 | 0
[25 empty] | 2009-02-25 | 0
[25 empty] | 2009-02-26 | 0
[25 empty] | 2009-02-27 | 0
[25 empty] | 2009-02-28 | 0
[25 empty] | 2009-03-01 | 0
[25 empty] | 2009-03-02 | 0
[25 empty] | 2009-03-03 | 0
[25 empty] | 2009-03-04 | 0
[25 empty] | 2009-03-05 | 0
[25 empty] | 2009-03-06 | 0
[25 empty] | 2009-03-07 | 0
[25 empty] | 2009-03-08 | 0
[25 empty] | 2009-03-09 | 0
[25 empty] | 2009-03-10 | 0
[25 empty] | 2009-03-11 | 0
[25 empty] | 2009-03-12 | 0
[25 empty] | 2009-03-13 | 0
[25 empty] | 2009-03-14 | 0
[25 empty] | 2009-03-15 | 0
[25 empty] | 2009-03-16 | 0
[25 empty] | 2009-03-17 | 0
[25 empty] | 2009-03-18 | 0
[25 empty] | 2009-03-19 | 0
[25 empty] | 2009-03-20 | 0
[25 empty] | 2009-03-21 | 0
[25 empty] | 2009-03-22 | 0
[25 empty] | 2009-03-23 | 0
[25 empty] | 2009-03-24 | 0
[25 empty] | 2009-03-25 | 31.78
[25 empty] | 2009-03-26 | 31.78
[25 empty] | 2009-03-27 | 31.78
[25 empty] | 2009-03-28 | 167.42
[25 empty] | 2009-03-29 | 148.82
[25 empty] | 2009-03-30 | 148.82
[25 empty] | 2009-03-31 | 176.73
[25 empty] | 2009-04-01 | 176.73
[25 empty] | 2009-04-02 | 176.73
[25 empty] | 2009-04-03 | 248.59
[25 empty] | 2009-04-04 | 248.59
[25 empty] | 2009-04-05 | 248.59
[25 empty] | 2009-04-06 | 248.59
[25 empty] | 2009-04-07 | 230.59
[25 empty] | 2009-04-08 | 230.59
[25 empty] | 2009-04-09 | 259.89
[25 empty] | 2009-04-10 | 259.89
[25 empty] | 2009-04-11 | 259.89
[25 empty] | 2009-04-12 | 259.89
[25 empty] | 2009-04-13 | 259.89
[25 empty] | 2009-04-14 | 311.46
[25 empty] | 2009-04-15 | 311.46
[25 empty] | 2009-04-16 | 311.46
[25 empty] | 2009-04-17 | 15.361
[25 empty] | 2009-04-18 | 15.361
[25 empty] | 2009-04-19 | 15.361
[25 empty] | 2009-04-20 | 15.361
[25 empty] | 2009-04-21 | 167.51
[25 empty] | 2009-04-22 | 167.51
[25 empty] | 2009-04-23 | 167.51
[25 empty] | 2009-04-24 | 117.4
[25 empty] | 2009-04-25 | 117.4
[25 empty] | 2009-04-26 | 117.4
[25 empty] | 2009-04-27 | 117.4
[25 empty] | 2009-04-28 | 83.388
[25 empty] | 2009-04-29 | 83.388
[25 empty] | 2009-04-30 | 83.388
[25 empty] | 2009-05-01 | 0
[25 empty] | 2009-05-02 | 0
[25 empty] | 2009-05-03 | 0
[25 empty] | 2009-05-04 | 0
[25 empty] | 2009-05-05 | 0
[25 empty] | 2009-05-06 | 0
[25 empty] | 2009-05-07 | 0
[25 empty] | 2009-05-08 | 0
[25 empty] | 2009-05-09 | 0
[25 empty] | 2009-05-10 | 0
[25 empty] | 2009-05-11 | 0
[25 empty] | 2009-05-12 | 0
[25 empty] | 2009-05-13 | 0
[25 empty] | 2009-05-14 | 0
[25 empty] | 2009-05-15 | 0
[25 empty] | 2009-05-16 | 0
[25 empty] | 2009-05-17 | 0
[25 empty] | 2009-05-18 | 0
[25 empty] | 2009-05-19 | 0
[25 empty] | 2009-05-20 | 0
[25 empty] | 2009-05-21 | 0
[25 empty] | 2009-05-22 | 0
[25 empty] | 2009-05-23 | 0
[25 empty] | 2009-05-24 | 0
[25 empty] | 2009-05-25 | 0
[25 empty] | 2009-05-26 | 0
[25 empty] | 2009-05-27 | 0
[25 empty] | 2009-05-28 | 0
[25 empty] | 2009-05-29 | 0
[25 empty] | 2009-05-30 | 0
[25 empty] | 2009-05-31 | 0
[25 empty] | 2009-06-01 | 0
[25 empty] | 2009-06-02 | 0
[25 empty] | 2009-06-03 | 0
[25 empty] | 2009-06-04 | 0
[25 empty] | 2009-06-05 | 0
[25 empty] | 2009-06-06 | 0
[25 empty] | 2009-06-07 | 0
[25 empty] | 2009-06-08 | 0
[25 empty] | 2009-06-09 | 32.714
[25 empty] | 2009-06-10 | 32.714
[25 empty] | 2009-06-11 | 32.714
[25 empty] | 2009-06-12 | 32.714
[25 empty] | 2009-06-13 | 32.714
[25 empty] | 2009-06-14 | 83.306
[25 empty] | 2009-06-15 | 83.306
[25 empty] | 2009-06-16 | 83.306
[25 empty] | 2009-06-17 | 83.306
[25 empty] | 2009-06-18 | 83.306
[25 empty] | 2009-06-19 | 83.306
[25 empty] | 2009-06-20 | 83.306
[25 empty] | 2009-06-21 | 83.306
[25 empty] | 2009-06-22 | 83.306
[25 empty] | 2009-06-23 | 83.306
[25 empty] | 2009-06-24 | 83.306
[25 empty] | 2009-06-25 | 83.306
[25 empty] | 2009-06-26 | 83.306
[25 empty] | 2009-06-27 | 83.306
[25 empty] | 2009-06-28 | 83.306
[25 empty] | 2009-06-29 | 83.306
[25 empty] | 2009-06-30 | 0
[25 empty] | 2009-07-01 | 0
[25 empty] | 2009-07-02 | 0
[25 empty] | 2009-07-03 | 0
[25 empty] | 2009-07-04 | 0
[25 empty] | 2009-07-05 | 0
[25 empty] | 2009-07-06 | 0
[25 empty] | 2009-07-07 | 0
[25 empty] | 2009-07-08 | 0
[25 empty] | 2009-07-09 | 0
[25 empty] | 2009-07-10 | 0
[25 empty] | 2009-07-11 | 0
[25 empty] | 2009-07-12 | 0
[25 empty] | 2009-07-13 | 0
[25 empty] | 2009-07-14 | 65.264
[25 empty] | 2009-07-15 | 65.264
[25 empty] | 2009-07-16 | 65.264
[25 empty] | 2009-07-17 | 65.264
[25 empty] | 2009-07-18 | 65.264
[25 empty] | 2009-07-19 | 65.264
[25 empty] | 2009-07-20 | 65.264
[25 empty] | 2009-07-21 | 36.051
[25 empty] | 2009-07-22 | 36.051
[25 empty] | 2009-07-23 | 36.051
[25 empty] | 2009-07-24 | 36.051
[25 empty] | 2009-07-25 | 36.051
[25 empty] | 2009-07-26 | 36.051
[25 empty] | 2009-07-27 | 36.051
[25 empty] | 2009-07-28 | 0
[25 empty] | 2009-07-29 | 0
[25 empty] | 2009-07-30 | 0
[25 empty] | 2009-07-31 | 0
[25 empty] | 2009-08-01 | 0
[25 empty] | 2009-08-02 | 0
[25 empty] | 2009-08-03 | 0
[25 empty] | 2009-08-04 | 10.424
[25 empty] | 2009-08-05 | 10.424
[25 empty] | 2009-08-06 | 10.424
[25 empty] | 2009-08-07 | 10.424
[25 empty] | 2009-08-08 | 0
[25 empty] | 2009-08-09 | 0
[25 empty] | 2009-08-10 | 0
[25 empty] | 2009-08-11 | 2.2717
[25 empty] | 2009-08-12 | 2.2717
[25 empty] | 2009-08-13 | 2.2717
[25 empty] | 2009-08-14 | 2.2717
[25 empty] | 2009-08-15 | 2.2717
[25 empty] | 2009-08-16 | 2.2717
[25 empty] | 2009-08-17 | 2.2717
[25 empty] | 2009-08-18 | 2.2717
[25 empty] | 2009-08-19 | 0
[25 empty] | 2009-08-20 | 0
[25 empty] | 2009-08-21 | 0
[25 empty] | 2009-08-22 | 0
[25 empty] | 2009-08-23 | 0
[25 empty] | 2009-08-24 | 0
[25 empty] | 2009-08-25 | 11.684
[25 empty] | 2009-08-26 | 11.684
[25 empty] | 2009-08-27 | 11.684
[25 empty] | 2009-08-28 | 11.684
[25 empty] | 2009-08-29 | 11.684
[25 empty] | 2009-08-30 | 11.684
[25 empty] | 2009-08-31 | 11.684
[25 empty] | 2009-09-01 | 0.3244
[25 empty] | 2009-09-02 | 0.3244
[25 empty] | 2009-09-03 | 0.3244
[25 empty] | 2009-09-04 | 0.3244
[25 empty] | 2009-09-05 | 0.3244
[25 empty] | 2009-09-06 | 0.3244
[25 empty] | 2009-09-07 | 0.3244
[25 empty] | 2009-09-08 | 0
[25 empty] | 2009-09-09 | 0
[25 empty] | 2009-09-10 | 0
[25 empty] | 2009-09-11 | 0
[25 empty] | 2009-09-12 | 0
[25 empty] | 2009-09-13 | 0
[25 empty] | 2009-09-14 | 0
[25 empty] | 2009-09-15 | 0
[25 empty] | 2009-09-16 | 0
[25 empty] | 2009-09-17 | 0
[25 empty] | 2009-09-18 | 0
[25 empty] | 2009-09-19 | 0
[25 empty] | 2009-09-20 | 0
[25 empty] | 2009-09-21 | 0
[25 empty] | 2009-09-22 | 0
[25 empty] | 2009-09-23 | 0
[25 empty] | 2009-09-24 | 0
[25 empty] | 2009-09-25 | 0
[25 empty] | 2009-09-26 | 0
[25 empty] | 2009-09-27 | 0
[25 empty] | 2009-09-28 | 0
[25 empty] | 2009-09-29 | 0
[25 empty] | 2009-09-30 | 0
[25 empty] | 2009-10-01 | 0
[25 empty] | 2009-10-02 | 23.854
[25 empty] | 2009-10-03 | 23.854
[25 empty] | 2009-10-04 | 23.854
[25 empty] | 2009-10-05 | 23.854
[25 empty] | 2009-10-06 | 153.35
[25 empty] | 2009-10-07 | 153.35
[25 empty] | 2009-10-08 | 153.35
[25 empty] | 2009-10-09 | 153.35
[25 empty] | 2009-10-10 | 181.74
[25 empty] | 2009-10-11 | 181.74
[25 empty] | 2009-10-12 | 181.74
[25 empty] | 2009-10-13 | 204.46
[25 empty] | 2009-10-14 | 0
[25 empty] | 2009-10-15 | 0
[25 empty] | 2009-10-16 | 0
[25 empty] | 2009-10-17 | 197.65
[25 empty] | 2009-10-18 | 197.65
[25 empty] | 2009-10-19 | 197.65
[25 empty] | 2009-10-20 | 299.92
[25 empty] | 2009-10-21 | 164.58
[25 empty] | 2009-10-22 | 133.86
[25 empty] | 2009-10-23 | 195.3
[25 empty] | 2009-10-24 | 232.61
[25 empty] | 2009-10-25 | 278.69
[25 empty] | 2009-10-26 | 100.94
[25 empty] | 2009-10-27 | 221.64
[25 empty] | 2009-10-28 | 164.58
[25 empty] | 2009-10-29 | 186.53
[25 empty] | 2009-10-30 | 103.14
[25 empty] | 2009-10-31 | 142.64
[25 empty] | 2009-11-01 | 195.3
[25 empty] | 2009-11-02 | 158.73
[25 empty] | 2009-11-03 | 0
[25 empty] | 2009-11-04 | 0
[25 empty] | 2009-11-05 | 0
[25 empty] | 2009-11-06 | 0
[25 empty] | 2009-11-07 | 0
[25 empty] | 2009-11-08 | 0
[25 empty] | 2009-11-09 | 0
[25 empty] | 2009-11-10 | 0
[25 empty] | 2009-11-11 | 0
[25 empty] | 2009-11-12 | 0
[25 empty] | 2009-11-13 | 0
[25 empty] | 2009-11-14 | 0
[25 empty] | 2009-11-15 | 0
[25 empty] | 2009-11-16 | 0
[25 empty] | 2009-11-17 | 0
[25 empty] | 2009-11-18 | 0
[25 empty] | 2009-11-19 | 0
[25 empty] | 2009-11-20 | 0
[25 empty] | 2009-11-21 | 0
[25 empty] | 2009-11-22 | 0
[25 empty] | 2009-11-23 | 0
[25 empty] | 2009-11-24 | 0
[25 empty] | 2009-11-25 | 0
[25 empty] | 2009-11-26 | 0
[25 empty] | 2009-11-27 | 0
[25 empty] | 2009-11-28 | 0
[25 empty] | 2009-11-29 | 0
[25 empty] | 2009-11-30 | 0
[25 empty] | 2009-12-01 | 0
[25 empty] | 2009-12-02 | 0
[25 empty] | 2009-12-03 | 0
[25 empty] | 2009-12-04 | 0
[25 empty] | 2009-12-05 | 0
[25 empty] | 2009-12-06 | 0
[25 empty] | 2009-12-07 | 0
[25 empty] | 2009-12-08 | 0
[25 empty] | 2009-12-09 | 0
[25 empty] | 2009-12-10 | 0
[25 empty] | 2009-12-11 | 0
[25 empty] | 2009-12-12 | 0
[25 empty] | 2009-12-13 | 0
[25 empty] | 2009-12-14 | 0
[25 empty] | 2009-12-15 | 0
[25 empty] | 2009-12-16 | 0
[25 empty] | 2009-12-17 | 0
[25 empty] | 2009-12-18 | 0
[25 empty] | 2009-12-19 | 0
[25 empty] | 2009-12-20 | 0
[25 empty] | 2009-12-21 | 0
[25 empty] | 2009-12-22 | 0
[25 empty] | 2009-12-23 | 0
[25 empty] | 2009-12-24 | 0
[25 empty] | 2009-12-25 | 0
[25 empty] | 2009-12-26 | 0
[25 empty] | 2009-12-27 | 0
[25 empty] | 2009-12-28 | 0
[25 empty] | 2009-12-29 | 0
[25 empty] | 2009-12-30 | 0
[25 empty] | 2009-12-31 | 0
[25 empty] | 2010-01-01 | 0
[25 empty] | 2010-01-02 | 0
[25 empty] | 2010-01-03 | 0
[25 empty] | 2010-01-04 | 0
[25 empty] | 2010-01-05 | 0
[25 empty] | 2010-01-06 | 0
[25 empty] | 2010-01-07 | 0
[25 empty] | 2010-01-08 | 0
[25 empty] | 2010-01-09 | 0
[25 empty] | 2010-01-10 | 0
[25 empty] | 2010-01-11 | 0
[25 empty] | 2010-01-12 | 0
[25 empty] | 2010-01-13 | 0
[25 empty] | 2010-01-14 | 0
[25 empty] | 2010-01-15 | 0
[25 empty] | 2010-01-16 | 0
[25 empty] | 2010-01-17 | 0
[25 empty] | 2010-01-18 | 0
[25 empty] | 2010-01-19 | 0
[25 empty] | 2010-01-20 | 0
[25 empty] | 2010-01-21 | 0
[25 empty] | 2010-01-22 | 0
[25 empty] | 2010-01-23 | 0
[25 empty] | 2010-01-24 | 0
[25 empty] | 2010-01-25 | 0
[25 empty] | 2010-01-26 | 0
[25 empty] | 2010-01-27 | 0
[25 empty] | 2010-01-28 | 0
[25 empty] | 2010-01-29 | 0
[25 empty] | 2010-01-30 | 0
[25 empty] | 2010-01-31 | 0
[25 empty] | 2010-02-01 | 0
[25 empty] | 2010-02-02 | 0
[25 empty] | 2010-02-03 | 0
[25 empty] | 2010-02-04 | 0
[25 empty] | 2010-02-05 | 0
[25 empty] | 2010-02-06 | 0
[25 empty] | 2010-02-07 | 0
[25 empty] | 2010-02-08 | 0
[25 empty] | 2010-02-09 | 0
[25 empty] | 2010-02-10 | 0
[25 empty] | 2010-02-11 | 0
[25 empty] | 2010-02-12 | 0
[25 empty] | 2010-02-13 | 0
[25 empty] | 2010-02-14 | 0
[25 empty] | 2010-02-15 | 0
[25 empty] | 2010-02-16 | 0
[25 empty] | 2010-02-17 | 0
[25 empty] | 2010-02-18 | 0
[25 empty] | 2010-02-19 | 0
[25 empty] | 2010-02-20 | 0
[25 empty] | 2010-02-21 | 0
[25 empty] | 2010-02-22 | 0
[25 empty] | 2010-02-23 | 0
[25 empty] | 2010-02-24 | 0
[25 empty] | 2010-02-25 | 0
[25 empty] | 2010-02-26 | 0
[25 empty] | 2010-02-27 | 0
[25 empty] | 2010-02-28 | 0
[25 empty] | 2010-03-01 | 0
[25 empty] | 2010-03-02 | 0
[25 empty] | 2010-03-03 | 0
[25 empty] | 2010-03-04 | 0
[25 empty] | 2010-03-05 | 0
[25 empty] | 2010-03-06 | 0
[25 empty] | 2010-03-07 | 0
[25 empty] | 2010-03-08 | 0
[25 empty] | 2010-03-09 | 0
[25 empty] | 2010-03-10 | 0
[25 empty] | 2010-03-11 | 0
[25 empty] | 2010-03-12 | 0
[25 empty] | 2010-03-13 | 0
[25 empty] | 2010-03-14 | 0
[25 empty] | 2010-03-15 | 0
[25 empty] | 2010-03-16 | 0
[25 empty] | 2010-03-17 | 0
[25 empty] | 2010-03-18 | 0
[25 empty] | 2010-03-19 | 0
[25 empty] | 2010-03-20 | 0
[25 empty] | 2010-03-21 | 0
[25 empty] | 2010-03-22 | 0
[25 empty] | 2010-03-23 | 0
[25 empty] | 2010-03-24 | 88.364
[25 empty] | 2010-03-25 | 88.364
[25 empty] | 2010-03-26 | 48.251
[25 empty] | 2010-03-27 | 48.251
[25 empty] | 2010-03-28 | 48.251
[25 empty] | 2010-03-29 | 48.251
[25 empty] | 2010-03-30 | 13.952
[25 empty] | 2010-03-31 | 13.952
[25 empty] | 2010-04-01 | 13.952
[25 empty] | 2010-04-02 | 13.952
[25 empty] | 2010-04-03 | 13.952
[25 empty] | 2010-04-04 | 13.952
[25 empty] | 2010-04-05 | 13.952
[25 empty] | 2010-04-06 | 17.939
[25 empty] | 2010-04-07 | 17.939
[25 empty] | 2010-04-08 | 17.939
[25 empty] | 2010-04-09 | 17.939
[25 empty] | 2010-04-10 | 17.939
[25 empty] | 2010-04-11 | 17.939
[25 empty] | 2010-04-12 | 17.939
[25 empty] | 2010-04-13 | 0
[25 empty] | 2010-04-14 | 0
[25 empty] | 2010-04-15 | 0
[25 empty] | 2010-04-16 | 0
[25 empty] | 2010-04-17 | 0
[25 empty] | 2010-04-18 | 0
[25 empty] | 2010-04-19 | 0
[25 empty] | 2010-04-20 | 0
[25 empty] | 2010-04-21 | 0
[25 empty] | 2010-04-22 | 0
[25 empty] | 2010-04-23 | 0
[25 empty] | 2010-04-24 | 0
[25 empty] | 2010-04-25 | 0
[25 empty] | 2010-04-26 | 0
[25 empty] | 2010-04-27 | 4.3186
[25 empty] | 2010-04-28 | 4.3186
[25 empty] | 2010-04-29 | 4.3186
[25 empty] | 2010-04-30 | 4.3186
[25 empty] | 2010-05-01 | 4.3186
[25 empty] | 2010-05-02 | 4.3186
[25 empty] | 2010-05-03 | 4.3186
[25 empty] | 2010-05-04 | 92.35
[25 empty] | 2010-05-05 | 92.35
[25 empty] | 2010-05-06 | 92.35
[25 empty] | 2010-05-07 | 92.35
[25 empty] | 2010-05-08 | 92.35
[25 empty] | 2010-05-09 | 92.35
[25 empty] | 2010-05-10 | 92.35
[25 empty] | 2010-05-11 | 70.285
[25 empty] | 2010-05-12 | 70.285
[25 empty] | 2010-05-13 | 70.285
[25 empty] | 2010-05-14 | 70.285
[25 empty] | 2010-05-15 | 70.285
[25 empty] | 2010-05-16 | 70.285
[25 empty] | 2010-05-17 | 70.285
[25 empty] | 2010-05-18 | 62.961
[25 empty] | 2010-05-19 | 62.961
[25 empty] | 2010-05-20 | 62.961
[25 empty] | 2010-05-21 | 62.961
[25 empty] | 2010-05-22 | 62.961
[25 empty] | 2010-05-23 | 62.961
[25 empty] | 2010-05-24 | 62.961
[25 empty] | 2010-05-25 | 51.278
[25 empty] | 2010-05-26 | 51.278
[25 empty] | 2010-05-27 | 51.278
[25 empty] | 2010-05-28 | 51.278
[25 empty] | 2010-05-29 | 51.278
[25 empty] | 2010-05-30 | 51.278
[25 empty] | 2010-05-31 | 51.278
[25 empty] | 2010-06-01 | 33.103
[25 empty] | 2010-06-02 | 33.103
[25 empty] | 2010-06-03 | 33.103
[25 empty] | 2010-06-04 | 33.103
[25 empty] | 2010-06-05 | 33.103
[25 empty] | 2010-06-06 | 33.103
[25 empty] | 2010-06-07 | 33.103
[25 empty] | 2010-06-08 | 15.578
[25 empty] | 2010-06-09 | 15.578
[25 empty] | 2010-06-10 | 15.578
[25 empty] | 2010-06-11 | 15.578
[25 empty] | 2010-06-12 | 15.578
[25 empty] | 2010-06-13 | 15.578
[25 empty] | 2010-06-14 | 15.578
[25 empty] | 2010-06-15 | 72.048
[25 empty] | 2010-06-16 | 72.048
[25 empty] | 2010-06-17 | 72.048
[25 empty] | 2010-06-18 | 72.048
[25 empty] | 2010-06-19 | 72.048
[25 empty] | 2010-06-20 | 72.048
[25 empty] | 2010-06-21 | 72.048
[25 empty] | 2010-06-22 | 81.512
[25 empty] | 2010-06-23 | 81.512
[25 empty] | 2010-06-24 | 81.512
[25 empty] | 2010-06-25 | 81.512
[25 empty] | 2010-06-26 | 81.512
[25 empty] | 2010-06-27 | 81.512
[25 empty] | 2010-06-28 | 81.512
[25 empty] | 2010-06-29 | 80.253
[25 empty] | 2010-06-30 | 80.253
[25 empty] | 2010-07-01 | 80.253
[25 empty] | 2010-07-02 | 80.253
[25 empty] | 2010-07-03 | 80.253
[25 empty] | 2010-07-04 | 80.253
[25 empty] | 2010-07-05 | 80.253
[25 empty] | 2010-07-06 | 65.206
[25 empty] | 2010-07-07 | 65.206
[25 empty] | 2010-07-08 | 65.206
[25 empty] | 2010-07-09 | 65.206
[25 empty] | 2010-07-10 | 65.206
[25 empty] | 2010-07-11 | 65.206
[25 empty] | 2010-07-12 | 65.206
[25 empty] | 2010-07-13 | 48.277
[25 empty] | 2010-07-14 | 48.277
[25 empty] | 2010-07-15 | 48.277
[25 empty] | 2010-07-16 | 48.277
[25 empty] | 2010-07-17 | 48.277
[25 empty] | 2010-07-18 | 48.277
[25 empty] | 2010-07-19 | 48.277
[25 empty] | 2010-07-20 | 40.754
[25 empty] | 2010-07-21 | 40.754
[25 empty] | 2010-07-22 | 40.754
[25 empty] | 2010-07-23 | 40.754
[25 empty] | 2010-07-24 | 40.754
[25 empty] | 2010-07-25 | 40.754
[25 empty] | 2010-07-26 | 40.754
[25 empty] | 2010-07-27 | 33.857
[25 empty] | 2010-07-28 | 33.857
[25 empty] | 2010-07-29 | 33.857
[25 empty] | 2010-07-30 | 33.857
[25 empty] | 2010-07-31 | 33.857
[25 empty] | 2010-08-01 | 33.857
[25 empty] | 2010-08-02 | 33.857
[25 empty] | 2010-08-03 | 0
[25 empty] | 2010-08-04 | 0
[25 empty] | 2010-08-05 | 0
[25 empty] | 2010-08-06 | 0
[25 empty] | 2010-08-07 | 0
[25 empty] | 2010-08-08 | 0
[25 empty] | 2010-08-09 | 0
[25 empty] | 2010-08-10 | 53.607
[25 empty] | 2010-08-11 | 53.607
[25 empty] | 2010-08-12 | 53.607
[25 empty] | 2010-08-13 | 53.607
[25 empty] | 2010-08-14 | 53.607
[25 empty] | 2010-08-15 | 53.607
[25 empty] | 2010-08-16 | 53.607
[25 empty] | 2010-08-17 | 0
[25 empty] | 2010-08-18 | 0
[25 empty] | 2010-08-19 | 0
[25 empty] | 2010-08-20 | 0
[25 empty] | 2010-08-21 | 0
[25 empty] | 2010-08-22 | 0
[25 empty] | 2010-08-23 | 0
[25 empty] | 2010-08-24 | 14.734
[25 empty] | 2010-08-25 | 14.734
[25 empty] | 2010-08-26 | 14.734
[25 empty] | 2010-08-27 | 14.734
[25 empty] | 2010-08-28 | 14.734
[25 empty] | 2010-08-29 | 14.734
[25 empty] | 2010-08-30 | 14.734
[25 empty] | 2010-08-31 | 133.86
[25 empty] | 2010-09-01 | 133.86
[25 empty] | 2010-09-02 | 133.86
[25 empty] | 2010-09-03 | 133.86
[25 empty] | 2010-09-04 | 133.86
[25 empty] | 2010-09-05 | 133.86
[25 empty] | 2010-09-06 | 133.86
[25 empty] | 2010-09-07 | 37.305
[25 empty] | 2010-09-08 | 37.305
[25 empty] | 2010-09-09 | 37.305
[25 empty] | 2010-09-10 | 37.305
[25 empty] | 2010-09-11 | 37.305
[25 empty] | 2010-09-12 | 37.305
[25 empty] | 2010-09-13 | 37.305
[25 empty] | 2010-09-14 | 0
[25 empty] | 2010-09-15 | 0
[25 empty] | 2010-09-16 | 0
[25 empty] | 2010-09-17 | 0
[25 empty] | 2010-09-18 | 0
[25 empty] | 2010-09-19 | 0
[25 empty] | 2010-09-20 | 0
[25 empty] | 2010-09-21 | 0
[25 empty] | 2010-09-22 | 0
[25 empty] | 2010-09-23 | 0
[25 empty] | 2010-09-24 | 0
[25 empty] | 2010-09-25 | 0
[25 empty] | 2010-09-26 | 0
[25 empty] | 2010-09-27 | 0
[25 empty] | 2010-09-28 | 0
[25 empty] | 2010-09-29 | 0
[25 empty] | 2010-09-30 | 0
[25 empty] | 2010-10-01 | 0
[25 empty] | 2010-10-02 | 0
[25 empty] | 2010-10-03 | 0
[25 empty] | 2010-10-04 | 0
[25 empty] | 2010-10-05 | 0
[25 empty] | 2010-10-06 | 0
[25 empty] | 2010-10-07 | 0
[25 empty] | 2010-10-08 | 0
[25 empty] | 2010-10-09 | 0
[25 empty] | 2010-10-10 | 0
[25 empty] | 2010-10-11 | 0
[25 empty] | 2010-10-12 | 0
[25 empty] | 2010-10-13 | 0
[25 empty] | 2010-10-14 | 0
[25 empty] | 2010-10-15 | 0
[25 empty] | 2010-10-16 | 0
[25 empty] | 2010-10-17 | 0
[25 empty] | 2010-10-18 | 0
[25 empty] | 2010-10-19 | 0
[25 empty] | 2010-10-20 | 0
[25 empty] | 2010-10-21 | 0
[25 empty] | 2010-10-22 | 0
[25 empty] | 2010-10-23 | 0
[25 empty] | 2010-10-24 | 0
[25 empty] | 2010-10-25 | 0
[25 empty] | 2010-10-26 | 0
[25 empty] | 2010-10-27 | 0
[25 empty] | 2010-10-28 | 0
[25 empty] | 2010-10-29 | 0
[25 empty] | 2010-10-30 | 0
[25 empty] | 2010-10-31 | 0
[25 empty] | 2010-11-01 | 0
[25 empty] | 2010-11-02 | 0
[25 empty] | 2010-11-03 | 0
[25 empty] | 2010-11-04 | 0
[25 empty] | 2010-11-05 | 0
[25 empty] | 2010-11-06 | 0
[25 empty] | 2010-11-07 | 0
[25 empty] | 2010-11-08 | 0
[25 empty] | 2010-11-09 | 0
[25 empty] | 2010-11-10 | 0
[25 empty] | 2010-11-11 | 0
[25 empty] | 2010-11-12 | 0
[25 empty] | 2010-11-13 | 0
[25 empty] | 2010-11-14 | 0
[25 empty] | 2010-11-15 | 0
[25 empty] | 2010-11-16 | 12.873
[25 empty] | 2010-11-17 | 12.873
[25 empty] | 2010-11-18 | 12.873
[25 empty] | 2010-11-19 | 140.85
[25 empty] | 2010-11-20 | 106.77
[25 empty] | 2010-11-21 | 106.78
[25 empty] | 2010-11-22 | 63.609
[25 empty] | 2010-11-23 | 120.41
[25 empty] | 2010-11-24 | 111.32
[25 empty] | 2010-11-25 | 79.513
[25 empty] | 2010-11-26 | 106.78
[25 empty] | 2010-11-27 | 102.23
[25 empty] | 2010-11-28 | 87.786
[25 empty] | 2010-11-29 | 87.786
[25 empty] | 2010-11-30 | 92.166
[25 empty] | 2010-12-01 | 92.166
[25 empty] | 2010-12-02 | 92.166
[25 empty] | 2010-12-03 | 0
[25 empty] | 2010-12-04 | 0
[25 empty] | 2010-12-05 | 0
[25 empty] | 2010-12-06 | 0
[25 empty] | 2010-12-07 | 0
[25 empty] | 2010-12-08 | 0
[25 empty] | 2010-12-09 | 0
[25 empty] | 2010-12-10 | 0
[25 empty] | 2010-12-11 | 0
[25 empty] | 2010-12-12 | 0
[25 empty] | 2010-12-13 | 0
[25 empty] | 2010-12-14 | 0
[25 empty] | 2010-12-15 | 0
[25 empty] | 2010-12-16 | 0
[25 empty] | 2010-12-17 | 0
[25 empty] | 2010-12-18 | 0
[25 empty] | 2010-12-19 | 0
[25 empty] | 2010-12-20 | 0
[25 empty] | 2010-12-21 | 0
[25 empty] | 2010-12-22 | 0
[25 empty] | 2010-12-23 | 0
[25 empty] | 2010-12-24 | 0
[25 empty] | 2010-12-25 | 0
[25 empty] | 2010-12-26 | 0
[25 empty] | 2010-12-27 | 0
[25 empty] | 2010-12-28 | 0
[25 empty] | 2010-12-29 | 0
[25 empty] | 2010-12-30 | 0
[25 empty] | 2010-12-31 | 0
[25 empty] | 2011-01-01 | 0
[25 empty] | 2011-01-02 | 0
[25 empty] | 2011-01-03 | 0
[25 empty] | 2011-01-04 | 0
[25 empty] | 2011-01-05 | 0
[25 empty] | 2011-01-06 | 0
[25 empty] | 2011-01-07 | 0
[25 empty] | 2011-01-08 | 0
[25 empty] | 2011-01-09 | 0
[25 empty] | 2011-01-10 | 0
[25 empty] | 2011-01-11 | 0
[25 empty] | 2011-01-12 | 0
[25 empty] | 2011-01-13 | 0
[25 empty] | 2011-01-14 | 0
[25 empty] | 2011-01-15 | 0
[25 empty] | 2011-01-16 | 0
[25 empty] | 2011-01-17 | 0
[25 empty] | 2011-01-18 | 0
[25 empty] | 2011-01-19 | 0
[25 empty] | 2011-01-20 | 0
[25 empty] | 2011-01-21 | 0
[25 empty] | 2011-01-22 | 0
[25 empty] | 2011-01-23 | 0
[25 empty] | 2011-01-24 | 0
[25 empty] | 2011-01-25 | 0
[25 empty] | 2011-01-26 | 0
[25 empty] | 2011-01-27 | 0
[25 empty] | 2011-01-28 | 0
[25 empty] | 2011-01-29 | 0
[25 empty] | 2011-01-30 | 0
[25 empty] | 2011-01-31 | 0
[25 empty] | 2011-02-01 | 0
[25 empty] | 2011-02-02 | 0
[25 empty] | 2011-02-03 | 0
[25 empty] | 2011-02-04 | 0
[25 empty] | 2011-02-05 | 0
[25 empty] | 2011-02-06 | 0
[25 empty] | 2011-02-07 | 0
[25 empty] | 2011-02-08 | 0
[25 empty] | 2011-02-09 | 0
[25 empty] | 2011-02-10 | 0
[25 empty] | 2011-02-11 | 0
[25 empty] | 2011-02-12 | 0
[25 empty] | 2011-02-13 | 0
[25 empty] | 2011-02-14 | 0
[25 empty] | 2011-02-15 | 0
[25 empty] | 2011-02-16 | 0
[25 empty] | 2011-02-17 | 0
[25 empty] | 2011-02-18 | 0
[25 empty] | 2011-02-19 | 0
[25 empty] | 2011-02-20 | 0
[25 empty] | 2011-02-21 | 0
[25 empty] | 2011-02-22 | 0
[25 empty] | 2011-02-23 | 0
[25 empty] | 2011-02-24 | 0
[25 empty] | 2011-02-25 | 0
[25 empty] | 2011-02-26 | 0
[25 empty] | 2011-02-27 | 0
[25 empty] | 2011-02-28 | 0
[25 empty] | 2011-03-01 | 0
[25 empty] | 2011-03-02 | 0
[25 empty] | 2011-03-03 | 0
[25 empty] | 2011-03-04 | 0
[25 empty] | 2011-03-05 | 0
[25 empty] | 2011-03-06 | 0
[25 empty] | 2011-03-07 | 0
[25 empty] | 2011-03-08 | 0
[25 empty] | 2011-03-09 | 0
[25 empty] | 2011-03-10 | 0
[25 empty] | 2011-03-11 | 0
[25 empty] | 2011-03-12 | 0
[25 empty] | 2011-03-13 | 0
[25 empty] | 2011-03-14 | 0
[25 empty] | 2011-03-15 | 0
[25 empty] | 2011-03-16 | 0
[25 empty] | 2011-03-17 | 0
[25 empty] | 2011-03-18 | 0
[25 empty] | 2011-03-19 | 0
[25 empty] | 2011-03-20 | 0
[25 empty] | 2011-03-21 | 0
[25 empty] | 2011-03-22 | 15.502
[25 empty] | 2011-03-23 | 15.502
[25 empty] | 2011-03-24 | 15.502
[25 empty] | 2011-03-25 | 0
[25 empty] | 2011-03-26 | 0
[25 empty] | 2011-03-27 | 0
[25 empty] | 2011-03-28 | 0
[25 empty] | 2011-03-29 | 38.756
[25 empty] | 2011-03-30 | 38.756
[25 empty] | 2011-03-31 | 38.756
[25 empty] | 2011-04-01 | 53.483
[25 empty] | 2011-04-02 | 53.483
[25 empty] | 2011-04-03 | 53.483
[25 empty] | 2011-04-04 | 53.483
[25 empty] | 2011-04-05 | 136.42
[25 empty] | 2011-04-06 | 136.42
[25 empty] | 2011-04-07 | 136.42
[25 empty] | 2011-04-08 | 97.519
[25 empty] | 2011-04-09 | 97.519
[25 empty] | 2011-04-10 | 97.519
[25 empty] | 2011-04-11 | 97.519
[25 empty] | 2011-04-12 | 98.445
[25 empty] | 2011-04-13 | 98.445
[25 empty] | 2011-04-14 | 98.445
[25 empty] | 2011-04-15 | 53.387
[25 empty] | 2011-04-16 | 53.387
[25 empty] | 2011-04-17 | 53.387
[25 empty] | 2011-04-18 | 53.387
[25 empty] | 2011-04-19 | 40.135
[25 empty] | 2011-04-20 | 40.135
[25 empty] | 2011-04-21 | 40.135
[25 empty] | 2011-04-22 | 61.906
[25 empty] | 2011-04-23 | 61.906
[25 empty] | 2011-04-24 | 61.906
[25 empty] | 2011-04-25 | 61.906
[25 empty] | 2011-04-26 | 52.252
[25 empty] | 2011-04-27 | 52.252
[25 empty] | 2011-04-28 | 52.252
[25 empty] | 2011-04-29 | 0
[25 empty] | 2011-04-30 | 0
[25 empty] | 2011-05-01 | 0
[25 empty] | 2011-05-02 | 0
[25 empty] | 2011-05-03 | 0
[25 empty] | 2011-05-04 | 0
[25 empty] | 2011-05-05 | 0
[25 empty] | 2011-05-06 | 49.979
[25 empty] | 2011-05-07 | 49.979
[25 empty] | 2011-05-08 | 49.979
[25 empty] | 2011-05-09 | 49.979
[25 empty] | 2011-05-10 | 103.75
[25 empty] | 2011-05-11 | 103.75
[25 empty] | 2011-05-12 | 103.75
[25 empty] | 2011-05-13 | 87.464
[25 empty] | 2011-05-14 | 87.464
[25 empty] | 2011-05-15 | 87.464
[25 empty] | 2011-05-16 | 87.464
[25 empty] | 2011-05-17 | 53.766
[25 empty] | 2011-05-18 | 53.766
[25 empty] | 2011-05-19 | 53.766
[25 empty] | 2011-05-20 | 51.683
[25 empty] | 2011-05-21 | 51.683
[25 empty] | 2011-05-22 | 51.683
[25 empty] | 2011-05-23 | 51.683
[25 empty] | 2011-05-24 | 73.944
[25 empty] | 2011-05-25 | 73.944
[25 empty] | 2011-05-26 | 73.944
[25 empty] | 2011-05-27 | 54.312
[25 empty] | 2011-05-28 | 54.312
[25 empty] | 2011-05-29 | 54.312
[25 empty] | 2011-05-30 | 54.312
[25 empty] | 2011-05-31 | 70.849
[25 empty] | 2011-06-01 | 70.849
[25 empty] | 2011-06-02 | 70.849
[25 empty] | 2011-06-03 | 70.849
[25 empty] | 2011-06-04 | 70.849
[25 empty] | 2011-06-05 | 70.849
[25 empty] | 2011-06-06 | 70.849
[25 empty] | 2011-06-07 | 42.426
[25 empty] | 2011-06-08 | 42.426
[25 empty] | 2011-06-09 | 42.426
[25 empty] | 2011-06-10 | 0
[25 empty] | 2011-06-11 | 0
[25 empty] | 2011-06-12 | 0
[25 empty] | 2011-06-13 | 0
[25 empty] | 2011-06-14 | 0
[25 empty] | 2011-06-15 | 0
[25 empty] | 2011-06-16 | 0
[25 empty] | 2011-06-17 | 13.715
[25 empty] | 2011-06-18 | 13.715
[25 empty] | 2011-06-19 | 13.715
[25 empty] | 2011-06-20 | 13.715
[25 empty] | 2011-06-21 | 0
[25 empty] | 2011-06-22 | 0
[25 empty] | 2011-06-23 | 0
[25 empty] | 2011-06-24 | 0
[25 empty] | 2011-06-25 | 0
[25 empty] | 2011-06-26 | 0
[25 empty] | 2011-06-27 | 0
[25 empty] | 2011-06-28 | 0
[25 empty] | 2011-06-29 | 0
[25 empty] | 2011-06-30 | 0
[25 empty] | 2011-07-01 | 0
[25 empty] | 2011-07-02 | 0
[25 empty] | 2011-07-03 | 0
[25 empty] | 2011-07-04 | 0
[25 empty] | 2011-07-05 | 0
[25 empty] | 2011-07-06 | 0
[25 empty] | 2011-07-07 | 0
[25 empty] | 2011-07-08 | 0
[25 empty] | 2011-07-09 | 0
[25 empty] | 2011-07-10 | 0
[25 empty] | 2011-07-11 | 0
[25 empty] | 2011-07-12 | 0
[25 empty] | 2011-07-13 | 0
[25 empty] | 2011-07-14 | 0
[25 empty] | 2011-07-15 | 22.493
[25 empty] | 2011-07-16 | 22.493
[25 empty] | 2011-07-17 | 22.493
[25 empty] | 2011-07-18 | 22.493
[25 empty] | 2011-07-19 | 0
[25 empty] | 2011-07-20 | 0
[25 empty] | 2011-07-21 | 0
[25 empty] | 2011-07-22 | 0
[25 empty] | 2011-07-23 | 0
[25 empty] | 2011-07-24 | 0
[25 empty] | 2011-07-25 | 0
[25 empty] | 2011-07-26 | 31.805
[25 empty] | 2011-07-27 | 31.805
[25 empty] | 2011-07-28 | 31.805
[25 empty] | 2011-07-29 | 0
[25 empty] | 2011-07-30 | 0
[25 empty] | 2011-07-31 | 0
[25 empty] | 2011-08-01 | 0
[25 empty] | 2011-08-02 | 0
[25 empty] | 2011-08-03 | 0
[25 empty] | 2011-08-04 | 0
[25 empty] | 2011-08-05 | 3.9757
[25 empty] | 2011-08-06 | 3.9757
[25 empty] | 2011-08-07 | 3.9757
[25 empty] | 2011-08-08 | 3.9757
[25 empty] | 2011-08-09 | 26.787
[25 empty] | 2011-08-10 | 26.787
[25 empty] | 2011-08-11 | 26.787
[25 empty] | 2011-08-12 | 0
[25 empty] | 2011-08-13 | 0
[25 empty] | 2011-08-14 | 0
[25 empty] | 2011-08-15 | 0
[25 empty] | 2011-08-16 | 0
[25 empty] | 2011-08-17 | 0
[25 empty] | 2011-08-18 | 0
[25 empty] | 2011-08-19 | 0
[25 empty] | 2011-08-20 | 0
[25 empty] | 2011-08-21 | 0
[25 empty] | 2011-08-22 | 0
[25 empty] | 2011-08-23 | 0
[25 empty] | 2011-08-24 | 0
[25 empty] | 2011-08-25 | 0
[25 empty] | 2011-08-26 | 0
[25 empty] | 2011-08-27 | 0
[25 empty] | 2011-08-28 | 0
[25 empty] | 2011-08-29 | 0
[25 empty] | 2011-08-30 | 7.5725
[25 empty] | 2011-08-31 | 7.5725
[25 empty] | 2011-09-01 | 7.5725
[25 empty] | 2011-09-02 | 8.5194
[25 empty] | 2011-09-03 | 8.5194
[25 empty] | 2011-09-04 | 8.5194
[25 empty] | 2011-09-05 | 8.5194
[25 empty] | 2011-09-06 | 0
[25 empty] | 2011-09-07 | 0
[25 empty] | 2011-09-08 | 0
[25 empty] | 2011-09-09 | 0
[25 empty] | 2011-09-10 | 0
[25 empty] | 2011-09-11 | 0
[25 empty] | 2011-09-12 | 0
[25 empty] | 2011-09-13 | 9.8449
[25 empty] | 2011-09-14 | 9.8449
[25 empty] | 2011-09-15 | 9.8449
[25 empty] | 2011-09-16 | 17.038
[25 empty] | 2011-09-17 | 17.038
[25 empty] | 2011-09-18 | 17.038
[25 empty] | 2011-09-19 | 17.038
[25 empty] | 2011-09-20 | 222.03
[25 empty] | 2011-09-21 | 222.03
[25 empty] | 2011-09-22 | 222.03
[25 empty] | 2011-09-23 | 217.8
[25 empty] | 2011-09-24 | 217.8
[25 empty] | 2011-09-25 | 217.8
[25 empty] | 2011-09-26 | 217.8
[25 empty] | 2011-09-27 | 220.8
[25 empty] | 2011-09-28 | 220.8
[25 empty] | 2011-09-29 | 220.8
[25 empty] | 2011-09-30 | 220.8
[25 empty] | 2011-10-01 | 0
[25 empty] | 2011-10-02 | 0
[25 empty] | 2011-10-03 | 0
[25 empty] | 2011-10-04 | 0
[25 empty] | 2011-10-05 | 0
[25 empty] | 2011-10-06 | 0
[25 empty] | 2011-10-07 | 0
[25 empty] | 2011-10-08 | 0
[25 empty] | 2011-10-09 | 0
[25 empty] | 2011-10-10 | 0
[25 empty] | 2011-10-11 | 0
[25 empty] | 2011-10-12 | 0
[25 empty] | 2011-10-13 | 0
[25 empty] | 2011-10-14 | 0
[25 empty] | 2011-10-15 | 0
[25 empty] | 2011-10-16 | 0
[25 empty] | 2011-10-17 | 0
[25 empty] | 2011-10-18 | 0
[25 empty] | 2011-10-19 | 0
[25 empty] | 2011-10-20 | 0
[25 empty] | 2011-10-21 | 0
[25 empty] | 2011-10-22 | 0
[25 empty] | 2011-10-23 | 0
[25 empty] | 2011-10-24 | 0
[25 empty] | 2011-10-25 | 0
[25 empty] | 2011-10-26 | 0
[25 empty] | 2011-10-27 | 0
[25 empty] | 2011-10-28 | 0
[25 empty] | 2011-10-29 | 0
[25 empty] | 2011-10-30 | 0
[25 empty] | 2011-10-31 | 0
[25 empty] | 2011-11-01 | 0
[25 empty] | 2011-11-02 | 0
[25 empty] | 2011-11-03 | 0
[25 empty] | 2011-11-04 | 0
[25 empty] | 2011-11-05 | 0
[25 empty] | 2011-11-06 | 0
[25 empty] | 2011-11-07 | 0
[25 empty] | 2011-11-08 | 0
[25 empty] | 2011-11-09 | 0
[25 empty] | 2011-11-10 | 0
[25 empty] | 2011-11-11 | 0
[25 empty] | 2011-11-12 | 0
[25 empty] | 2011-11-13 | 0
[25 empty] | 2011-11-14 | 0
[25 empty] | 2011-11-15 | 0
[25 empty] | 2011-11-16 | 0
[25 empty] | 2011-11-17 | 0
[25 empty] | 2011-11-18 | 0
[25 empty] | 2011-11-19 | 0
[25 empty] | 2011-11-20 | 0
[25 empty] | 2011-11-21 | 0
[25 empty] | 2011-11-22 | 0
[25 empty] | 2011-11-23 | 176.04
[25 empty] | 2011-11-24 | 176.04
[25 empty] | 2011-11-25 | 176.04
[25 empty] | 2011-11-26 | 176.04
[25 empty] | 2011-11-27 | 176.04
[25 empty] | 2011-11-28 | 176.04
[25 empty] | 2011-11-29 | 54.86
[25 empty] | 2011-11-30 | 54.86
[25 empty] | 2011-12-01 | 54.86
[25 empty] | 2011-12-02 | 54.86
[25 empty] | 2011-12-03 | 54.86
[25 empty] | 2011-12-04 | 54.86
[25 empty] | 2011-12-05 | 54.86
[25 empty] | 2011-12-06 | 76.256
[25 empty] | 2011-12-07 | 76.256
[25 empty] | 2011-12-08 | 76.256
[25 empty] | 2011-12-09 | 76.256
[25 empty] | 2011-12-10 | 76.256
[25 empty] | 2011-12-11 | 76.256
[25 empty] | 2011-12-12 | 76.256
[25 empty] | 2011-12-13 | 76.256
[25 empty] | 2011-12-14 | 0
[25 empty] | 2011-12-15 | 0
[25 empty] | 2011-12-16 | 0
[25 empty] | 2011-12-17 | 0
[25 empty] | 2011-12-18 | 0
[25 empty] | 2011-12-19 | 0
[25 empty] | 2011-12-20 | 0
[25 empty] | 2011-12-21 | 0
[25 empty] | 2011-12-22 | 0
[25 empty] | 2011-12-23 | 0
[25 empty] | 2011-12-24 | 0
[25 empty] | 2011-12-25 | 0
[25 empty] | 2011-12-26 | 0
[25 empty] | 2011-12-27 | 0
[25 empty] | 2011-12-28 | 0
[25 empty] | 2011-12-29 | 0
[25 empty] | 2011-12-30 | 0
[25 empty] | 2011-12-31 | 0
[25 empty] | 2012-01-01 | 0
Note on BD2: GoldSim Version: 10.50.200 Model: C:\Projects\Faro\Model\Current Model\FMC_WB_WQModel_V2.0\X14Analysis\FMC_WB_WQModel_V2.04_S4.gsm Element ID: \Faro_SWWQM\Results\SingleWQ_4Dash\SingleWQ_CVD\R_SingleWQ Element Description: Simulated on: 5/10/2013 12:06:40 Exported on: 5/10/2013 12:07:46 # of Realizations: 100 # of Time Values: 121 Time Display Units: yr
Note on AH4: GoldSim Version: 10.50.200 Model: C:\Projects\Faro\Model\Current Model\FMC_WB_WQModel_V2.0\X14Analysis\FMC_WB_WQModel_V2.04_S4.gsm Element ID: \Faro_SWWQM\Results\SingleWQ_4Dash\SingleWQ_EfluentWTP_Faro\R_SingleWQ Element Description: Simulated on: 5/10/2013 12:06:40 Exported on: 5/10/2013 12:07:46 # of Realizations: 100 # of Time Values: 121 Time Display Units: yr

## WTP
Plot E - Range of Monthly WTP flows - Scenario C-1b | [10 empty] | JAN | FEB | MAR | APR | MAY | JUN | JUL | AUG | SEP | OCT | NOV | DEC
[10 empty] | Max | 0 | 0 | 0 | 0 | 8099.9999 | 6568.8817 | 4791.529 | 2632.5923 | 1964.5332 | 0 | 0 | 0
[10 empty] | 95% percentile | 0 | 0 | 0 | 0 | 8099.9999 | 5389.628 | 4174.6924 | 2543.6897 | 1843.7745 | 0 | 0 | 0
[10 empty] | 75% Percentile | 0 | 0 | 0 | 0 | 7976.1405 | 4418.4392 | 3734.989 | 2130.8491 | 1496.2971 | 0 | 0 | 0
[10 empty] | Median | 0 | 0 | 0 | 0 | 7050.9721 | 3799.2653 | 3310.2406 | 1780.1319 | 1242.4154 | 0 | 0 | 0
[10 empty] | Mean | 0 | 0 | 0 | 0 | 6994.3757 | 3986.0995 | 3370.2772 | 1826.8168 | 1298.1304 | 0 | 0 | 0
| Mean | S.D. | Least Result | 5% | 25% | Median | 75% | 95% | Greatest Result | Min | 0 | 0 | 0 | 0 | 4603.1317 | 2308.4511 | 2137.6323 | 874.7139 | 599.9169 | 0 | 0 | 0
| 0 | [9 empty] | JAN: MIN |  | MEAN | [12 empty] | MEDIAN | [12 empty] | 75% | [12 empty] | 95% | [12 empty] | MAX
Time (yr) | Total_Faro_Discharge:Mean | Total_Faro_Discharge:Least Result | Total_Faro_Discharge:5% | Total_Faro_Discharge:25% | Total_Faro_Discharge:Median | Total_Faro_Discharge:75% | Total_Faro_Discharge:95% | Total_Faro_Discharge:Greatest Result | Greatest Result |  | 1 | 2 | 3 | 4 | 5 | 6 | 7 | 8 | 9 | 10 | 11 | 12 |  | 1 | 2 | 3 | 4 | 5 | 6 | 7 | 8 | 9 | 10 | 11 | 12 |  | 1 | 2 | 3 | 4 | 5 | 6 | 7 | 8 | 9 | 10 | 11 | 12 |  | 1 | 2 | 3 | 4 | 5 | 6 | 7 | 8 | 9 | 10 | 11 | 12 |  | 1 | 2 | 3 | 4 | 5 | 6 | 7 | 8 | 9 | 10 | 11 | 12 |  | 1 | 2 | 3 | 4 | 5 | 6 | 7 | 8 | 9 | 10 | 11 | 12
0 | 0 | 0 | 0 | 0 | 0 | 0 | 0 | 0 | 0 | 1 | 0 | 0 | 0 | 0 | 8099.9999 | 3556.0747 | 1532.7949 | 883.2192 | 602.5498 | 0 | 0 | 0 | 1 | 0 | 0 | 0 | 0 | 8099.9999 | 6753.2475 | 3526.6471 | 1839.9907 | 1313.7439 | 0 | 0 | 0 | 1 | 0 | 0 | 0 | 0 | 8099.9999 | 6590.8352 | 3324.3592 | 1802.3196 | 1247.9598 | 0 | 0 | 0 | 1 | 0 | 0 | 0 | 0 | 8099.9999 | 7962.0471 | 3776.4791 | 2152.1758 | 1501.7709 | 0 | 0 | 0 | 1 | 0 | 0 | 0 | 0 | 8099.9999 | 8099.9999 | 5175.1656 | 2546.8387 | 1862.1033 | 0 | 0 | 0 | 1 | 0 | 0 | 0 | 0 | 8099.9999 | 8099.9999 | 6743.5951 | 2580.4386 | 1969.6063 | 0 | 0 | 0
0.083333 | 0 | 0 | 0 | 0 | 0 | 0 | 0 | 0 | 0 | 2 | 0 | 0 | 0 | 0 | 4215.2386 | 2170.2479 | 2205.1147 | 874.0798 | 600.8655 | 0 | 0 | 0 | 2 | 0 | 0 | 0 | 0 | 6895.9885 | 3692.1877 | 3353.5081 | 1833.3904 | 1295.5822 | 0 | 0 | 0 | 2 | 0 | 0 | 0 | 0 | 6988.8969 | 3527.0301 | 3308.0388 | 1808.4415 | 1252.4083 | 0 | 0 | 0 | 2 | 0 | 0 | 0 | 0 | 7973.2821 | 4057.7044 | 3768.3758 | 2152.7117 | 1494.9228 | 0 | 0 | 0 | 2 | 0 | 0 | 0 | 0 | 8099.9999 | 5100.2014 | 4076.6873 | 2545.5907 | 1830.7727 | 0 | 0 | 0 | 2 | 0 | 0 | 0 | 0 | 8099.9999 | 6439.6804 | 4524.4251 | 2583.3706 | 1970.5884 | 0 | 0 | 0
0.16667 | 0 | 0 | 0 | 0 | 0 | 0 | 0 | 0 | 0 | 3 | 0 | 0 | 0 | 0 | 4187.2239 | 2165.5409 | 2201.8646 | 870.4517 | 596.7553 | 0 | 0 | 0 | 3 | 0 | 0 | 0 | 0 | 6871.3932 | 3705.9059 | 3357.0616 | 1833.4827 | 1295.7835 | 0 | 0 | 0 | 3 | 0 | 0 | 0 | 0 | 6980.3133 | 3511.4332 | 3297.6654 | 1795.4981 | 1229.5151 | 0 | 0 | 0 | 3 | 0 | 0 | 0 | 0 | 7981.5062 | 4048.0958 | 3769.3989 | 2162.4025 | 1492.6414 | 0 | 0 | 0 | 3 | 0 | 0 | 0 | 0 | 8099.9999 | 5156.8591 | 4064.1538 | 2546.7329 | 1844.9372 | 0 | 0 | 0 | 3 | 0 | 0 | 0 | 0 | 8099.9999 | 6415.3256 | 4521.3088 | 2845.9326 | 1966.649 | 0 | 0 | 0
0.25 | 0 | 0 | 0 | 0 | 0 | 0 | 0 | 0 | 0 | 4 | 0 | 0 | 0 | 0 | 4236.899 | 2173.8866 | 2207.6278 | 876.8853 | 604.0441 | 0 | 0 | 0 | 4 | 0 | 0 | 0 | 0 | 6914.3197 | 3683.4145 | 3372.5691 | 1836.8319 | 1307.662 | 0 | 0 | 0 | 4 | 0 | 0 | 0 | 0 | 6960.8047 | 3506.6273 | 3331.2311 | 1801.5952 | 1253.3594 | 0 | 0 | 0 | 4 | 0 | 0 | 0 | 0 | 7993.3562 | 4022.4543 | 3772.5827 | 2145.3331 | 1492.978 | 0 | 0 | 0 | 4 | 0 | 0 | 0 | 0 | 8099.9999 | 5076.7176 | 4063.2728 | 2543.6775 | 1840.2129 | 0 | 0 | 0 | 4 | 0 | 0 | 0 | 0 | 8099.9999 | 6424.4496 | 4522.476 | 2581.1805 | 1968.1243 | 0 | 0 | 0
0.33333 | 8099.9999 | 8099.9999 | 8099.9999 | 8099.9999 | 8099.9999 | 8099.9999 | 8099.9999 | 8099.9999 | 0 | 5 | 0 | 0 | 0 | 0 | 4230.5224 | 2172.816 | 2206.8883 | 876.0595 | 603.1083 | 0 | 0 | 0 | 5 | 0 | 0 | 0 | 0 | 6884.5536 | 3671.0927 | 3351.4324 | 1819.2457 | 1294.0274 | 0 | 0 | 0 | 5 | 0 | 0 | 0 | 0 | 6940.5227 | 3514.0197 | 3309.6085 | 1798.0048 | 1235.514 | 0 | 0 | 0 | 5 | 0 | 0 | 0 | 0 | 8006.237 | 4042.8954 | 3772.3749 | 2150.2681 | 1497.4472 | 0 | 0 | 0 | 5 | 0 | 0 | 0 | 0 | 8099.9999 | 5097.4446 | 4065.9205 | 2541.3124 | 1840.8577 | 0 | 0 | 0 | 5 | 0 | 0 | 0 | 0 | 8099.9999 | 6412.2873 | 5019.9167 | 2579.4324 | 1966.1579 | 0 | 0 | 0
0.41667 | 6753.2475 | 3556.0747 | 5033.0318 | 6140.8197 | 6590.8352 | 7962.0471 | 8099.9999 | 8099.9999 | 0 | 6 | 0 | 0 | 0 | 0 | 4197.1943 | 2167.7091 | 2203.3417 | 872.101 | 590.6229 | 0 | 0 | 0 | 6 | 0 | 0 | 0 | 0 | 6866.3336 | 3672.7484 | 3359.8867 | 1824.4925 | 1303.5925 | 0 | 0 | 0 | 6 | 0 | 0 | 0 | 0 | 6928.2168 | 3462.5172 | 3312.1707 | 1743.2174 | 1254.489 | 0 | 0 | 0 | 6 | 0 | 0 | 0 | 0 | 7974.8929 | 4044.2497 | 3774.0041 | 2151.4908 | 1500.4896 | 0 | 0 | 0 | 6 | 0 | 0 | 0 | 0 | 8099.9999 | 5043.5474 | 4059.0356 | 2541.412 | 1846.2237 | 0 | 0 | 0 | 6 | 0 | 0 | 0 | 0 | 8099.9999 | 6339.2447 | 4511.5736 | 2568.9315 | 1954.3447 | 0 | 0 | 0
0.5 | 3526.6471 | 1532.7949 | 2691.4149 | 3078.7279 | 3324.3592 | 3776.4791 | 5175.1656 | 6743.5951 | 0 | 7 | 0 | 0 | 0 | 0 | 4185.4638 | 2165.3312 | 2201.716 | 870.2857 | 596.567 | 0 | 0 | 0 | 7 | 0 | 0 | 0 | 0 | 6883.9223 | 3673.0828 | 3358.4268 | 1822.0127 | 1300.6698 | 0 | 0 | 0 | 7 | 0 | 0 | 0 | 0 | 6969.743 | 3517.2697 | 3322.2961 | 1796.9855 | 1242.4218 | 0 | 0 | 0 | 7 | 0 | 0 | 0 | 0 | 7992.4124 | 4015.2108 | 3771.7001 | 2147.1501 | 1492.1475 | 0 | 0 | 0 | 7 | 0 | 0 | 0 | 0 | 8099.9999 | 5039.3971 | 4058.5051 | 2542.7687 | 1841.2685 | 0 | 0 | 0 | 7 | 0 | 0 | 0 | 0 | 8099.9999 | 6375.7594 | 4516.2459 | 2574.1808 | 1960.2499 | 0 | 0 | 0
0.58333 | 1839.9907 | 883.2192 | 1308.6286 | 1636.4517 | 1802.3196 | 2152.1758 | 2546.8387 | 2580.4386 | 0 | 8 | 0 | 0 | 0 | 0 | 4254.0642 | 2176.8898 | 2209.697 | 879.1952 | 606.6613 | 0 | 0 | 0 | 8 | 0 | 0 | 0 | 0 | 6834.8543 | 3649.162 | 3329.379 | 1808.9637 | 1282.0426 | 0 | 0 | 0 | 8 | 0 | 0 | 0 | 0 | 6871.2785 | 3435.5722 | 3292.007 | 1731.3011 | 1232.5185 | 0 | 0 | 0 | 8 | 0 | 0 | 0 | 0 | 7970.8626 | 3944.738 | 3579.2358 | 1983.2277 | 1477.7344 | 0 | 0 | 0 | 8 | 0 | 0 | 0 | 0 | 8099.9999 | 5044.8521 | 4056.2226 | 2540.1909 | 1835.2783 | 0 | 0 | 0 | 8 | 0 | 0 | 0 | 0 | 8099.9999 | 6345.3242 | 4512.3516 | 2569.8054 | 1955.3275 | 0 | 0 | 0
0.66667 | 1313.7439 | 602.5498 | 994.3897 | 1156.2565 | 1247.9598 | 1501.7709 | 1862.1033 | 1969.6063 | 0 | 9 | 0 | 0 | 0 | 0 | 4203.7722 | 2168.3218 | 2203.7848 | 872.595 | 599.1832 | 0 | 0 | 0 | 9 | 0 | 0 | 0 | 0 | 6842.8479 | 3660.702 | 3348.7241 | 1821.718 | 1294.9628 | 0 | 0 | 0 | 9 | 0 | 0 | 0 | 0 | 6879.6372 | 3464.2515 | 3301.8412 | 1765.1857 | 1234.6743 | 0 | 0 | 0 | 9 | 0 | 0 | 0 | 0 | 7795.2623 | 3972.9681 | 3682.8614 | 2111.6829 | 1493.6396 | 0 | 0 | 0 | 9 | 0 | 0 | 0 | 0 | 8099.9999 | 5183.12 | 4076.8649 | 2553.9333 | 1839.568 | 0 | 0 | 0 | 9 | 0 | 0 | 0 | 0 | 8099.9999 | 6442.7121 | 4524.8129 | 2583.8059 | 1971.0781 | 0 | 0 | 0
0.75 | 0 | 0 | 0 | 0 | 0 | 0 | 0 | 0 | 0 | 10 | 0 | 0 | 0 | 0 | 4220.9383 | 2167.6928 | 2203.4928 | 872.2666 | 598.8117 | 0 | 0 | 0 | 10 | 0 | 0 | 0 | 0 | 6849.544 | 3699.4511 | 3345.1365 | 1828.04 | 1293.2374 | 0 | 0 | 0 | 10 | 0 | 0 | 0 | 0 | 6890.3077 | 3463.0966 | 3303.188 | 1758.7704 | 1241.2934 | 0 | 0 | 0 | 10 | 0 | 0 | 0 | 0 | 7973.5929 | 4074.0288 | 3682.877 | 2152.0487 | 1519.1999 | 0 | 0 | 0 | 10 | 0 | 0 | 0 | 0 | 8099.9999 | 5054.1404 | 4051.0959 | 2534.4402 | 1856.523 | 0 | 0 | 0 | 10 | 0 | 0 | 0 | 0 | 8099.9999 | 6394.0333 | 4518.5841 | 2858.8447 | 1963.2061 | 0 | 0 | 0
0.83333 | 0 | 0 | 0 | 0 | 0 | 0 | 0 | 0 | 0
0.91667 | 0 | 0 | 0 | 0 | 0 | 0 | 0 | 0 | 0
1 | 0 | 0 | 0 | 0 | 0 | 0 | 0 | 0 | 0
1.0833 | 0 | 0 | 0 | 0 | 0 | 0 | 0 | 0 | 0
1.1667 | 0 | 0 | 0 | 0 | 0 | 0 | 0 | 0 | 0
1.25 | 0 | 0 | 0 | 0 | 0 | 0 | 0 | 0 | 0
1.3333 | 6895.9885 | 4215.2386 | 5430.6641 | 5937.3043 | 6988.8969 | 7973.2821 | 8099.9999 | 8099.9999 | 0
1.4167 | 3692.1877 | 2170.2479 | 2741.1531 | 3285.8177 | 3527.0301 | 4057.7044 | 5100.2014 | 6439.6804 | 0
1.5 | 3353.5081 | 2205.1147 | 2708.6281 | 3041.7085 | 3308.0388 | 3768.3758 | 4076.6873 | 4524.4251 | 0
1.5833 | 1833.3904 | 874.0798 | 1303.6873 | 1604.9763 | 1808.4415 | 2152.7117 | 2545.5907 | 2583.3706 | 0
1.6667 | 1295.5822 | 600.8655 | 819.7109 | 1145.6386 | 1252.4083 | 1494.9228 | 1830.7727 | 1970.5884 | 0
1.75 | 0 | 0 | 0 | 0 | 0 | 0 | 0 | 0 | 0
1.8333 | 0 | 0 | 0 | 0 | 0 | 0 | 0 | 0 | 0
1.9167 | 0 | 0 | 0 | 0 | 0 | 0 | 0 | 0 | 0
2 | 0 | 0 | 0 | 0 | 0 | 0 | 0 | 0 | 0
2.0833 | 0 | 0 | 0 | 0 | 0 | 0 | 0 | 0 | 0
2.1667 | 0 | 0 | 0 | 0 | 0 | 0 | 0 | 0 | 0
2.25 | 0 | 0 | 0 | 0 | 0 | 0 | 0 | 0 | 0
2.3333 | 6871.3932 | 4187.2239 | 5482.4583 | 5914.5013 | 6980.3133 | 7981.5062 | 8099.9999 | 8099.9999 | 0
2.4167 | 3705.9059 | 2165.5409 | 2746.8906 | 3304.1684 | 3511.4332 | 4048.0958 | 5156.8591 | 6415.3256 | 0
2.5 | 3357.0616 | 2201.8646 | 2704.5057 | 3052.5389 | 3297.6654 | 3769.3989 | 4064.1538 | 4521.3088 | 0
2.5833 | 1833.4827 | 870.4517 | 1306.0239 | 1574.8517 | 1795.4981 | 2162.4025 | 2546.7329 | 2845.9326 | 0
2.6667 | 1295.7835 | 596.7553 | 818.0559 | 1141.0513 | 1229.5151 | 1492.6414 | 1844.9372 | 1966.649 | 0
2.75 | 0 | 0 | 0 | 0 | 0 | 0 | 0 | 0 | 0
2.8333 | 0 | 0 | 0 | 0 | 0 | 0 | 0 | 0 | 0
2.9167 | 0 | 0 | 0 | 0 | 0 | 0 | 0 | 0 | 0
3 | 0 | 0 | 0 | 0 | 0 | 0 | 0 | 0 | 0
3.0833 | 0 | 0 | 0 | 0 | 0 | 0 | 0 | 0 | 0
3.1667 | 0 | 0 | 0 | 0 | 0 | 0 | 0 | 0 | 0
3.25 | 0 | 0 | 0 | 0 | 0 | 0 | 0 | 0 | 0
3.3333 | 6914.3197 | 4236.899 | 5417.687 | 6173.7108 | 6960.8047 | 7993.3562 | 8099.9999 | 8099.9999 | 0
3.4167 | 3683.4145 | 2173.8866 | 2738.3958 | 3297.1916 | 3506.6273 | 4022.4543 | 5076.7176 | 6424.4496 | 0
3.5 | 3372.5691 | 2207.6278 | 2703.8998 | 3069.8231 | 3331.2311 | 3772.5827 | 4063.2728 | 4522.476 | 0
3.5833 | 1836.8319 | 876.8853 | 1302.6169 | 1641.8484 | 1801.5952 | 2145.3331 | 2543.6775 | 2581.1805 | 0
3.6667 | 1307.662 | 604.0441 | 817.2935 | 1149.7481 | 1253.3594 | 1492.978 | 1840.2129 | 1968.1243 | 0
3.75 | 0 | 0 | 0 | 0 | 0 | 0 | 0 | 0 | 0
3.8333 | 0 | 0 | 0 | 0 | 0 | 0 | 0 | 0 | 0
3.9167 | 0 | 0 | 0 | 0 | 0 | 0 | 0 | 0 | 0
4 | 0 | 0 | 0 | 0 | 0 | 0 | 0 | 0 | 0
4.0833 | 0 | 0 | 0 | 0 | 0 | 0 | 0 | 0 | 0
4.1667 | 0 | 0 | 0 | 0 | 0 | 0 | 0 | 0 | 0
4.25 | 0 | 0 | 0 | 0 | 0 | 0 | 0 | 0 | 0
4.3333 | 6884.5536 | 4230.5224 | 5453.4662 | 5890.3534 | 6940.5227 | 8006.237 | 8099.9999 | 8099.9999 | 0
4.4167 | 3671.0927 | 2172.816 | 2744.3449 | 3254.2403 | 3514.0197 | 4042.8954 | 5097.4446 | 6412.2873 | 0
4.5 | 3351.4324 | 2206.8883 | 2708.0237 | 3038.9737 | 3309.6085 | 3772.3749 | 4065.9205 | 5019.9167 | 0
4.5833 | 1819.2457 | 876.0595 | 1299.8108 | 1553.4522 | 1798.0048 | 2150.2681 | 2541.3124 | 2579.4324 | 0
4.6667 | 1294.0274 | 603.1083 | 822.5089 | 1130.3512 | 1235.514 | 1497.4472 | 1840.8577 | 1966.1579 | 0
4.75 | 0 | 0 | 0 | 0 | 0 | 0 | 0 | 0 | 0
4.8333 | 0 | 0 | 0 | 0 | 0 | 0 | 0 | 0 | 0
4.9167 | 0 | 0 | 0 | 0 | 0 | 0 | 0 | 0 | 0
5 | 0 | 0 | 0 | 0 | 0 | 0 | 0 | 0 | 0
5.0833 | 0 | 0 | 0 | 0 | 0 | 0 | 0 | 0 | 0
5.1667 | 0 | 0 | 0 | 0 | 0 | 0 | 0 | 0 | 0
5.25 | 0 | 0 | 0 | 0 | 0 | 0 | 0 | 0 | 0
5.3333 | 6866.3336 | 4197.1943 | 5406.2347 | 5925.9961 | 6928.2168 | 7974.8929 | 8099.9999 | 8099.9999 | 0
5.4167 | 3672.7484 | 2167.7091 | 2745.9411 | 3272.1226 | 3462.5172 | 4044.2497 | 5043.5474 | 6339.2447 | 0
5.5 | 3359.8867 | 2203.3417 | 2709.1302 | 3050.5204 | 3312.1707 | 3774.0041 | 4059.0356 | 4511.5736 | 0
5.5833 | 1824.4925 | 872.101 | 1302.8012 | 1575.5381 | 1743.2174 | 2151.4908 | 2541.412 | 2568.9315 | 0
5.6667 | 1303.5925 | 590.6229 | 823.9084 | 1148.2542 | 1254.489 | 1500.4896 | 1846.2237 | 1954.3447 | 0
5.75 | 0 | 0 | 0 | 0 | 0 | 0 | 0 | 0 | 0
5.8333 | 0 | 0 | 0 | 0 | 0 | 0 | 0 | 0 | 0
5.9167 | 0 | 0 | 0 | 0 | 0 | 0 | 0 | 0 | 0
6 | 0 | 0 | 0 | 0 | 0 | 0 | 0 | 0 | 0
6.0833 | 0 | 0 | 0 | 0 | 0 | 0 | 0 | 0 | 0
6.1667 | 0 | 0 | 0 | 0 | 0 | 0 | 0 | 0 | 0
6.25 | 0 | 0 | 0 | 0 | 0 | 0 | 0 | 0 | 0
6.3333 | 6883.9223 | 4185.4638 | 5463.1315 | 5905.0902 | 6969.743 | 7992.4124 | 8099.9999 | 8099.9999 | 0
6.4167 | 3673.0828 | 2165.3312 | 2743.3296 | 3276.4833 | 3517.2697 | 4015.2108 | 5039.3971 | 6375.7594 | 0
6.5 | 3358.4268 | 2201.716 | 2707.3198 | 3070.5371 | 3322.2961 | 3771.7001 | 4058.5051 | 4516.2459 | 0
6.5833 | 1822.0127 | 870.2857 | 1298.1194 | 1583.3651 | 1796.9855 | 2147.1501 | 2542.7687 | 2574.1808 | 0
6.6667 | 1300.6698 | 596.567 | 821.6189 | 1151.024 | 1242.4218 | 1492.1475 | 1841.2685 | 1960.2499 | 0
6.75 | 0 | 0 | 0 | 0 | 0 | 0 | 0 | 0 | 0
6.8333 | 0 | 0 | 0 | 0 | 0 | 0 | 0 | 0 | 0
6.9167 | 0 | 0 | 0 | 0 | 0 | 0 | 0 | 0 | 0
7 | 0 | 0 | 0 | 0 | 0 | 0 | 0 | 0 | 0
7.0833 | 0 | 0 | 0 | 0 | 0 | 0 | 0 | 0 | 0
7.1667 | 0 | 0 | 0 | 0 | 0 | 0 | 0 | 0 | 0
7.25 | 0 | 0 | 0 | 0 | 0 | 0 | 0 | 0 | 0
7.3333 | 6834.8543 | 4254.0642 | 5439.0644 | 5889.2278 | 6871.2785 | 7970.8626 | 8099.9999 | 8099.9999 | 0
7.4167 | 3649.162 | 2176.8898 | 2811.5395 | 3281.8958 | 3435.5722 | 3944.738 | 5044.8521 | 6345.3242 | 0
7.5 | 3329.379 | 2209.697 | 2704.949 | 3035.3231 | 3292.007 | 3579.2358 | 4056.2226 | 4512.3516 | 0
7.5833 | 1808.9637 | 879.1952 | 1300.0509 | 1573.2026 | 1731.3011 | 1983.2277 | 2540.1909 | 2569.8054 | 0
7.6667 | 1282.0426 | 606.6613 | 818.5661 | 1129.8567 | 1232.5185 | 1477.7344 | 1835.2783 | 1955.3275 | 0
7.75 | 0 | 0 | 0 | 0 | 0 | 0 | 0 | 0 | 0
7.8333 | 0 | 0 | 0 | 0 | 0 | 0 | 0 | 0 | 0
7.9167 | 0 | 0 | 0 | 0 | 0 | 0 | 0 | 0 | 0
8 | 0 | 0 | 0 | 0 | 0 | 0 | 0 | 0 | 0
8.0833 | 0 | 0 | 0 | 0 | 0 | 0 | 0 | 0 | 0
8.1667 | 0 | 0 | 0 | 0 | 0 | 0 | 0 | 0 | 0
8.25 | 0 | 0 | 0 | 0 | 0 | 0 | 0 | 0 | 0
8.3333 | 6842.8479 | 4203.7722 | 5450.5322 | 5905.4373 | 6879.6372 | 7795.2623 | 8099.9999 | 8099.9999 | 0
8.4167 | 3660.702 | 2168.3218 | 2741.8116 | 3276.9578 | 3464.2515 | 3972.9681 | 5183.12 | 6442.7121 | 0
8.5 | 3348.7241 | 2203.7848 | 2706.2123 | 3046.2091 | 3301.8412 | 3682.8614 | 4076.8649 | 4524.8129 | 0
8.5833 | 1821.718 | 872.595 | 1301.6072 | 1572.3809 | 1765.1857 | 2111.6829 | 2553.9333 | 2583.8059 | 0
8.6667 | 1294.9628 | 599.1832 | 820.2189 | 1138.2521 | 1234.6743 | 1493.6396 | 1839.568 | 1971.0781 | 0
8.75 | 0 | 0 | 0 | 0 | 0 | 0 | 0 | 0 | 0
8.8333 | 0 | 0 | 0 | 0 | 0 | 0 | 0 | 0 | 0
8.9167 | 0 | 0 | 0 | 0 | 0 | 0 | 0 | 0 | 0
9 | 0 | 0 | 0 | 0 | 0 | 0 | 0 | 0 | 0
9.0833 | 0 | 0 | 0 | 0 | 0 | 0 | 0 | 0 | 0
9.1667 | 0 | 0 | 0 | 0 | 0 | 0 | 0 | 0 | 0
9.25 | 0 | 0 | 0 | 0 | 0 | 0 | 0 | 0 | 0
9.3333 | 6849.544 | 4220.9383 | 5391.3595 | 5921.9153 | 6890.3077 | 7973.5929 | 8099.9999 | 8099.9999 | 0
9.4167 | 3699.4511 | 2167.6928 | 2736.828 | 3296.8099 | 3463.0966 | 4074.0288 | 5054.1404 | 6394.0333 | 0
9.5 | 3345.1365 | 2203.4928 | 2702.7933 | 3049.518 | 3303.188 | 3682.877 | 4051.0959 | 4518.5841 | 0
9.5833 | 1828.04 | 872.2666 | 1302.329 | 1571.1436 | 1758.7704 | 2152.0487 | 2534.4402 | 2858.8447 | 0
9.6667 | 1293.2374 | 598.8117 | 815.8942 | 1135.694 | 1241.2934 | 1519.1999 | 1856.523 | 1963.2061 | 0
9.75 | 0 | 0 | 0 | 0 | 0 | 0 | 0 | 0 | 0
9.8333 | 0 | 0 | 0 | 0 | 0 | 0 | 0 | 0 | 0
9.9167 | 0 | 0 | 0 | 0 | 0 | 0 | 0 | 0 | 0
10 | 0 | 0 | 0 | 0 | 0 | 0 | 0 | 0 | 0

## CVP_Disch
Plot F - Range of Monthly CVP Discharge flows - Scenario C-1b | [10 empty] | JAN | FEB | MAR | APR | MAY | JUN | JUL | AUG | SEP | OCT | NOV | DEC
[10 empty] | Max | 1836.1014 | 963.4421 | 1024.4119 | 541.8302 | 7300.6925 | 8853.7662 | 6919.8339 | 5168.2838 | 4881.3417 | 2393.6882 | 1349.2735 | 956.3217
[10 empty] | 95% percentile | 947.4223 | 355.4262 | 346.4621 | 298.0158 | 7268.6243 | 7904.0125 | 6192.6799 | 4341.3505 | 4491.0611 | 1757.7529 | 1014.3576 | 725.2332
[10 empty] | 75% Percentile | 468.6758 | 260.8175 | 237.4783 | 230.2967 | 6907.2032 | 6883.9789 | 5521.8453 | 3487.8042 | 3378.6936 | 1172.7814 | 699.0408 | 523.4239
[10 empty] | Median | 391.6851 | 225.0993 | 201.2444 | 169.0693 | 4898.0233 | 6289.2641 | 5143.5201 | 2985.5075 | 2732.2119 | 862.6316 | 458.6571 | 396.2874
[10 empty] | Mean | 454.5351 | 203.2515 | 183.396 | 148.9757 | 5208.6001 | 6184.2779 | 4963.9566 | 2583.3596 | 2904.6903 | 946.724 | 523.4928 | 404.7563
| Mean | S.D. | Least Result | 5% | 25% | Median | 75% | 95% | Greatest Result | Min | 88.9245 | 0 | 0 | 0 | 2400.9519 | 2498.0151 | 1224.3398 | 0 | 1161.1902 | 0 | 0 | 0
| 0 | [9 empty] | JAN: MIN |  | MEAN | [12 empty] | MEDIAN | [12 empty] | 75% | [12 empty] | 95% | [12 empty] | MAX
Time (yr) | Total_Faro_Discharge:Mean | Total_Faro_Discharge:Least Result | Total_Faro_Discharge:5% | Total_Faro_Discharge:25% | Total_Faro_Discharge:Median | Total_Faro_Discharge:75% | Total_Faro_Discharge:95% | Total_Faro_Discharge:Greatest Result | Greatest Result |  | 1 | 2 | 3 | 4 | 5 | 6 | 7 | 8 | 9 | 10 | 11 | 12 |  | 1 | 2 | 3 | 4 | 5 | 6 | 7 | 8 | 9 | 10 | 11 | 12 |  | 1 | 2 | 3 | 4 | 5 | 6 | 7 | 8 | 9 | 10 | 11 | 12 |  | 1 | 2 | 3 | 4 | 5 | 6 | 7 | 8 | 9 | 10 | 11 | 12 |  | 1 | 2 | 3 | 4 | 5 | 6 | 7 | 8 | 9 | 10 | 11 | 12 |  | 1 | 2 | 3 | 4 | 5 | 6 | 7 | 8 | 9 | 10 | 11 | 12
0 | 1003.2906 | 889.2451 | 940.9086 | 979.7186 | 1000.1486 | 1028.1622 | 1072.139 | 1098.1412 | 0 | 1 | 889.2451 | 0 | 0 | 0 | 3912.7243 | 4973.9342 | 895.537 | 0 | 1289.1991 | 0 | 0 | 0 | 1 | 1003.2906 | 552.7459 | 364.4181 | 270.2643 | 6117.2774 | 7712.8854 | 4917.8405 | 2391.9332 | 2887.7903 | 845.2754 | 490.5851 | 438.8088 | 1 | 1000.1486 | 555.2395 | 367.5456 | 285.6028 | 7286.0779 | 7282.2379 | 4735.5419 | 2842.2275 | 2607.4025 | 810.368 | 426.5704 | 360.8801 | 1 | 1028.1622 | 580.6805 | 392.0495 | 319.6777 | 7293.8966 | 8910.6725 | 5451.0556 | 3214.5515 | 3451.8696 | 1006.764 | 679.3823 | 529.5276 | 1 | 1072.139 | 611.8118 | 422.7434 | 352.5455 | 7313.2811 | 8952.9747 | 6917.2832 | 4260.8957 | 4586.2067 | 1721.5697 | 1072.2236 | 869.0755 | 1 | 1098.1412 | 641.1622 | 448.66 | 376.7865 | 7339.5877 | 8978.6654 | 8182.4627 | 5330.5411 | 4983.2287 | 2417.8495 | 2211.2006 | 2050.2806
0.083333 | 552.7459 | 0 | 500.4581 | 548.1038 | 555.2395 | 580.6805 | 611.8118 | 641.1622 | 0 | 2 | 0 | 0 | 0 | 0 | 2030.6099 | 1732.1262 | 841.3752 | 0 | 1153.3133 | 0 | 0 | 0 | 2 | 407.2232 | 205.2082 | 203.7614 | 176.877 | 5668.1179 | 5677.8719 | 4663.5923 | 2648.4506 | 2867.731 | 936.3088 | 517.4352 | 387.5431 | 2 | 316.0336 | 195.0333 | 193.403 | 195.1827 | 6766.0647 | 5632.7259 | 5029.4554 | 2862.3717 | 2751.2027 | 849.7642 | 458.9928 | 359.4545 | 2 | 401.1498 | 237.6287 | 230.8221 | 237.154 | 7250.6898 | 6461.6951 | 5396.7947 | 3600.4058 | 3278.392 | 1188.6546 | 719.1178 | 526.0445 | 2 | 1206.4959 | 635.7755 | 459.7609 | 358.1693 | 7275.4144 | 7366.0814 | 5992.4382 | 4874.6704 | 4283.1768 | 1662.4258 | 919.0295 | 681.4914 | 2 | 2085.0175 | 1149.0479 | 1637.428 | 961.4068 | 7363.6511 | 8163.8454 | 6753.1891 | 5581.7773 | 4906.4146 | 2458.7084 | 1258.6641 | 727.6306
0.16667 | 364.4181 | 0 | 290.4279 | 353.6499 | 367.5456 | 392.0495 | 422.7434 | 448.66 | 0 | 3 | 0 | 0 | 0 | 0 | 2045.2399 | 1859.2218 | 1192.8289 | 0 | 1012.8532 | 0 | 0 | 0 | 3 | 423.3204 | 182.8624 | 171.4012 | 146.0306 | 5067.2695 | 5980.91 | 4982.8304 | 2495.48 | 2955.8202 | 1005.1557 | 560.8576 | 421.9881 | 3 | 321.3541 | 192.1464 | 182.4544 | 181.9654 | 4310.5118 | 6239.8142 | 5275.615 | 2898.3259 | 2796.0191 | 891.0831 | 466.2773 | 441.715 | 3 | 392.3718 | 223.6759 | 230.7232 | 232.1655 | 7195.8979 | 6657.6113 | 5522.4671 | 3474.6108 | 3462.8838 | 1350.2569 | 749.9152 | 535.8613 | 3 | 1284.5674 | 300.1753 | 349.9236 | 292.0419 | 7264.9508 | 7722.472 | 6186.2665 | 4256.5338 | 4525.5772 | 1723.6029 | 1036.7631 | 709.3592 | 3 | 1998.6149 | 1067.3897 | 758.7196 | 478.2475 | 7324.7962 | 8925.1385 | 6736.7991 | 5566.7354 | 4619.5947 | 2442.1922 | 1251.8214 | 762.3843
0.25 | 270.2643 | 0 | 0 | 269.6741 | 285.6028 | 319.6777 | 352.5455 | 376.7865 | 0 | 4 | 0 | 0 | 0 | 0 | 2190.96 | 0 | 1407.8174 | 0 | 1304.4448 | 0 | 0 | 0 | 4 | 372.1045 | 151.7641 | 162.0108 | 143.9205 | 5200.6686 | 5957.6205 | 5036.079 | 2551.4697 | 2943.0916 | 904.4166 | 496.9911 | 387.6563 | 4 | 329.8374 | 189.6876 | 182.9967 | 189.68 | 4466.0384 | 6232.2651 | 5189.2268 | 3041.8594 | 2775.5794 | 847.146 | 452.364 | 381.0903 | 4 | 399.3145 | 229.5216 | 215.5294 | 221.4804 | 7241.1015 | 6661.1636 | 5574.1276 | 3467.9051 | 3390.5023 | 1121.9445 | 676.8468 | 514.1895 | 4 | 570.3457 | 273.2475 | 312.8352 | 282.5026 | 7264.0977 | 7913.6181 | 6121.4376 | 4245.2482 | 4559.9671 | 1665.6138 | 904.0173 | 671.0459 | 4 | 1923.4749 | 801.6395 | 1207.5165 | 436.8214 | 7294.0573 | 8924.5225 | 6670.2469 | 4492.3753 | 4921.6969 | 1863.9921 | 1087.3778 | 761.7445
0.33333 | 6117.2774 | 3912.7243 | 3916.1044 | 3939.8458 | 7286.0779 | 7293.8966 | 7313.2811 | 7339.5877 | 0 | 5 | 0 | 0 | 0 | 0 | 2147.0427 | 691.923 | 855.242 | 0 | 1303.3427 | 0 | 0 | 0 | 5 | 411.7514 | 159.2118 | 170.7084 | 116.8172 | 5051.6868 | 6028.1944 | 5007.5808 | 2683.0077 | 2925.2171 | 959.2307 | 534.6822 | 381.1436 | 5 | 317.1156 | 189.3976 | 179.1257 | 156.1277 | 4436.8342 | 6269.1785 | 5191.2193 | 3071.0811 | 2689.8133 | 851.4149 | 457.2964 | 353.1655 | 5 | 391.2936 | 223.0451 | 217.4762 | 212.6926 | 6810.451 | 6691.0976 | 5551.4512 | 3445.4564 | 3460.3941 | 1267.5678 | 718.2204 | 513.4511 | 5 | 1307.1827 | 270.9876 | 290.5031 | 263.9159 | 7264.11 | 7929.0374 | 6183.1002 | 4258.6552 | 4545.5663 | 1712.7743 | 998.8885 | 700.8291 | 5 | 2181.9676 | 1264.7425 | 1859.7849 | 332.8916 | 7294.891 | 8925.1385 | 7270.686 | 5116.1044 | 4942.4621 | 2361.1841 | 1195.8797 | 727.0666
0.41667 | 7712.8854 | 4973.9342 | 6394.7475 | 7263.6943 | 7282.2379 | 8910.6725 | 8952.9747 | 8978.6654 | 0 | 6 | 0 | 0 | 0 | 0 | 1999.5417 | 2126.9279 | 1089.0817 | 0 | 1300.7741 | 0 | 0 | 0 | 6 | 403.8598 | 191.2392 | 151.4515 | 114.9774 | 5049.2024 | 6028.6703 | 5026.2682 | 2537.4891 | 2910.9116 | 997.72 | 549.883 | 428.6615 | 6 | 328.1104 | 193.6248 | 180.4725 | 0 | 4351.0875 | 6232.336 | 5171.9681 | 3007.9317 | 2841.3111 | 880.8787 | 481.4916 | 445.6677 | 6 | 410.8999 | 230.7367 | 218.0448 | 206.6919 | 6852.6002 | 6739.0206 | 5584.3291 | 3581.4375 | 3445.3341 | 1170.3518 | 732.9542 | 534.9049 | 6 | 827.5541 | 343.8951 | 296.3729 | 294.1142 | 7254.4971 | 7698.1753 | 6065.5668 | 4316.7235 | 4338.535 | 1710.8164 | 998.3083 | 698.867 | 6 | 2140.4393 | 1638.5337 | 950.0555 | 599.5597 | 7265.4875 | 8925.1385 | 6768.2631 | 5152.7858 | 4640.3051 | 2574.4354 | 1412.4781 | 920.9421
0.5 | 4917.8405 | 895.537 | 2806.9948 | 4518.9483 | 4735.5419 | 5451.0556 | 6917.2832 | 8182.4627 | 0 | 7 | 0 | 0 | 0 | 0 | 2051.754 | 3417.5713 | 1307.821 | 0 | 1397.3246 | 0 | 0 | 0 | 7 | 394.3179 | 139.624 | 138.5968 | 133.8678 | 4885.818 | 6164.7714 | 5026.1825 | 2628.5845 | 2937.2429 | 960.735 | 521.6076 | 407.9951 | 7 | 329.4345 | 186.8847 | 180.3884 | 186.891 | 4210.5338 | 6294.582 | 5338.5781 | 3003.8752 | 2718.2289 | 871.0841 | 455.6959 | 421.3178 | 7 | 413.7398 | 218.9079 | 213.7212 | 225.767 | 6796.9038 | 6698.9461 | 5557.2473 | 3545.9028 | 3442.5867 | 1170.9724 | 711.5476 | 531.3138 | 7 | 652.0797 | 274.2584 | 284.7274 | 265.2485 | 7263.7524 | 7900.1356 | 6106.1019 | 4277.5536 | 4533.7734 | 1720.2385 | 977.5554 | 713.8373 | 7 | 2155.1645 | 465.8887 | 333.8784 | 313.4681 | 7268.0444 | 8925.1385 | 6669.4684 | 5285.9195 | 4944.0077 | 2460.0407 | 1252.3077 | 895.5427
0.58333 | 2391.9332 | 0 | 0 | 1420.9271 | 2842.2275 | 3214.5515 | 4260.8957 | 5330.5411 | 0 | 8 | 0 | 0 | 0 | 0 | 2110.366 | 3396.4733 | 2515.8232 | 0 | 1324.1065 | 0 | 0 | 0 | 8 | 379.7472 | 179.3051 | 158.3859 | 117.3041 | 4792.9935 | 6170.8621 | 5149.0131 | 2765.3261 | 2772.0586 | 848.7724 | 464.7466 | 358.7889 | 8 | 320.1155 | 187.5289 | 182.2547 | 148.0935 | 4221.9851 | 6232.9435 | 5184.6344 | 3113.6909 | 2527.0213 | 823.8618 | 438.8203 | 345.8927 | 8 | 419.9469 | 218.6876 | 218.7309 | 210.3912 | 5562.0551 | 6636.5792 | 5484.463 | 3406.5373 | 3078.5423 | 940.9476 | 563.9148 | 489.8393 | 8 | 681.6563 | 313.3779 | 402.0164 | 300.0263 | 7251.6596 | 7952.6903 | 6179.0397 | 4237.378 | 4531.0917 | 1787.353 | 1045.8265 | 723.6959 | 8 | 2000.4525 | 1701.7115 | 784.43 | 486.2398 | 7287.8483 | 8925.1385 | 6796.8919 | 4593.8054 | 4900.5335 | 2418.5831 | 1222.5466 | 856.6761
0.66667 | 2887.7903 | 1289.1991 | 1909.5717 | 2300.3794 | 2607.4025 | 3451.8696 | 4586.2067 | 4983.2287 | 0 | 9 | 0 | 0 | 0 | 0 | 3215.6021 | 3397.4372 | 1626.2903 | 0 | 244.0465 | 0 | 0 | 0 | 9 | 358.6159 | 128.4308 | 144.0302 | 125.2794 | 5170.8393 | 6081.9753 | 4971.9064 | 2532.4012 | 2873.1331 | 1028.1199 | 552.0181 | 423.1697 | 9 | 325.5824 | 175.1284 | 180.9349 | 166.0508 | 4500.5686 | 6210.1225 | 5121.8622 | 2897.5872 | 2809.1399 | 904.5481 | 475.1715 | 431.6319 | 9 | 406.1076 | 215.291 | 217.5533 | 211.7535 | 7046.6874 | 6652.7283 | 5572.9925 | 3562.7633 | 3386.6229 | 1341.0306 | 727.0237 | 530.2729 | 9 | 887.2993 | 251.7676 | 311.4074 | 271.3131 | 7271.9817 | 7941.4902 | 6123.1282 | 4248.8015 | 4434.3424 | 2128.2329 | 1135.6173 | 761.56 | 9 | 1396.3501 | 564.4208 | 391.4329 | 421.522 | 7288.0222 | 8923.78 | 6678.2967 | 5284.345 | 4981.5229 | 2522.071 | 1368.0014 | 1015.661
0.75 | 845.2754 | 0 | 0 | 684.0441 | 810.368 | 1006.764 | 1721.5697 | 2417.8495 | 0 | 10 | 0 | 0 | 0 | 0 | 2305.6787 | 3384.5359 | 511.5816 | 0 | 1282.4976 | 0 | 0 | 0 | 10 | 391.1197 | 142.124 | 169.1956 | 144.4183 | 5082.1277 | 6039.0172 | 4858.273 | 2599.4543 | 2973.9067 | 981.505 | 546.1214 | 411.8082 | 10 | 329.1191 | 186.3223 | 182.8682 | 181.0991 | 4430.5313 | 6266.435 | 5197.0995 | 3116.1245 | 2806.4006 | 896.167 | 473.8912 | 422.058 | 10 | 423.7723 | 230.0004 | 220.1322 | 225.1936 | 7021.7488 | 6730.2746 | 5523.5243 | 3578.4715 | 3389.8079 | 1169.3234 | 711.4856 | 528.8335 | 10 | 984.9033 | 278.9652 | 334.3308 | 300.28 | 7262.4983 | 7663.4504 | 6052.4362 | 4437.0449 | 4572.3741 | 1744.9013 | 1055.3465 | 722.5708 | 10 | 1381.3916 | 339.8844 | 1872.2135 | 1011.3588 | 7280.5393 | 8921.1564 | 6672.0348 | 5278.4493 | 4973.6508 | 2417.8254 | 1232.4573 | 845.2888
0.83333 | 490.5851 | 0 | 0 | 361.0012 | 426.5704 | 679.3823 | 1072.2236 | 2211.2006 | 0
0.91667 | 438.8088 | 0 | 0 | 313.5973 | 360.8801 | 529.5276 | 869.0755 | 2050.2806 | 0
1 | 407.2232 | 0 | 132.9691 | 270.8916 | 316.0336 | 401.1498 | 1206.4959 | 2085.0175 | 0
1.0833 | 205.2082 | 0 | 0 | 158.6541 | 195.0333 | 237.6287 | 635.7755 | 1149.0479 | 0
1.1667 | 203.7614 | 0 | 0 | 152.1882 | 193.403 | 230.8221 | 459.7609 | 1637.428 | 0
1.25 | 176.877 | 0 | 0 | 133.9936 | 195.1827 | 237.154 | 358.1693 | 961.4068 | 0
1.3333 | 5668.1179 | 2030.6099 | 3554.5234 | 3881.603 | 6766.0647 | 7250.6898 | 7275.4144 | 7363.6511 | 0
1.4167 | 5677.8719 | 1732.1262 | 4138.648 | 4713.8527 | 5632.7259 | 6461.6951 | 7366.0814 | 8163.8454 | 0
1.5 | 4663.5923 | 841.3752 | 1382.1406 | 4268.2298 | 5029.4554 | 5396.7947 | 5992.4382 | 6753.1891 | 0
1.5833 | 2648.4506 | 0 | 0 | 2178.0058 | 2862.3717 | 3600.4058 | 4874.6704 | 5581.7773 | 0
1.6667 | 2867.731 | 1153.3133 | 1879.4379 | 2299.4537 | 2751.2027 | 3278.392 | 4283.1768 | 4906.4146 | 0
1.75 | 936.3088 | 0 | 0 | 713.023 | 849.7642 | 1188.6546 | 1662.4258 | 2458.7084 | 0
1.8333 | 517.4352 | 0 | 0 | 378.0505 | 458.9928 | 719.1178 | 919.0295 | 1258.6641 | 0
1.9167 | 387.5431 | 0 | 0 | 297.2436 | 359.4545 | 526.0445 | 681.4914 | 727.6306 | 0
2 | 423.3204 | 0 | 217.5057 | 275.0196 | 321.3541 | 392.3718 | 1284.5674 | 1998.6149 | 0
2.0833 | 182.8624 | 0 | 0 | 155.1697 | 192.1464 | 223.6759 | 300.1753 | 1067.3897 | 0
2.1667 | 171.4012 | 0 | 0 | 0 | 182.4544 | 230.7232 | 349.9236 | 758.7196 | 0
2.25 | 146.0306 | 0 | 0 | 0 | 181.9654 | 232.1655 | 292.0419 | 478.2475 | 0
2.3333 | 5067.2695 | 2045.2399 | 3403.5906 | 3835.4053 | 4310.5118 | 7195.8979 | 7264.9508 | 7324.7962 | 0
2.4167 | 5980.91 | 1859.2218 | 4199.9223 | 5077.5722 | 6239.8142 | 6657.6113 | 7722.472 | 8925.1385 | 0
2.5 | 4982.8304 | 1192.8289 | 2559.7707 | 4529.5678 | 5275.615 | 5522.4671 | 6186.2665 | 6736.7991 | 0
2.5833 | 2495.48 | 0 | 0 | 977.534 | 2898.3259 | 3474.6108 | 4256.5338 | 5566.7354 | 0
2.6667 | 2955.8202 | 1012.8532 | 1898.1095 | 2320.9875 | 2796.0191 | 3462.8838 | 4525.5772 | 4619.5947 | 0
2.75 | 1005.1557 | 0 | 0 | 763.4196 | 891.0831 | 1350.2569 | 1723.6029 | 2442.1922 | 0
2.8333 | 560.8576 | 0 | 0 | 415.4132 | 466.2773 | 749.9152 | 1036.7631 | 1251.8214 | 0
2.9167 | 421.9881 | 0 | 0 | 326.6752 | 441.715 | 535.8613 | 709.3592 | 762.3843 | 0
3 | 372.1045 | 0 | 166.0014 | 281.2112 | 329.8374 | 399.3145 | 570.3457 | 1923.4749 | 0
3.0833 | 151.7641 | 0 | 0 | 0 | 189.6876 | 229.5216 | 273.2475 | 801.6395 | 0
3.1667 | 162.0108 | 0 | 0 | 0 | 182.9967 | 215.5294 | 312.8352 | 1207.5165 | 0
3.25 | 143.9205 | 0 | 0 | 0 | 189.68 | 221.4804 | 282.5026 | 436.8214 | 0
3.3333 | 5200.6686 | 2190.96 | 3576.187 | 3859.3044 | 4466.0384 | 7241.1015 | 7264.0977 | 7294.0573 | 0
3.4167 | 5957.6205 | 0 | 4097.7402 | 5017.5397 | 6232.2651 | 6661.1636 | 7913.6181 | 8924.5225 | 0
3.5 | 5036.079 | 1407.8174 | 2932.1353 | 4613.6258 | 5189.2268 | 5574.1276 | 6121.4376 | 6670.2469 | 0
3.5833 | 2551.4697 | 0 | 0 | 1770.9485 | 3041.8594 | 3467.9051 | 4245.2482 | 4492.3753 | 0
3.6667 | 2943.0916 | 1304.4448 | 1835.7705 | 2361.7285 | 2775.5794 | 3390.5023 | 4559.9671 | 4921.6969 | 0
3.75 | 904.4166 | 0 | 0 | 741.5464 | 847.146 | 1121.9445 | 1665.6138 | 1863.9921 | 0
3.8333 | 496.9911 | 0 | 0 | 396.7047 | 452.364 | 676.8468 | 904.0173 | 1087.3778 | 0
3.9167 | 387.6563 | 0 | 0 | 316.3072 | 381.0903 | 514.1895 | 671.0459 | 761.7445 | 0
4 | 411.7514 | 0 | 166.0195 | 285.5393 | 317.1156 | 391.2936 | 1307.1827 | 2181.9676 | 0
4.0833 | 159.2118 | 0 | 0 | 0 | 189.3976 | 223.0451 | 270.9876 | 1264.7425 | 0
4.1667 | 170.7084 | 0 | 0 | 0 | 179.1257 | 217.4762 | 290.5031 | 1859.7849 | 0
4.25 | 116.8172 | 0 | 0 | 0 | 156.1277 | 212.6926 | 263.9159 | 332.8916 | 0
4.3333 | 5051.6868 | 2147.0427 | 3555.2126 | 3848.2948 | 4436.8342 | 6810.451 | 7264.11 | 7294.891 | 0
4.4167 | 6028.1944 | 691.923 | 3679.5718 | 5549.5858 | 6269.1785 | 6691.0976 | 7929.0374 | 8925.1385 | 0
4.5 | 5007.5808 | 855.242 | 2978.1639 | 4759.2713 | 5191.2193 | 5551.4512 | 6183.1002 | 7270.686 | 0
4.5833 | 2683.0077 | 0 | 0 | 2389.8541 | 3071.0811 | 3445.4564 | 4258.6552 | 5116.1044 | 0
4.6667 | 2925.2171 | 1303.3427 | 1892.9749 | 2330.4003 | 2689.8133 | 3460.3941 | 4545.5663 | 4942.4621 | 0
4.75 | 959.2307 | 0 | 0 | 770.077 | 851.4149 | 1267.5678 | 1712.7743 | 2361.1841 | 0
4.8333 | 534.6822 | 0 | 0 | 410.8352 | 457.2964 | 718.2204 | 998.8885 | 1195.8797 | 0
4.9167 | 381.1436 | 0 | 0 | 303.3123 | 353.1655 | 513.4511 | 700.8291 | 727.0666 | 0
5 | 403.8598 | 0 | 145.3815 | 271.2809 | 328.1104 | 410.8999 | 827.5541 | 2140.4393 | 0
5.0833 | 191.2392 | 0 | 0 | 0 | 193.6248 | 230.7367 | 343.8951 | 1638.5337 | 0
5.1667 | 151.4515 | 0 | 0 | 0 | 180.4725 | 218.0448 | 296.3729 | 950.0555 | 0
5.25 | 114.9774 | 0 | 0 | 0 | 0 | 206.6919 | 294.1142 | 599.5597 | 0
5.3333 | 5049.2024 | 1999.5417 | 3664.9055 | 4026.3211 | 4351.0875 | 6852.6002 | 7254.4971 | 7265.4875 | 0
5.4167 | 6028.6703 | 2126.9279 | 4253.487 | 5175.6385 | 6232.336 | 6739.0206 | 7698.1753 | 8925.1385 | 0
5.5 | 5026.2682 | 1089.0817 | 3041.764 | 4603.6936 | 5171.9681 | 5584.3291 | 6065.5668 | 6768.2631 | 0
5.5833 | 2537.4891 | 0 | 0 | 1280.7068 | 3007.9317 | 3581.4375 | 4316.7235 | 5152.7858 | 0
5.6667 | 2910.9116 | 1300.7741 | 1691.6791 | 2320.6006 | 2841.3111 | 3445.3341 | 4338.535 | 4640.3051 | 0
5.75 | 997.72 | 0 | 0 | 756.6655 | 880.8787 | 1170.3518 | 1710.8164 | 2574.4354 | 0
5.8333 | 549.883 | 0 | 0 | 410.7358 | 481.4916 | 732.9542 | 998.3083 | 1412.4781 | 0
5.9167 | 428.6615 | 0 | 0 | 324.0068 | 445.6677 | 534.9049 | 698.867 | 920.9421 | 0
6 | 394.3179 | 0 | 232.3768 | 279.8658 | 329.4345 | 413.7398 | 652.0797 | 2155.1645 | 0
6.0833 | 139.624 | 0 | 0 | 0 | 186.8847 | 218.9079 | 274.2584 | 465.8887 | 0
6.1667 | 138.5968 | 0 | 0 | 0 | 180.3884 | 213.7212 | 284.7274 | 333.8784 | 0
6.25 | 133.8678 | 0 | 0 | 0 | 186.891 | 225.767 | 265.2485 | 313.4681 | 0
6.3333 | 4885.818 | 2051.754 | 3585.3856 | 3835.5099 | 4210.5338 | 6796.9038 | 7263.7524 | 7268.0444 | 0
6.4167 | 6164.7714 | 3417.5713 | 4336.1254 | 5627.0102 | 6294.582 | 6698.9461 | 7900.1356 | 8925.1385 | 0
6.5 | 5026.1825 | 1307.821 | 2815.6268 | 4611.9928 | 5338.5781 | 5557.2473 | 6106.1019 | 6669.4684 | 0
6.5833 | 2628.5845 | 0 | 38.7281 | 2257.3676 | 3003.8752 | 3545.9028 | 4277.5536 | 5285.9195 | 0
6.6667 | 2937.2429 | 1397.3246 | 1879.7756 | 2360.6548 | 2718.2289 | 3442.5867 | 4533.7734 | 4944.0077 | 0
6.75 | 960.735 | 0 | 0 | 739.8514 | 871.0841 | 1170.9724 | 1720.2385 | 2460.0407 | 0
6.8333 | 521.6076 | 0 | 0 | 384.3857 | 455.6959 | 711.5476 | 977.5554 | 1252.3077 | 0
6.9167 | 407.9951 | 0 | 0 | 317.8004 | 421.3178 | 531.3138 | 713.8373 | 895.5427 | 0
7 | 379.7472 | 0 | 143.8363 | 284.596 | 320.1155 | 419.9469 | 681.6563 | 2000.4525 | 0
7.0833 | 179.3051 | 0 | 0 | 0 | 187.5289 | 218.6876 | 313.3779 | 1701.7115 | 0
7.1667 | 158.3859 | 0 | 0 | 0 | 182.2547 | 218.7309 | 402.0164 | 784.43 | 0
7.25 | 117.3041 | 0 | 0 | 0 | 148.0935 | 210.3912 | 300.0263 | 486.2398 | 0
7.3333 | 4792.9935 | 2110.366 | 3434.2375 | 3851.5929 | 4221.9851 | 5562.0551 | 7251.6596 | 7287.8483 | 0
7.4167 | 6170.8621 | 3396.4733 | 4417.3449 | 5763.3579 | 6232.9435 | 6636.5792 | 7952.6903 | 8925.1385 | 0
7.5 | 5149.0131 | 2515.8232 | 3897.3085 | 4750.7595 | 5184.6344 | 5484.463 | 6179.0397 | 6796.8919 | 0
7.5833 | 2765.3261 | 0 | 0 | 2753.2308 | 3113.6909 | 3406.5373 | 4237.378 | 4593.8054 | 0
7.6667 | 2772.0586 | 1324.1065 | 1965.1804 | 2349.6253 | 2527.0213 | 3078.5423 | 4531.0917 | 4900.5335 | 0
7.75 | 848.7724 | 0 | 0 | 764.8512 | 823.8618 | 940.9476 | 1787.353 | 2418.5831 | 0
7.8333 | 464.7466 | 0 | 0 | 400.898 | 438.8203 | 563.9148 | 1045.8265 | 1222.5466 | 0
7.9167 | 358.7889 | 0 | 0 | 299.1386 | 345.8927 | 489.8393 | 723.6959 | 856.6761 | 0
8 | 358.6159 | 0 | 0 | 270.5615 | 325.5824 | 406.1076 | 887.2993 | 1396.3501 | 0
8.0833 | 128.4308 | 0 | 0 | 0 | 175.1284 | 215.291 | 251.7676 | 564.4208 | 0
8.1667 | 144.0302 | 0 | 0 | 0 | 180.9349 | 217.5533 | 311.4074 | 391.4329 | 0
8.25 | 125.2794 | 0 | 0 | 0 | 166.0508 | 211.7535 | 271.3131 | 421.522 | 0
8.3333 | 5170.8393 | 3215.6021 | 3562.0316 | 3897.001 | 4500.5686 | 7046.6874 | 7271.9817 | 7288.0222 | 0
8.4167 | 6081.9753 | 3397.4372 | 4375.2949 | 5388.1993 | 6210.1225 | 6652.7283 | 7941.4902 | 8923.78 | 0
8.5 | 4971.9064 | 1626.2903 | 2538.946 | 4528.0472 | 5121.8622 | 5572.9925 | 6123.1282 | 6678.2967 | 0
8.5833 | 2532.4012 | 0 | 0 | 1408.5508 | 2897.5872 | 3562.7633 | 4248.8015 | 5284.345 | 0
8.6667 | 2873.1331 | 244.0465 | 1778.9174 | 2326.408 | 2809.1399 | 3386.6229 | 4434.3424 | 4981.5229 | 0
8.75 | 1028.1199 | 0 | 0 | 743.6043 | 904.5481 | 1341.0306 | 2128.2329 | 2522.071 | 0
8.8333 | 552.0181 | 0 | 0 | 388.6802 | 475.1715 | 727.0237 | 1135.6173 | 1368.0014 | 0
8.9167 | 423.1697 | 0 | 0 | 321.8558 | 431.6319 | 530.2729 | 761.56 | 1015.661 | 0
9 | 391.1197 | 0 | 215.0469 | 277.0218 | 329.1191 | 423.7723 | 984.9033 | 1381.3916 | 0
9.0833 | 142.124 | 0 | 0 | 0 | 186.3223 | 230.0004 | 278.9652 | 339.8844 | 0
9.1667 | 169.1956 | 0 | 0 | 0 | 182.8682 | 220.1322 | 334.3308 | 1872.2135 | 0
9.25 | 144.4183 | 0 | 0 | 0 | 181.0991 | 225.1936 | 300.28 | 1011.3588 | 0
9.3333 | 5082.1277 | 2305.6787 | 3485.0486 | 3876.9071 | 4430.5313 | 7021.7488 | 7262.4983 | 7280.5393 | 0
9.4167 | 6039.0172 | 3384.5359 | 4088.33 | 5265.0404 | 6266.435 | 6730.2746 | 7663.4504 | 8921.1564 | 0
9.5 | 4858.273 | 511.5816 | 2686.912 | 4425.9917 | 5197.0995 | 5523.5243 | 6052.4362 | 6672.0348 | 0
9.5833 | 2599.4543 | 0 | 0 | 1400.1974 | 3116.1245 | 3578.4715 | 4437.0449 | 5278.4493 | 0
9.6667 | 2973.9067 | 1282.4976 | 1892.6337 | 2404.8882 | 2806.4006 | 3389.8079 | 4572.3741 | 4973.6508 | 0
9.75 | 981.505 | 0 | 0 | 776.1222 | 896.167 | 1169.3234 | 1744.9013 | 2417.8254 | 0
9.8333 | 546.1214 | 0 | 0 | 415.3098 | 473.8912 | 711.4856 | 1055.3465 | 1232.4573 | 0
9.9167 | 411.8082 | 0 | 0 | 318.9064 | 422.058 | 528.8335 | 722.5708 | 845.2888 | 0
10 | 390.3708 | 0 | 224.2793 | 287.3923 | 329.4513 | 415.2753 | 819.2396 | 1822.1491 | 0

## WTP_conc
Plot F - Range of Monthly Effluent Concentration after settling at CVP - Scenario C-1b | [10 empty] | JAN | FEB | MAR | APR | MAY | JUN | JUL | AUG | SEP | OCT | NOV | DEC
[10 empty] | Max | MAY: 0.2; JUN: 0.2; JUL: 0.2; AUG: 0.2; SEP: 0.2; OCT: 0; NOV: 0
[10 empty] | 95% percentile | MAY: 0.2; JUN: 0.2; JUL: 0.2; AUG: 0.2; SEP: 0.2; OCT: 0; NOV: 0
[10 empty] | 75% Percentile | MAY: 0.2; JUN: 0.2; JUL: 0.2; AUG: 0.2; SEP: 0.2; OCT: 0; NOV: 0
[10 empty] | Median | MAY: 0.2; JUN: 0.2; JUL: 0.2; AUG: 0.2; SEP: 0.2; OCT: 0; NOV: 0
[10 empty] | Mean | MAY: 0.2; JUN: 0.2; JUL: 0.2; AUG: 0.2; SEP: 0.2; OCT: 0; NOV: 0
[10 empty] | Min | MAY: 0.2; JUN: 0.2; JUL: 0.2; AUG: 0.2; SEP: 0.2; OCT: 0; NOV: 0
[11 empty] | JAN: MIN |  | MEAN | [12 empty] | MEDIAN | [12 empty] | 75% | [12 empty] | 95% | [12 empty] | MAX
Time (yr) | SelectorWQ:Mean | SelectorWQ:Least Result | SelectorWQ:5% | SelectorWQ:25% | SelectorWQ:Median | SelectorWQ:75% | SelectorWQ:95% | SelectorWQ:Greatest Result | Greatest Result |  | 1 | 2 | 3 | 4 | 5 | 6 | 7 | 8 | 9 | 10 | 11 | 12 |  | 1 | 2 | 3 | 4 | 5 | 6 | 7 | 8 | 9 | 10 | 11 | 12 |  | 1 | 2 | 3 | 4 | 5 | 6 | 7 | 8 | 9 | 10 | 11 | 12 |  | 1 | 2 | 3 | 4 | 5 | 6 | 7 | 8 | 9 | 10 | 11 | 12 |  | 1 | 2 | 3 | 4 | 5 | 6 | 7 | 8 | 9 | 10 | 11 | 12 |  | 1 | 2 | 3 | 4 | 5 | 6 | 7 | 8 | 9 | 10 | 11 | 12
0 | 0 | 0 | 0 | 0 | 0 | 0 | 0 | 0 | 0 | 1 | 0 | 0 | 0 | 0 | 0.2 | 0.2 | 0.2 | 0.2 | 0.2 | 0 | 0 | 0 | 1 | 0 | 0 | 0 | 0 | 0.2 | 0.2 | 0.2 | 0.2 | 0.2 | 0 | 0 | 0 | 1 | 0 | 0 | 0 | 0 | 0.2 | 0.2 | 0.2 | 0.2 | 0.2 | 0 | 0 | 0 | 1 | 0 | 0 | 0 | 0 | 0.2 | 0.2 | 0.2 | 0.2 | 0.2 | 0 | 0 | 0 | 1 | 0 | 0 | 0 | 0 | 0.2 | 0.2 | 0.2 | 0.2 | 0.2 | 0 | 0 | 0 | 1 | 0 | 0 | 0 | 0 | 0.2 | 0.2 | 0.2 | 0.2 | 0.2 | 0 | 0 | 0
0.083333 | 0 | 0 | 0 | 0 | 0 | 0 | 0 | 0 | 0 | 2 | 0 | 0 | 0 | 0 | 0.2 | 0.2 | 0.2 | 0.2 | 0.2 | 0 | 0 | 0 | 2 | 0 | 0 | 0 | 0 | 0.2 | 0.2 | 0.2 | 0.2 | 0.2 | 0 | 0 | 0 | 2 | 0 | 0 | 0 | 0 | 0.2 | 0.2 | 0.2 | 0.2 | 0.2 | 0 | 0 | 0 | 2 | 0 | 0 | 0 | 0 | 0.2 | 0.2 | 0.2 | 0.2 | 0.2 | 0 | 0 | 0 | 2 | 0 | 0 | 0 | 0 | 0.2 | 0.2 | 0.2 | 0.2 | 0.2 | 0 | 0 | 0 | 2 | 0 | 0 | 0 | 0 | 0.2 | 0.2 | 0.2 | 0.2 | 0.2 | 0 | 0 | 0
0.16667 | 0 | 0 | 0 | 0 | 0 | 0 | 0 | 0 | 0 | 3 | 0 | 0 | 0 | 0 | 0.2 | 0.2 | 0.2 | 0.2 | 0.2 | 0 | 0 | 0 | 3 | 0 | 0 | 0 | 0 | 0.2 | 0.2 | 0.2 | 0.2 | 0.2 | 0 | 0 | 0 | 3 | 0 | 0 | 0 | 0 | 0.2 | 0.2 | 0.2 | 0.2 | 0.2 | 0 | 0 | 0 | 3 | 0 | 0 | 0 | 0 | 0.2 | 0.2 | 0.2 | 0.2 | 0.2 | 0 | 0 | 0 | 3 | 0 | 0 | 0 | 0 | 0.2 | 0.2 | 0.2 | 0.2 | 0.2 | 0 | 0 | 0 | 3 | 0 | 0 | 0 | 0 | 0.2 | 0.2 | 0.2 | 0.2 | 0.2 | 0 | 0 | 0
0.25 | 0 | 0 | 0 | 0 | 0 | 0 | 0 | 0 | 0 | 4 | 0 | 0 | 0 | 0 | 0.2 | 0.2 | 0.2 | 0.2 | 0.2 | 0 | 0 | 0 | 4 | 0 | 0 | 0 | 0 | 0.2 | 0.2 | 0.2 | 0.2 | 0.2 | 0 | 0 | 0 | 4 | 0 | 0 | 0 | 0 | 0.2 | 0.2 | 0.2 | 0.2 | 0.2 | 0 | 0 | 0 | 4 | 0 | 0 | 0 | 0 | 0.2 | 0.2 | 0.2 | 0.2 | 0.2 | 0 | 0 | 0 | 4 | 0 | 0 | 0 | 0 | 0.2 | 0.2 | 0.2 | 0.2 | 0.2 | 0 | 0 | 0 | 4 | 0 | 0 | 0 | 0 | 0.2 | 0.2 | 0.2 | 0.2 | 0.2 | 0 | 0 | 0
0.33333 | 0.2 | 0.2 | 0.2 | 0.2 | 0.2 | 0.2 | 0.2 | 0.2 | 0 | 5 | 0 | 0 | 0 | 0 | 0.2 | 0.2 | 0.2 | 0.2 | 0.2 | 0 | 0 | 0 | 5 | 0 | 0 | 0 | 0 | 0.2 | 0.2 | 0.2 | 0.2 | 0.2 | 0 | 0 | 0 | 5 | 0 | 0 | 0 | 0 | 0.2 | 0.2 | 0.2 | 0.2 | 0.2 | 0 | 0 | 0 | 5 | 0 | 0 | 0 | 0 | 0.2 | 0.2 | 0.2 | 0.2 | 0.2 | 0 | 0 | 0 | 5 | 0 | 0 | 0 | 0 | 0.2 | 0.2 | 0.2 | 0.2 | 0.2 | 0 | 0 | 0 | 5 | 0 | 0 | 0 | 0 | 0.2 | 0.2 | 0.2 | 0.2 | 0.2 | 0 | 0 | 0
0.41667 | 0.2 | 0.2 | 0.2 | 0.2 | 0.2 | 0.2 | 0.2 | 0.2 | 0 | 6 | 0 | 0 | 0 | 0 | 0.2 | 0.2 | 0.2 | 0.2 | 0.2 | 0 | 0 | 0 | 6 | 0 | 0 | 0 | 0 | 0.2 | 0.2 | 0.2 | 0.2 | 0.2 | 0 | 0 | 0 | 6 | 0 | 0 | 0 | 0 | 0.2 | 0.2 | 0.2 | 0.2 | 0.2 | 0 | 0 | 0 | 6 | 0 | 0 | 0 | 0 | 0.2 | 0.2 | 0.2 | 0.2 | 0.2 | 0 | 0 | 0 | 6 | 0 | 0 | 0 | 0 | 0.2 | 0.2 | 0.2 | 0.2 | 0.2 | 0 | 0 | 0 | 6 | 0 | 0 | 0 | 0 | 0.2 | 0.2 | 0.2 | 0.2 | 0.2 | 0 | 0 | 0
0.5 | 0.2 | 0.2 | 0.2 | 0.2 | 0.2 | 0.2 | 0.2 | 0.2 | 0 | 7 | 0 | 0 | 0 | 0 | 0.2 | 0.2 | 0.2 | 0.2 | 0.2 | 0 | 0 | 0 | 7 | 0 | 0 | 0 | 0 | 0.2 | 0.2 | 0.2 | 0.2 | 0.2 | 0 | 0 | 0 | 7 | 0 | 0 | 0 | 0 | 0.2 | 0.2 | 0.2 | 0.2 | 0.2 | 0 | 0 | 0 | 7 | 0 | 0 | 0 | 0 | 0.2 | 0.2 | 0.2 | 0.2 | 0.2 | 0 | 0 | 0 | 7 | 0 | 0 | 0 | 0 | 0.2 | 0.2 | 0.2 | 0.2 | 0.2 | 0 | 0 | 0 | 7 | 0 | 0 | 0 | 0 | 0.2 | 0.2 | 0.2 | 0.2 | 0.2 | 0 | 0 | 0
0.58333 | 0.2 | 0.2 | 0.2 | 0.2 | 0.2 | 0.2 | 0.2 | 0.2 | 0 | 8 | 0 | 0 | 0 | 0 | 0.2 | 0.2 | 0.2 | 0.2 | 0.2 | 0 | 0 | 0 | 8 | 0 | 0 | 0 | 0 | 0.2 | 0.2 | 0.2 | 0.2 | 0.2 | 0 | 0 | 0 | 8 | 0 | 0 | 0 | 0 | 0.2 | 0.2 | 0.2 | 0.2 | 0.2 | 0 | 0 | 0 | 8 | 0 | 0 | 0 | 0 | 0.2 | 0.2 | 0.2 | 0.2 | 0.2 | 0 | 0 | 0 | 8 | 0 | 0 | 0 | 0 | 0.2 | 0.2 | 0.2 | 0.2 | 0.2 | 0 | 0 | 0 | 8 | 0 | 0 | 0 | 0 | 0.2 | 0.2 | 0.2 | 0.2 | 0.2 | 0 | 0 | 0
0.66667 | 0.2 | 0.2 | 0.2 | 0.2 | 0.2 | 0.2 | 0.2 | 0.2 | 0 | 9 | 0 | 0 | 0 | 0 | 0.2 | 0.2 | 0.2 | 0.2 | 0.2 | 0 | 0 | 0 | 9 | 0 | 0 | 0 | 0 | 0.2 | 0.2 | 0.2 | 0.2 | 0.2 | 0 | 0 | 0 | 9 | 0 | 0 | 0 | 0 | 0.2 | 0.2 | 0.2 | 0.2 | 0.2 | 0 | 0 | 0 | 9 | 0 | 0 | 0 | 0 | 0.2 | 0.2 | 0.2 | 0.2 | 0.2 | 0 | 0 | 0 | 9 | 0 | 0 | 0 | 0 | 0.2 | 0.2 | 0.2 | 0.2 | 0.2 | 0 | 0 | 0 | 9 | 0 | 0 | 0 | 0 | 0.2 | 0.2 | 0.2 | 0.2 | 0.2 | 0 | 0 | 0
0.75 | 0 | 0 | 0 | 0 | 0 | 0 | 0 | 0 | 0 | 10 | 0 | 0 | 0 | 0 | 0.2 | 0.2 | 0.2 | 0.2 | 0.2 | 0 | 0 | 0 | 10 | 0 | 0 | 0 | 0 | 0.2 | 0.2 | 0.2 | 0.2 | 0.2 | 0 | 0 | 0 | 10 | 0 | 0 | 0 | 0 | 0.2 | 0.2 | 0.2 | 0.2 | 0.2 | 0 | 0 | 0 | 10 | 0 | 0 | 0 | 0 | 0.2 | 0.2 | 0.2 | 0.2 | 0.2 | 0 | 0 | 0 | 10 | 0 | 0 | 0 | 0 | 0.2 | 0.2 | 0.2 | 0.2 | 0.2 | 0 | 0 | 0 | 10 | 0 | 0 | 0 | 0 | 0.2 | 0.2 | 0.2 | 0.2 | 0.2 | 0 | 0 | 0
0.83333 | 0 | 0 | 0 | 0 | 0 | 0 | 0 | 0 | 0
0.91667 | 0 | 0 | 0 | 0 | 0 | 0 | 0 | 0 | 0
1 | 0 | 0 | 0 | 0 | 0 | 0 | 0 | 0 | 0
1.0833 | 0 | 0 | 0 | 0 | 0 | 0 | 0 | 0 | 0
1.1667 | 0 | 0 | 0 | 0 | 0 | 0 | 0 | 0 | 0
1.25 | 0 | 0 | 0 | 0 | 0 | 0 | 0 | 0 | 0
1.3333 | 0.2 | 0.2 | 0.2 | 0.2 | 0.2 | 0.2 | 0.2 | 0.2 | 0
1.4167 | 0.2 | 0.2 | 0.2 | 0.2 | 0.2 | 0.2 | 0.2 | 0.2 | 0
1.5 | 0.2 | 0.2 | 0.2 | 0.2 | 0.2 | 0.2 | 0.2 | 0.2 | 0
1.5833 | 0.2 | 0.2 | 0.2 | 0.2 | 0.2 | 0.2 | 0.2 | 0.2 | 0
1.6667 | 0.2 | 0.2 | 0.2 | 0.2 | 0.2 | 0.2 | 0.2 | 0.2 | 0
1.75 | 0 | 0 | 0 | 0 | 0 | 0 | 0 | 0 | 0
1.8333 | 0 | 0 | 0 | 0 | 0 | 0 | 0 | 0 | 0
1.9167 | 0 | 0 | 0 | 0 | 0 | 0 | 0 | 0 | 0
2 | 0 | 0 | 0 | 0 | 0 | 0 | 0 | 0 | 0
2.0833 | 0 | 0 | 0 | 0 | 0 | 0 | 0 | 0 | 0
2.1667 | 0 | 0 | 0 | 0 | 0 | 0 | 0 | 0 | 0
2.25 | 0 | 0 | 0 | 0 | 0 | 0 | 0 | 0 | 0
2.3333 | 0.2 | 0.2 | 0.2 | 0.2 | 0.2 | 0.2 | 0.2 | 0.2 | 0
2.4167 | 0.2 | 0.2 | 0.2 | 0.2 | 0.2 | 0.2 | 0.2 | 0.2 | 0
2.5 | 0.2 | 0.2 | 0.2 | 0.2 | 0.2 | 0.2 | 0.2 | 0.2 | 0
2.5833 | 0.2 | 0.2 | 0.2 | 0.2 | 0.2 | 0.2 | 0.2 | 0.2 | 0
2.6667 | 0.2 | 0.2 | 0.2 | 0.2 | 0.2 | 0.2 | 0.2 | 0.2 | 0
2.75 | 0 | 0 | 0 | 0 | 0 | 0 | 0 | 0 | 0
2.8333 | 0 | 0 | 0 | 0 | 0 | 0 | 0 | 0 | 0
2.9167 | 0 | 0 | 0 | 0 | 0 | 0 | 0 | 0 | 0
3 | 0 | 0 | 0 | 0 | 0 | 0 | 0 | 0 | 0
3.0833 | 0 | 0 | 0 | 0 | 0 | 0 | 0 | 0 | 0
3.1667 | 0 | 0 | 0 | 0 | 0 | 0 | 0 | 0 | 0
3.25 | 0 | 0 | 0 | 0 | 0 | 0 | 0 | 0 | 0
3.3333 | 0.2 | 0.2 | 0.2 | 0.2 | 0.2 | 0.2 | 0.2 | 0.2 | 0
3.4167 | 0.2 | 0.2 | 0.2 | 0.2 | 0.2 | 0.2 | 0.2 | 0.2 | 0
3.5 | 0.2 | 0.2 | 0.2 | 0.2 | 0.2 | 0.2 | 0.2 | 0.2 | 0
3.5833 | 0.2 | 0.2 | 0.2 | 0.2 | 0.2 | 0.2 | 0.2 | 0.2 | 0
3.6667 | 0.2 | 0.2 | 0.2 | 0.2 | 0.2 | 0.2 | 0.2 | 0.2 | 0
3.75 | 0 | 0 | 0 | 0 | 0 | 0 | 0 | 0 | 0
3.8333 | 0 | 0 | 0 | 0 | 0 | 0 | 0 | 0 | 0
3.9167 | 0 | 0 | 0 | 0 | 0 | 0 | 0 | 0 | 0
4 | 0 | 0 | 0 | 0 | 0 | 0 | 0 | 0 | 0
4.0833 | 0 | 0 | 0 | 0 | 0 | 0 | 0 | 0 | 0
4.1667 | 0 | 0 | 0 | 0 | 0 | 0 | 0 | 0 | 0
4.25 | 0 | 0 | 0 | 0 | 0 | 0 | 0 | 0 | 0
4.3333 | 0.2 | 0.2 | 0.2 | 0.2 | 0.2 | 0.2 | 0.2 | 0.2 | 0
4.4167 | 0.2 | 0.2 | 0.2 | 0.2 | 0.2 | 0.2 | 0.2 | 0.2 | 0
4.5 | 0.2 | 0.2 | 0.2 | 0.2 | 0.2 | 0.2 | 0.2 | 0.2 | 0
4.5833 | 0.2 | 0.2 | 0.2 | 0.2 | 0.2 | 0.2 | 0.2 | 0.2 | 0
4.6667 | 0.2 | 0.2 | 0.2 | 0.2 | 0.2 | 0.2 | 0.2 | 0.2 | 0
4.75 | 0 | 0 | 0 | 0 | 0 | 0 | 0 | 0 | 0
4.8333 | 0 | 0 | 0 | 0 | 0 | 0 | 0 | 0 | 0
4.9167 | 0 | 0 | 0 | 0 | 0 | 0 | 0 | 0 | 0
5 | 0 | 0 | 0 | 0 | 0 | 0 | 0 | 0 | 0
5.0833 | 0 | 0 | 0 | 0 | 0 | 0 | 0 | 0 | 0
5.1667 | 0 | 0 | 0 | 0 | 0 | 0 | 0 | 0 | 0
5.25 | 0 | 0 | 0 | 0 | 0 | 0 | 0 | 0 | 0
5.3333 | 0.2 | 0.2 | 0.2 | 0.2 | 0.2 | 0.2 | 0.2 | 0.2 | 0
5.4167 | 0.2 | 0.2 | 0.2 | 0.2 | 0.2 | 0.2 | 0.2 | 0.2 | 0
5.5 | 0.2 | 0.2 | 0.2 | 0.2 | 0.2 | 0.2 | 0.2 | 0.2 | 0
5.5833 | 0.2 | 0.2 | 0.2 | 0.2 | 0.2 | 0.2 | 0.2 | 0.2 | 0
5.6667 | 0.2 | 0.2 | 0.2 | 0.2 | 0.2 | 0.2 | 0.2 | 0.2 | 0
5.75 | 0 | 0 | 0 | 0 | 0 | 0 | 0 | 0 | 0
5.8333 | 0 | 0 | 0 | 0 | 0 | 0 | 0 | 0 | 0
5.9167 | 0 | 0 | 0 | 0 | 0 | 0 | 0 | 0 | 0
6 | 0 | 0 | 0 | 0 | 0 | 0 | 0 | 0 | 0
6.0833 | 0 | 0 | 0 | 0 | 0 | 0 | 0 | 0 | 0
6.1667 | 0 | 0 | 0 | 0 | 0 | 0 | 0 | 0 | 0
6.25 | 0 | 0 | 0 | 0 | 0 | 0 | 0 | 0 | 0
6.3333 | 0.2 | 0.2 | 0.2 | 0.2 | 0.2 | 0.2 | 0.2 | 0.2 | 0
6.4167 | 0.2 | 0.2 | 0.2 | 0.2 | 0.2 | 0.2 | 0.2 | 0.2 | 0
6.5 | 0.2 | 0.2 | 0.2 | 0.2 | 0.2 | 0.2 | 0.2 | 0.2 | 0
6.5833 | 0.2 | 0.2 | 0.2 | 0.2 | 0.2 | 0.2 | 0.2 | 0.2 | 0
6.6667 | 0.2 | 0.2 | 0.2 | 0.2 | 0.2 | 0.2 | 0.2 | 0.2 | 0
6.75 | 0 | 0 | 0 | 0 | 0 | 0 | 0 | 0 | 0
6.8333 | 0 | 0 | 0 | 0 | 0 | 0 | 0 | 0 | 0
6.9167 | 0 | 0 | 0 | 0 | 0 | 0 | 0 | 0 | 0
7 | 0 | 0 | 0 | 0 | 0 | 0 | 0 | 0 | 0
7.0833 | 0 | 0 | 0 | 0 | 0 | 0 | 0 | 0 | 0
7.1667 | 0 | 0 | 0 | 0 | 0 | 0 | 0 | 0 | 0
7.25 | 0 | 0 | 0 | 0 | 0 | 0 | 0 | 0 | 0
7.3333 | 0.2 | 0.2 | 0.2 | 0.2 | 0.2 | 0.2 | 0.2 | 0.2 | 0
7.4167 | 0.2 | 0.2 | 0.2 | 0.2 | 0.2 | 0.2 | 0.2 | 0.2 | 0
7.5 | 0.2 | 0.2 | 0.2 | 0.2 | 0.2 | 0.2 | 0.2 | 0.2 | 0
7.5833 | 0.2 | 0.2 | 0.2 | 0.2 | 0.2 | 0.2 | 0.2 | 0.2 | 0
7.6667 | 0.2 | 0.2 | 0.2 | 0.2 | 0.2 | 0.2 | 0.2 | 0.2 | 0
7.75 | 0 | 0 | 0 | 0 | 0 | 0 | 0 | 0 | 0
7.8333 | 0 | 0 | 0 | 0 | 0 | 0 | 0 | 0 | 0
7.9167 | 0 | 0 | 0 | 0 | 0 | 0 | 0 | 0 | 0
8 | 0 | 0 | 0 | 0 | 0 | 0 | 0 | 0 | 0
8.0833 | 0 | 0 | 0 | 0 | 0 | 0 | 0 | 0 | 0
8.1667 | 0 | 0 | 0 | 0 | 0 | 0 | 0 | 0 | 0
8.25 | 0 | 0 | 0 | 0 | 0 | 0 | 0 | 0 | 0
8.3333 | 0.2 | 0.2 | 0.2 | 0.2 | 0.2 | 0.2 | 0.2 | 0.2 | 0
8.4167 | 0.2 | 0.2 | 0.2 | 0.2 | 0.2 | 0.2 | 0.2 | 0.2 | 0
8.5 | 0.2 | 0.2 | 0.2 | 0.2 | 0.2 | 0.2 | 0.2 | 0.2 | 0
8.5833 | 0.2 | 0.2 | 0.2 | 0.2 | 0.2 | 0.2 | 0.2 | 0.2 | 0
8.6667 | 0.2 | 0.2 | 0.2 | 0.2 | 0.2 | 0.2 | 0.2 | 0.2 | 0
8.75 | 0 | 0 | 0 | 0 | 0 | 0 | 0 | 0 | 0
8.8333 | 0 | 0 | 0 | 0 | 0 | 0 | 0 | 0 | 0
8.9167 | 0 | 0 | 0 | 0 | 0 | 0 | 0 | 0 | 0
9 | 0 | 0 | 0 | 0 | 0 | 0 | 0 | 0 | 0
9.0833 | 0 | 0 | 0 | 0 | 0 | 0 | 0 | 0 | 0
9.1667 | 0 | 0 | 0 | 0 | 0 | 0 | 0 | 0 | 0
9.25 | 0 | 0 | 0 | 0 | 0 | 0 | 0 | 0 | 0
9.3333 | 0.2 | 0.2 | 0.2 | 0.2 | 0.2 | 0.2 | 0.2 | 0.2 | 0
9.4167 | 0.2 | 0.2 | 0.2 | 0.2 | 0.2 | 0.2 | 0.2 | 0.2 | 0
9.5 | 0.2 | 0.2 | 0.2 | 0.2 | 0.2 | 0.2 | 0.2 | 0.2 | 0
9.5833 | 0.2 | 0.2 | 0.2 | 0.2 | 0.2 | 0.2 | 0.2 | 0.2 | 0
9.6667 | 0.2 | 0.2 | 0.2 | 0.2 | 0.2 | 0.2 | 0.2 | 0.2 | 0
9.75 | 0 | 0 | 0 | 0 | 0 | 0 | 0 | 0 | 0
9.8333 | 0 | 0 | 0 | 0 | 0 | 0 | 0 | 0 | 0
9.9167 | 0 | 0 | 0 | 0 | 0 | 0 | 0 | 0 | 0
10 | 0 | 0 | 0 | 0 | 0 | 0 | 0 | 0 | 0