## Summary
Figure C-3
Scenario C-1c Results
Faro Mine Remediation Project
C-1c

## Data
X14 WQ | [9 empty] | FaroPitElevation | [9 empty] | WTP Flows | [9 empty] | WTP Concentration for Zn | [10 empty] | CVP | [9 empty] | CVP WQ | [9 empty] | CVPReleases
Time (yr) | SelectorWQ:Mean | SelectorWQ:Least Result | SelectorWQ:5% | SelectorWQ:25% | SelectorWQ:Median | SelectorWQ:75% | SelectorWQ:95% | SelectorWQ:Greatest Result | Greatest Result | Time (yr) | Faro_Elevation:Mean | Faro_Elevation:Least Result | Faro_Elevation:5% | Faro_Elevation:25% | Faro_Elevation:Median | Faro_Elevation:75% | Faro_Elevation:95% | Faro_Elevation:Greatest Result | Greatest Result | Time (yr) | Total_Faro_Discharge:Mean | Total_Faro_Discharge:Least Result | Total_Faro_Discharge:5% | Total_Faro_Discharge:25% | Total_Faro_Discharge:Median | Total_Faro_Discharge:75% | Total_Faro_Discharge:95% | Total_Faro_Discharge:Greatest Result | Greatest Result | Time (yr) | SelectorWQ:Mean | SelectorWQ:Least Result | SelectorWQ:5% | SelectorWQ:25% | SelectorWQ:Median | SelectorWQ:75% | SelectorWQ:95% | SelectorWQ:Greatest Result | Greatest Result |  | Time (yr) | CVD_Elevation:Mean | CVD_Elevation:Least Result | CVD_Elevation:5% | CVD_Elevation:25% | CVD_Elevation:Median | CVD_Elevation:75% | CVD_Elevation:95% | CVD_Elevation:Greatest Result | Greatest Result | Time (yr) | SelectorWQ:Mean | SelectorWQ:Least Result | SelectorWQ:5% | SelectorWQ:25% | SelectorWQ:Median | SelectorWQ:75% | SelectorWQ:95% | SelectorWQ:Greatest Result | Greatest Result | Time (yr) | X14:Mean | X14:Least Result | X14:5% | X14:25% | X14:Median | X14:75% | X14:95% | X14:Greatest Result
0 | 0.04381 | 0.03505 | 0.037801 | 0.040767 | 0.043562 | 0.046194 | 0.050137 | 0.061341 |  | 0 | 1141.6 | 1141.6 | 1141.6 | 1141.6 | 1141.6 | 1141.6 | 1141.6 | 1141.6 |  | 0 | 0 | 0 | 0 | 0 | 0 | 0 | 0 | 0 |  | 0 | 0 | 0 | 0 | 0 | 0 | 0 | 0 | 0 |  | jan | 0 | 1027.796 | 1027.796 | 1027.796 | 1027.796 | 1027.796 | 1027.796 | 1027.796 | 1027.796 |  | 0 | 0.299 | 0.299 | 0.299 | 0.299 | 0.299 | 0.299 | 0.299 | 0.299 |  | 0 | 1003.2906 | 889.2451 | 940.9086 | 979.7186 | 1000.1486 | 1028.1622 | 1072.139 | 1098.1412
0.083333 | 0.035683 | 0.019279 | 0.028172 | 0.031874 | 0.035739 | 0.039377 | 0.044472 | 0.048247 |  | 0.083333 | 1141.7609 | 1141.6838 | 1141.7179 | 1141.7461 | 1141.7588 | 1141.7761 | 1141.8049 | 1141.8263 |  | 0.083333 | 0 | 0 | 0 | 0 | 0 | 0 | 0 | 0 |  | 0.083333 | 0 | 0 | 0 | 0 | 0 | 0 | 0 | 0 |  | feb | 0.083333 | 1027.1583 | 1027.1583 | 1027.1583 | 1027.1583 | 1027.1583 | 1027.1583 | 1027.1583 | 1027.1583 |  | 0.083333 | 0.22119 | 0.067535 | 0.12375 | 0.17972 | 0.22146 | 0.26093 | 0.31704 | 0.37361 |  | 0.083333 | 552.7459 | 0 | 500.4581 | 548.1038 | 555.2395 | 580.6805 | 611.8118 | 641.1622
0.16667 | 0.034549 | 0.020029 | 0.024305 | 0.030217 | 0.034746 | 0.039391 | 0.043509 | 0.049816 |  | 0.16667 | 1141.8972 | 1141.7523 | 1141.8254 | 1141.8667 | 1141.8892 | 1141.9237 | 1141.9771 | 1142.0483 |  | 0.16667 | 0 | 0 | 0 | 0 | 0 | 0 | 0 | 0 |  | 0.16667 | 0 | 0 | 0 | 0 | 0 | 0 | 0 | 0 |  | mar | 0.16667 | 1026.8431 | 1026.8325 | 1026.8325 | 1026.8325 | 1026.8325 | 1026.8325 | 1026.8325 | 1027.3612 |  | 0.16667 | 0.22619 | 0.060577 | 0.11677 | 0.18591 | 0.2216 | 0.27782 | 0.33261 | 0.36871 |  | 0.16667 | 364.4181 | 0 | 290.4279 | 353.6499 | 367.5456 | 392.0495 | 422.7434 | 448.66
0.25 | 0.029489 | 0.023132 | 0.024603 | 0.026664 | 0.029226 | 0.031618 | 0.035386 | 0.037673 |  | 0.25 | 1142.0816 | 1141.8226 | 1141.9333 | 1141.9988 | 1142.0458 | 1142.1777 | 1142.2722 | 1142.4209 |  | 0.25 | 0 | 0 | 0 | 0 | 0 | 0 | 0 | 0 |  | 0.25 | 0 | 0 | 0 | 0 | 0 | 0 | 0 | 0 |  | apr | 0.25 | 1026.6878 | 1026.6663 | 1026.6663 | 1026.6663 | 1026.6663 | 1026.6663 | 1026.6663 | 1027.5592 |  | 0.25 | 0.19844 | 0.0077568 | 0.07944 | 0.15139 | 0.19981 | 0.25019 | 0.29323 | 0.34929 |  | 0.25 | 270.2643 | 0 | 0 | 269.6741 | 285.6028 | 319.6777 | 352.5455 | 376.7865
0.33333 | 0.034656 | 0.012723 | 0.015952 | 0.02333 | 0.03291 | 0.044018 | 0.057788 | 0.078062 |  | 0.33333 | 1142.2694 | 1141.8588 | 1142.0125 | 1142.1704 | 1142.2363 | 1142.3989 | 1142.5388 | 1142.7205 |  | 0.33333 | 8099.9999 | 8099.9999 | 8099.9999 | 8099.9999 | 8099.9999 | 8099.9999 | 8099.9999 | 8099.9999 |  | 0.33333 | 0.3 | 0.3 | 0.3 | 0.3 | 0.3 | 0.3 | 0.3 | 0.3 |  | may | 0.33333 | 1026.6273 | 1026.5831 | 1026.5831 | 1026.5831 | 1026.5831 | 1026.5831 | 1026.8508 | 1027.7728 |  | 0.33333 | 0.12737 | 0.0006546 | 0.0082348 | 0.086922 | 0.13314 | 0.17722 | 0.22066 | 0.25177 |  | 0.33333 | 6117.2774 | 3912.7243 | 3916.1044 | 3939.8458 | 7286.0779 | 7293.8966 | 7313.2811 | 7339.5877
0.41667 | 0.039743 | 0.02373 | 0.026386 | 0.034353 | 0.040068 | 0.045235 | 0.054068 | 0.060937 |  | 0.41667 | 1140.3393 | 1139.7537 | 1140.0725 | 1140.2593 | 1140.3013 | 1140.4766 | 1140.6332 | 1140.7704 |  | 0.41667 | 6753.2475 | 3556.0747 | 5033.0318 | 6140.8197 | 6590.8352 | 7962.0471 | 8099.9999 | 8099.9999 |  | 0.41667 | 0.3 | 0.3 | 0.3 | 0.3 | 0.3 | 0.3 | 0.3 | 0.3 |  | jun | 0.41667 | 1027.588 | 1026.5426 | 1026.5427 | 1026.5427 | 1026.5428 | 1029.4474 | 1029.4474 | 1029.4474 |  | 0.41667 | 0.2461 | 0.17179 | 0.18581 | 0.20628 | 0.24203 | 0.28188 | 0.31227 | 0.35983 |  | 0.41667 | 7712.8854 | 4973.9342 | 6394.7475 | 7263.6943 | 7282.2379 | 8910.6725 | 8952.9747 | 8978.6654
0.5 | 0.036746 | 0.023397 | 0.026203 | 0.032693 | 0.036449 | 0.040614 | 0.047538 | 0.055183 |  | 0.5 | 1138.9428 | 1138.8866 | 1138.8866 | 1138.8871 | 1138.8871 | 1138.8873 | 1139.2637 | 1139.6143 |  | 0.5 | 3526.6471 | 1532.7949 | 2691.4149 | 3078.7279 | 3324.3592 | 3776.4791 | 5175.1656 | 6743.5951 |  | 0.5 | 0.3 | 0.3 | 0.3 | 0.3 | 0.3 | 0.3 | 0.3 | 0.3 |  | jul | 0.5 | 1027.0587 | 1026.5212 | 1026.5214 | 1026.5214 | 1026.5214 | 1028.0145 | 1028.0145 | 1028.0145 |  | 0.5 | 0.24423 | 0.15697 | 0.18413 | 0.21489 | 0.2373 | 0.26614 | 0.32833 | 0.37008 |  | 0.5 | 5045.311 | 2386.9159 | 3855.9125 | 4520.4571 | 4793.5355 | 5456.2915 | 7212.2143 | 8182.4627
0.58333 | 0.027867 | 0.016274 | 0.018999 | 0.02347 | 0.027906 | 0.032721 | 0.037249 | 0.041481 |  | 0.58333 | 1138.9022 | 1138.9016 | 1138.9019 | 1138.9022 | 1138.9022 | 1138.9022 | 1138.9022 | 1138.9022 |  | 0.58333 | 1839.9907 | 883.2192 | 1308.6286 | 1636.4517 | 1802.3196 | 2152.1758 | 2546.8387 | 2580.4386 |  | 0.58333 | 0.3 | 0.3 | 0.3 | 0.3 | 0.3 | 0.3 | 0.3 | 0.3 |  | aug | 0.58333 | 1026.7832 | 1026.5106 | 1026.5106 | 1026.5107 | 1026.5107 | 1027.2678 | 1027.2678 | 1027.2678 |  | 0.58333 | 0.21752 | 0.034908 | 0.12659 | 0.17588 | 0.21375 | 0.25934 | 0.33922 | 0.36583 |  | 0.58333 | 3061.5598 | 0 | 2191.8568 | 2751.578 | 3026.314 | 3426.7378 | 4146.5986 | 4295.3409
0.66667 | 0.028472 | 0.021307 | 0.023411 | 0.026278 | 0.028363 | 0.03077 | 0.033235 | 0.037889 |  | 0.66667 | 1138.9281 | 1138.9281 | 1138.9281 | 1138.9281 | 1138.9281 | 1138.9281 | 1138.9281 | 1138.9281 |  | 0.66667 | 1313.7439 | 602.5498 | 994.3897 | 1156.2565 | 1247.9598 | 1501.7709 | 1862.1033 | 1969.6063 |  | 0.66667 | 0.3 | 0.3 | 0.3 | 0.3 | 0.3 | 0.3 | 0.3 | 0.3 |  | sep | 0.66667 | 1026.6674 | 1026.5054 | 1026.5054 | 1026.5054 | 1026.5054 | 1026.8896 | 1026.8896 | 1028.8751 |  | 0.66667 | 0.2733 | 0.12478 | 0.22063 | 0.24816 | 0.2714 | 0.29651 | 0.34397 | 0.35828 |  | 0.66667 | 2508.9097 | 1305.658 | 1925.3406 | 2223.5211 | 2459.5154 | 2794.1688 | 3255.3296 | 3451.6521
0.75 | 0.023984 | 0.014072 | 0.016946 | 0.022484 | 0.024037 | 0.02609 | 0.02903 | 0.032163 |  | 0.75 | 1138.9723 | 1138.9723 | 1138.9723 | 1138.9723 | 1138.9723 | 1138.9723 | 1138.9723 | 1138.9723 |  | 0.75 | 0 | 0 | 0 | 0 | 0 | 0 | 0 | 0 |  | 0.75 | 0 | 0 | 0 | 0 | 0 | 0 | 0 | 0 |  | oct | 0.75 | 1026.5839 | 1026.5027 | 1026.5027 | 1026.5027 | 1026.5027 | 1026.6948 | 1026.6948 | 1027.7133 |  | 0.75 | 0.27266 | 0.0075496 | 0.10459 | 0.21429 | 0.27325 | 0.33575 | 0.43469 | 0.49396 |  | 0.75 | 784.6116 | 0 | 406.5508 | 713.5155 | 796.0361 | 871.1346 | 1106.1846 | 1371.1319
0.83333 | 0.026279 | 0.016931 | 0.020228 | 0.024364 | 0.026527 | 0.028341 | 0.031715 | 0.035981 |  | 0.83333 | 1139.373 | 1139.1963 | 1139.2805 | 1139.3304 | 1139.3628 | 1139.4244 | 1139.4861 | 1139.5645 |  | 0.83333 | 0 | 0 | 0 | 0 | 0 | 0 | 0 | 0 |  | 0.83333 | 0 | 0 | 0 | 0 | 0 | 0 | 0 | 0 |  | nov | 0.83333 | 1026.5764 | 1026.5013 | 1026.5013 | 1026.5013 | 1026.5013 | 1026.5974 | 1027.1169 | 1027.4097 |  | 0.83333 | 0.25462 | 0.012118 | 0.09755 | 0.20251 | 0.25893 | 0.31428 | 0.39677 | 0.44857 |  | 0.83333 | 444.4691 | 0 | 0 | 384.0139 | 414.759 | 545.1931 | 711.3793 | 803.0962
0.91667 | 0.025041 | 0.013529 | 0.018234 | 0.02242 | 0.024726 | 0.028018 | 0.032214 | 0.035442 |  | 0.91667 | 1139.6538 | 1139.3387 | 1139.4951 | 1139.5938 | 1139.6279 | 1139.7385 | 1139.8369 | 1139.9857 |  | 0.91667 | 0 | 0 | 0 | 0 | 0 | 0 | 0 | 0 |  | 0.91667 | 0 | 0 | 0 | 0 | 0 | 0 | 0 | 0 |  | dec | 0.91667 | 1026.5769 | 1026.5006 | 1026.5006 | 1026.5006 | 1026.5006 | 1026.5487 | 1026.8683 | 1027.7849 |  | 0.91667 | 0.2726 | 0.025819 | 0.10059 | 0.20965 | 0.28623 | 0.32797 | 0.42658 | 0.4553 |  | 0.91667 | 382.0072 | 0 | 169.3225 | 314.3285 | 341.0271 | 480.7614 | 575.511 | 842.0408
1 | 0.027766 | 0.019754 | 0.021756 | 0.024709 | 0.027983 | 0.030955 | 0.033979 | 0.037248 |  | 1 | 1139.8537 | 1139.444 | 1139.6423 | 1139.7684 | 1139.8271 | 1139.9517 | 1140.0854 | 1140.2863 |  | 1 | 0 | 0 | 0 | 0 | 0 | 0 | 0 | 0 |  | 1 | 0 | 0 | 0 | 0 | 0 | 0 | 0 | 0 |  | jan | 1 | 1026.5793 | 1026.5004 | 1026.5004 | 1026.5004 | 1026.5004 | 1026.5243 | 1026.9937 | 1028.2142 |  | 1 | 0.33207 | 0.091891 | 0.16206 | 0.2542 | 0.32514 | 0.41563 | 0.5208 | 0.55529 |  | 1 | 340.1434 | 0 | 217.9125 | 271.2733 | 292.5793 | 375.0918 | 527.6871 | 1364.0736
1.0833 | 0.027865 | 0.01931 | 0.020946 | 0.025306 | 0.0279 | 0.03089 | 0.033569 | 0.036224 |  | 1.0833 | 1140.049 | 1139.6539 | 1139.8252 | 1139.9604 | 1140.0198 | 1140.1682 | 1140.2656 | 1140.4464 |  | 1.0833 | 0 | 0 | 0 | 0 | 0 | 0 | 0 | 0 |  | 1.0833 | 0 | 0 | 0 | 0 | 0 | 0 | 0 | 0 |  | feb | 1.0833 | 1026.5498 | 1026.5001 | 1026.5001 | 1026.5001 | 1026.5001 | 1026.5122 | 1026.7468 | 1028.1077 |  | 1.0833 | 0.26377 | 0.026411 | 0.076256 | 0.19068 | 0.25732 | 0.33471 | 0.45589 | 0.62379 |  | 1.0833 | 207.9267 | 0 | 0 | 174.9373 | 194.4587 | 223.1048 | 281.4481 | 1158.5785
1.1667 | 0.029907 | 0.013619 | 0.020336 | 0.02507 | 0.030084 | 0.034328 | 0.041159 | 0.04853 |  | 1.1667 | 1140.2053 | 1139.8207 | 1139.9559 | 1140.1113 | 1140.1917 | 1140.3171 | 1140.4475 | 1140.5878 |  | 1.1667 | 0 | 0 | 0 | 0 | 0 | 0 | 0 | 0 |  | 1.1667 | 0 | 0 | 0 | 0 | 0 | 0 | 0 | 0 |  | mar | 1.1667 | 1026.5401 | 1026.5001 | 1026.5001 | 1026.5001 | 1026.5001 | 1026.5061 | 1026.8065 | 1027.316 |  | 1.1667 | 0.26899 | 0.028854 | 0.098276 | 0.18662 | 0.27104 | 0.34398 | 0.45543 | 0.61551 |  | 1.1667 | 193.6203 | 0 | 90.3845 | 171.5372 | 188.1513 | 219.6015 | 272.6309 | 460.8556
1.25 | 0.028802 | 0.01724 | 0.021055 | 0.025882 | 0.028809 | 0.031201 | 0.0363 | 0.040474 |  | 1.25 | 1140.3597 | 1140.0034 | 1140.0422 | 1140.2524 | 1140.3588 | 1140.4771 | 1140.6528 | 1140.7196 |  | 1.25 | 0 | 0 | 0 | 0 | 0 | 0 | 0 | 0 |  | 1.25 | 0 | 0 | 0 | 0 | 0 | 0 | 0 | 0 |  | apr | 1.25 | 1026.5407 | 1026.5 | 1026.5 | 1026.5 | 1026.5 | 1026.5031 | 1026.7941 | 1027.5177 |  | 1.25 | 0.23799 | 0.00032655 | 0.059702 | 0.15101 | 0.23492 | 0.31733 | 0.43454 | 0.60756 |  | 1.25 | 180.4652 | 0 | 0 | 162.5406 | 195.4077 | 230.4418 | 275.8637 | 376.0848
1.3333 | 0.038054 | 0.0073042 | 0.012224 | 0.027085 | 0.035968 | 0.049467 | 0.06636 | 0.074552 |  | 1.3333 | 1140.4724 | 1140.085 | 1140.1504 | 1140.3235 | 1140.4915 | 1140.5975 | 1140.8079 | 1140.8478 |  | 1.3333 | 6896.0319 | 4215.2386 | 5430.6641 | 5937.3043 | 6988.8969 | 7973.2821 | 8099.9999 | 8099.9999 |  | 1.3333 | 0.3 | 0.3 | 0.3 | 0.3 | 0.3 | 0.3 | 0.3 | 0.3 |  | may | 1.3333 | 1026.5611 | 1026.5 | 1026.5 | 1026.5 | 1026.5 | 1026.5015 | 1026.9425 | 1027.7413 |  | 1.3333 | 0.16466 | 0.00034827 | 0.00054494 | 0.075216 | 0.15145 | 0.24111 | 0.35762 | 0.49979 |  | 1.3333 | 6096.1691 | 2033.9369 | 3504.3724 | 4087.4849 | 7240.1756 | 7250.9411 | 7272.4243 | 7339.9784
1.4167 | 0.030972 | 0.017114 | 0.01837 | 0.024169 | 0.030771 | 0.036484 | 0.047121 | 0.053453 |  | 1.4167 | 1138.9495 | 1138.905 | 1138.9055 | 1138.9058 | 1138.9061 | 1138.9064 | 1139.222 | 1139.436 |  | 1.4167 | 3692.3825 | 2170.2479 | 2741.1531 | 3285.8177 | 3527.0301 | 4057.7044 | 5100.2014 | 6439.6804 |  | 1.4167 | 0.3 | 0.3 | 0.3 | 0.3 | 0.3 | 0.3 | 0.3 | 0.3 |  | jun | 1.4167 | 1027.4292 | 1026.5 | 1026.5 | 1026.5 | 1026.5007 | 1029.4438 | 1029.4481 | 1029.4481 |  | 1.4167 | 0.24185 | 0.14388 | 0.1689 | 0.20582 | 0.23705 | 0.27308 | 0.32465 | 0.37504 |  | 1.4167 | 5437.2243 | 3386.9975 | 4111.0022 | 4566.4099 | 5185.701 | 6288.2304 | 7244.1068 | 8166.9678
1.5 | 0.034826 | 0.020989 | 0.025085 | 0.031087 | 0.034269 | 0.03887 | 0.043856 | 0.054704 |  | 1.5 | 1138.8889 | 1138.8881 | 1138.8882 | 1138.8885 | 1138.8885 | 1138.8885 | 1138.8885 | 1138.9141 |  | 1.5 | 3353.5079 | 2205.1147 | 2708.6281 | 3041.7085 | 3308.0388 | 3768.3758 | 4076.6873 | 4524.4251 |  | 1.5 | 0.3 | 0.3 | 0.3 | 0.3 | 0.3 | 0.3 | 0.3 | 0.3 |  | jul | 1.5 | 1026.9818 | 1026.5 | 1026.5 | 1026.5 | 1026.5004 | 1028.0126 | 1028.0149 | 1028.1882 |  | 1.5 | 0.23277 | 0.14488 | 0.15929 | 0.19771 | 0.23311 | 0.26682 | 0.30804 | 0.33924 |  | 1.5 | 4838.6953 | 3048.0112 | 3889.8006 | 4396.6562 | 4766.0565 | 5332.5704 | 5904.0358 | 6195.6432
1.5833 | 0.028304 | 0.012688 | 0.018855 | 0.024785 | 0.028828 | 0.032095 | 0.037968 | 0.043224 |  | 1.5833 | 1138.9021 | 1138.8988 | 1138.9017 | 1138.9022 | 1138.9022 | 1138.9022 | 1138.9022 | 1138.9022 |  | 1.5833 | 1831.9433 | 874.0798 | 1303.6873 | 1604.9763 | 1808.4415 | 2152.7117 | 2545.5907 | 2583.3706 |  | 1.5833 | 0.3 | 0.3 | 0.3 | 0.3 | 0.3 | 0.3 | 0.3 | 0.3 |  | aug | 1.5833 | 1026.7443 | 1026.5 | 1026.5 | 1026.5 | 1026.5002 | 1027.2668 | 1027.2679 | 1027.3577 |  | 1.5833 | 0.22295 | 0.036157 | 0.1205 | 0.17803 | 0.22965 | 0.26198 | 0.32341 | 0.38531 |  | 1.5833 | 3004.0667 | 0 | 2067.3615 | 2688.0641 | 3016.3192 | 3427.5729 | 4002.1865 | 4298.7194
1.6667 | 0.02852 | 0.020589 | 0.023777 | 0.026637 | 0.028609 | 0.030462 | 0.03344 | 0.034568 |  | 1.6667 | 1138.9279 | 1138.9218 | 1138.9281 | 1138.9281 | 1138.9281 | 1138.9281 | 1138.9281 | 1138.9281 |  | 1.6667 | 1295.5822 | 600.8655 | 819.7109 | 1145.6386 | 1252.4083 | 1494.9228 | 1830.7727 | 1970.5884 |  | 1.6667 | 0.3 | 0.3 | 0.3 | 0.3 | 0.3 | 0.3 | 0.3 | 0.3 |  | sep | 1.6667 | 1026.6691 | 1026.5 | 1026.5 | 1026.5 | 1026.5001 | 1026.8894 | 1026.921 | 1028.9966 |  | 1.6667 | 0.27466 | 0.13005 | 0.2153 | 0.24782 | 0.27818 | 0.29934 | 0.33496 | 0.37353 |  | 1.6667 | 2482.8291 | 1301.1476 | 1678.0277 | 2169.6074 | 2426.8867 | 2782.3627 | 3218.1314 | 3724.0406
1.75 | 0.023728 | 0.018595 | 0.019286 | 0.021924 | 0.023061 | 0.025291 | 0.029159 | 0.03312 |  | 1.75 | 1138.972 | 1138.9613 | 1138.9719 | 1138.9723 | 1138.9723 | 1138.9723 | 1138.9723 | 1138.9723 |  | 1.75 | 0 | 0 | 0 | 0 | 0 | 0 | 0 | 0 |  | 1.75 | 0 | 0 | 0 | 0 | 0 | 0 | 0 | 0 |  | oct | 1.75 | 1026.5853 | 1026.5 | 1026.5 | 1026.5 | 1026.5 | 1026.6947 | 1026.7119 | 1027.7761 |  | 1.75 | 0.2605 | 0.072389 | 0.11717 | 0.21363 | 0.26228 | 0.31041 | 0.39221 | 0.42797 |  | 1.75 | 785.1554 | 0 | 540.0962 | 711.1431 | 776.0239 | 874.8489 | 1137.7247 | 1448.6001
1.8333 | 0.026047 | 0.017967 | 0.020399 | 0.023767 | 0.026453 | 0.027907 | 0.030228 | 0.033847 |  | 1.8333 | 1139.3699 | 1139.1958 | 1139.2799 | 1139.3282 | 1139.3562 | 1139.4221 | 1139.4883 | 1139.5647 |  | 1.8333 | 0 | 0 | 0 | 0 | 0 | 0 | 0 | 0 |  | 1.8333 | 0 | 0 | 0 | 0 | 0 | 0 | 0 | 0 |  | nov | 1.8333 | 1026.5711 | 1026.5 | 1026.5 | 1026.5 | 1026.5 | 1026.5974 | 1026.999 | 1027.3136 |  | 1.8333 | 0.23902 | 0.068073 | 0.10921 | 0.19734 | 0.24174 | 0.28086 | 0.35839 | 0.386 |  | 1.8333 | 448.3212 | 0 | 274.1786 | 379.8764 | 414.5748 | 544.4201 | 711.3133 | 752.7894
1.9167 | 0.024635 | 0.016108 | 0.019821 | 0.022452 | 0.024758 | 0.026493 | 0.03026 | 0.032347 |  | 1.9167 | 1139.6483 | 1139.338 | 1139.4921 | 1139.5924 | 1139.6252 | 1139.7383 | 1139.8418 | 1139.9862 |  | 1.9167 | 0 | 0 | 0 | 0 | 0 | 0 | 0 | 0 |  | 1.9167 | 0 | 0 | 0 | 0 | 0 | 0 | 0 | 0 |  | dec | 1.9167 | 1026.5668 | 1026.5 | 1026.5 | 1026.5 | 1026.5 | 1026.5487 | 1026.7495 | 1027.8658 |  | 1.9167 | 0.23823 | 0.062824 | 0.1258 | 0.19257 | 0.24467 | 0.27996 | 0.35006 | 0.39885 |  | 1.9167 | 399.6559 | 0 | 246.62 | 312.4506 | 341.3244 | 476.6482 | 587.403 | 1282.5943
2 | 0.02646 | 0.018796 | 0.020641 | 0.0237 | 0.02675 | 0.028433 | 0.032332 | 0.040658 |  | 2 | 1139.8457 | 1139.4429 | 1139.644 | 1139.7622 | 1139.8203 | 1139.9514 | 1140.094 | 1140.2869 |  | 2 | 0 | 0 | 0 | 0 | 0 | 0 | 0 | 0 |  | 2 | 0 | 0 | 0 | 0 | 0 | 0 | 0 | 0 |  | jan | 2 | 1026.5486 | 1026.5 | 1026.5 | 1026.5 | 1026.5 | 1026.5244 | 1026.6248 | 1027.7284 |  | 2 | 0.27825 | 0.097544 | 0.17163 | 0.23295 | 0.28053 | 0.32455 | 0.38577 | 0.45199 |  | 2 | 321.8649 | 0 | 217.5057 | 263.3347 | 300.5474 | 371.6533 | 469.8985 | 973.0309
2.0833 | 0.026495 | 0.019345 | 0.020998 | 0.024733 | 0.026481 | 0.028315 | 0.031787 | 0.034852 |  | 2.0833 | 1140.0404 | 1139.6522 | 1139.8131 | 1139.943 | 1140.0215 | 1140.1633 | 1140.2722 | 1140.447 |  | 2.0833 | 0 | 0 | 0 | 0 | 0 | 0 | 0 | 0 |  | 2.0833 | 0 | 0 | 0 | 0 | 0 | 0 | 0 | 0 |  | feb | 2.0833 | 1026.5335 | 1026.5 | 1026.5 | 1026.5 | 1026.5 | 1026.5122 | 1026.5624 | 1028.0022 |  | 2.0833 | 0.202 | 2.7439e-05 | 0.05071 | 0.15124 | 0.20233 | 0.25999 | 0.34498 | 0.41625 |  | 2.0833 | 181.475 | 0 | 0 | 174.7538 | 191.792 | 222.2528 | 251.142 | 448.9504
2.1667 | 0.029557 | 0.016422 | 0.020147 | 0.026241 | 0.029855 | 0.032672 | 0.03754 | 0.048154 |  | 2.1667 | 1140.1976 | 1139.8185 | 1139.9583 | 1140.0889 | 1140.1914 | 1140.3206 | 1140.4431 | 1140.5886 |  | 2.1667 | 0 | 0 | 0 | 0 | 0 | 0 | 0 | 0 |  | 2.1667 | 0 | 0 | 0 | 0 | 0 | 0 | 0 | 0 |  | mar | 2.1667 | 1026.5474 | 1026.5 | 1026.5 | 1026.5 | 1026.5 | 1026.5063 | 1026.6934 | 1028.1803 |  | 2.1667 | 0.20486 | 0.00055725 | 0.041684 | 0.15204 | 0.20638 | 0.25763 | 0.3423 | 0.40662 |  | 2.1667 | 179.4401 | 0 | 0 | 170.6452 | 184.9622 | 217.4224 | 262.4246 | 352.7654
2.25 | 0.027541 | 0.018151 | 0.022363 | 0.025427 | 0.027693 | 0.030036 | 0.032733 | 0.034598 |  | 2.25 | 1140.3531 | 1140.0005 | 1140.054 | 1140.2312 | 1140.3623 | 1140.4796 | 1140.6475 | 1140.7205 |  | 2.25 | 0 | 0 | 0 | 0 | 0 | 0 | 0 | 0 |  | 2.25 | 0 | 0 | 0 | 0 | 0 | 0 | 0 | 0 |  | apr | 2.25 | 1026.5584 | 1026.5 | 1026.5 | 1026.5 | 1026.5 | 1026.5033 | 1026.8373 | 1028.351 |  | 2.25 | 0.18665 | 0.00053874 | 0.026117 | 0.12802 | 0.19437 | 0.24057 | 0.34143 | 0.41852 |  | 2.25 | 182.1921 | 0 | 0 | 177.9081 | 195.7649 | 231.3007 | 265.2369 | 329.3574
2.3333 | 0.032495 | 0.0093934 | 0.011862 | 0.021882 | 0.02994 | 0.04264 | 0.055003 | 0.073432 |  | 2.3333 | 1140.4671 | 1140.0773 | 1140.1362 | 1140.3201 | 1140.4866 | 1140.6038 | 1140.7981 | 1140.8438 |  | 2.3333 | 6871.401 | 4187.2239 | 5482.4583 | 5914.5013 | 6980.3133 | 7981.5062 | 8099.9999 | 8099.9999 |  | 2.3333 | 0.3 | 0.3 | 0.3 | 0.3 | 0.3 | 0.3 | 0.3 | 0.3 |  | may | 2.3333 | 1026.5775 | 1026.5 | 1026.5 | 1026.5 | 1026.5 | 1026.5016 | 1027.01 | 1028.5186 |  | 2.3333 | 0.11727 | 0.00052932 | 0.00067375 | 0.046744 | 0.12038 | 0.16501 | 0.26589 | 0.36365 |  | 2.3333 | 5832.3567 | 3371.0765 | 3574.5909 | 3847.4568 | 6898.083 | 7248.0851 | 7279.8997 | 7294.0577
2.4167 | 0.030741 | 0.016558 | 0.019864 | 0.022593 | 0.02819 | 0.038626 | 0.046498 | 0.059009 |  | 2.4167 | 1138.949 | 1138.9052 | 1138.9054 | 1138.9058 | 1138.9061 | 1138.9064 | 1139.1403 | 1139.4296 |  | 2.4167 | 3705.9059 | 2165.5409 | 2746.8906 | 3304.1684 | 3511.4332 | 4048.0958 | 5156.8591 | 6415.3256 |  | 2.4167 | 0.3 | 0.3 | 0.3 | 0.3 | 0.3 | 0.3 | 0.3 | 0.3 |  | jun | 2.4167 | 1027.6537 | 1026.5 | 1026.5 | 1026.5 | 1026.5009 | 1029.4463 | 1029.4481 | 1029.4481 |  | 2.4167 | 0.2406 | 0.13042 | 0.16734 | 0.19901 | 0.23911 | 0.28004 | 0.33536 | 0.35751 |  | 2.4167 | 5582.9382 | 3382.2446 | 4119.333 | 4596.9008 | 5634.6022 | 6398.9252 | 7244.1587 | 8924.9401
2.5 | 0.034856 | 0.019767 | 0.026293 | 0.03137 | 0.034718 | 0.038768 | 0.043152 | 0.053082 |  | 2.5 | 1138.8887 | 1138.8881 | 1138.8883 | 1138.8885 | 1138.8885 | 1138.8885 | 1138.8885 | 1138.9008 |  | 2.5 | 3357.0616 | 2201.8646 | 2704.5057 | 3052.5389 | 3297.6654 | 3769.3989 | 4064.1538 | 4521.3088 |  | 2.5 | 0.3 | 0.3 | 0.3 | 0.3 | 0.3 | 0.3 | 0.3 | 0.3 |  | jul | 2.5 | 1027.0926 | 1026.5 | 1026.5 | 1026.5 | 1026.5004 | 1028.0139 | 1028.0149 | 1028.0149 |  | 2.5 | 0.2297 | 0.13423 | 0.17106 | 0.19924 | 0.23049 | 0.25327 | 0.30234 | 0.31832 |  | 2.5 | 4909.4448 | 3044.7985 | 3932.0136 | 4487.3794 | 5056.3795 | 5374.0876 | 5914.2897 | 6676.6972
2.5833 | 0.027737 | 0.0078834 | 0.014843 | 0.023888 | 0.028547 | 0.032232 | 0.038166 | 0.041012 |  | 2.5833 | 1138.9021 | 1138.8988 | 1138.9019 | 1138.9022 | 1138.9022 | 1138.9022 | 1138.9022 | 1138.9022 |  | 2.5833 | 1832.7413 | 870.4517 | 1306.0239 | 1574.8517 | 1795.4981 | 2162.4025 | 2546.7329 | 2845.9326 |  | 2.5833 | 0.3 | 0.3 | 0.3 | 0.3 | 0.3 | 0.3 | 0.3 | 0.3 |  | aug | 2.5833 | 1026.8016 | 1026.5 | 1026.5 | 1026.5 | 1026.5002 | 1027.2678 | 1027.2679 | 1027.3376 |  | 2.5833 | 0.21545 | 0.05331 | 0.092758 | 0.15911 | 0.22493 | 0.26388 | 0.32314 | 0.35635 |  | 2.5833 | 2925.4873 | 0 | 144.8483 | 2665.3168 | 3102.2017 | 3467.1158 | 3848.0158 | 4266.4027
2.6667 | 0.028652 | 0.021929 | 0.022616 | 0.026107 | 0.028473 | 0.031103 | 0.03452 | 0.037403 |  | 2.6667 | 1138.9279 | 1138.9218 | 1138.9281 | 1138.9281 | 1138.9281 | 1138.9281 | 1138.9281 | 1138.9281 |  | 2.6667 | 1295.7834 | 596.7553 | 818.0559 | 1141.0513 | 1229.5151 | 1492.6414 | 1844.9372 | 1966.649 |  | 2.6667 | 0.3 | 0.3 | 0.3 | 0.3 | 0.3 | 0.3 | 0.3 | 0.3 |  | sep | 2.6667 | 1026.7921 | 1026.5 | 1026.5 | 1026.5 | 1026.5001 | 1026.8898 | 1028.3997 | 1029.4597 |  | 2.6667 | 0.26954 | 0.14019 | 0.17616 | 0.238 | 0.27401 | 0.29938 | 0.33468 | 0.35201 |  | 2.6667 | 2554.984 | 1297.1082 | 1898.4345 | 2206.0496 | 2507.2843 | 2882.1702 | 3317.1098 | 4592.0325
2.75 | 0.024467 | 0.012238 | 0.01992 | 0.022613 | 0.02441 | 0.026574 | 0.029429 | 0.034427 |  | 2.75 | 1138.972 | 1138.9612 | 1138.9723 | 1138.9723 | 1138.9723 | 1138.9723 | 1138.9723 | 1138.9723 |  | 2.75 | 0 | 0 | 0 | 0 | 0 | 0 | 0 | 0 |  | 2.75 | 0 | 0 | 0 | 0 | 0 | 0 | 0 | 0 |  | oct | 2.75 | 1026.6479 | 1026.5 | 1026.5 | 1026.5 | 1026.5 | 1026.6948 | 1027.4672 | 1028.0208 |  | 2.75 | 0.28209 | 0.089948 | 0.15063 | 0.23098 | 0.27955 | 0.33314 | 0.42153 | 0.53977 |  | 2.75 | 826.1187 | 0 | 553.3726 | 712.7163 | 825.5698 | 906.326 | 1202.5298 | 1722.3268
2.8333 | 0.026569 | 0.018032 | 0.021718 | 0.024643 | 0.0266 | 0.028076 | 0.032269 | 0.035645 |  | 2.8333 | 1139.3698 | 1139.1947 | 1139.2798 | 1139.3264 | 1139.3479 | 1139.4241 | 1139.4917 | 1139.5637 |  | 2.8333 | 0 | 0 | 0 | 0 | 0 | 0 | 0 | 0 |  | 2.8333 | 0 | 0 | 0 | 0 | 0 | 0 | 0 | 0 |  | nov | 2.8333 | 1026.5959 | 1026.5 | 1026.5 | 1026.5 | 1026.5 | 1026.5974 | 1027.0341 | 1028.1804 |  | 2.8333 | 0.25629 | 0.083819 | 0.1389 | 0.21145 | 0.25189 | 0.30304 | 0.37166 | 0.50612 |  | 2.8333 | 473.2242 | 0 | 289.0958 | 381.5517 | 437.2157 | 582.6388 | 728.5971 | 1022.4959
2.9167 | 0.02422 | 0.013597 | 0.018202 | 0.021839 | 0.024529 | 0.026421 | 0.029781 | 0.033847 |  | 2.9167 | 1139.6484 | 1139.3362 | 1139.4913 | 1139.5776 | 1139.615 | 1139.7385 | 1139.8452 | 1139.9844 |  | 2.9167 | 0 | 0 | 0 | 0 | 0 | 0 | 0 | 0 |  | 2.9167 | 0 | 0 | 0 | 0 | 0 | 0 | 0 | 0 |  | dec | 2.9167 | 1026.5698 | 1026.5 | 1026.5 | 1026.5 | 1026.5 | 1026.5487 | 1026.7678 | 1028.49 |  | 2.9167 | 0.24788 | 0.089729 | 0.12944 | 0.20529 | 0.24243 | 0.29306 | 0.35926 | 0.49897 |  | 2.9167 | 393.4459 | 0 | 233.28 | 314.5104 | 346.8961 | 496.4269 | 548.8239 | 721.5245
3 | 0.026822 | 0.015672 | 0.020818 | 0.023923 | 0.027053 | 0.029 | 0.032682 | 0.038981 |  | 3 | 1139.8475 | 1139.4402 | 1139.644 | 1139.7578 | 1139.814 | 1139.9548 | 1140.0975 | 1140.2847 |  | 3 | 0 | 0 | 0 | 0 | 0 | 0 | 0 | 0 |  | 3 | 0 | 0 | 0 | 0 | 0 | 0 | 0 | 0 |  | jan | 3 | 1026.5588 | 1026.5 | 1026.5 | 1026.5 | 1026.5 | 1026.5244 | 1026.6339 | 1028.7672 |  | 3 | 0.27905 | 0.11868 | 0.16225 | 0.24007 | 0.27673 | 0.32414 | 0.37973 | 0.52344 |  | 3 | 340.7454 | 159.3613 | 217.7775 | 271.1616 | 297.5738 | 371.6636 | 500.7933 | 1573.5325
3.0833 | 0.026373 | 0.017158 | 0.020289 | 0.023905 | 0.02686 | 0.02881 | 0.031988 | 0.036739 |  | 3.0833 | 1140.0439 | 1139.6478 | 1139.8115 | 1139.9492 | 1140.0226 | 1140.1628 | 1140.2756 | 1140.4445 |  | 3.0833 | 0 | 0 | 0 | 0 | 0 | 0 | 0 | 0 |  | 3.0833 | 0 | 0 | 0 | 0 | 0 | 0 | 0 | 0 |  | feb | 3.0833 | 1026.5298 | 1026.5 | 1026.5 | 1026.5 | 1026.5 | 1026.5122 | 1026.5669 | 1027.6573 |  | 3.0833 | 0.20472 | 0.0030401 | 0.070664 | 0.13819 | 0.19164 | 0.25458 | 0.36254 | 0.49779 |  | 3.0833 | 185.5113 | 0 | 0 | 172.1135 | 192.4835 | 223.5808 | 260.0832 | 835.3589
3.1667 | 0.029933 | 0.014159 | 0.021356 | 0.02676 | 0.030406 | 0.032859 | 0.039997 | 0.04188 |  | 3.1667 | 1140.201 | 1139.813 | 1139.9603 | 1140.0927 | 1140.1887 | 1140.3264 | 1140.4478 | 1140.5857 |  | 3.1667 | 0 | 0 | 0 | 0 | 0 | 0 | 0 | 0 |  | 3.1667 | 0 | 0 | 0 | 0 | 0 | 0 | 0 | 0 |  | mar | 3.1667 | 1026.541 | 1026.5 | 1026.5 | 1026.5 | 1026.5 | 1026.5061 | 1026.7014 | 1027.6835 |  | 3.1667 | 0.20871 | 0.0020716 | 0.070546 | 0.13921 | 0.21196 | 0.27497 | 0.36971 | 0.41303 |  | 3.1667 | 184.4534 | 0 | 0 | 164.3946 | 187.1668 | 221.149 | 295.4953 | 512.499
3.25 | 0.027518 | 0.018348 | 0.020106 | 0.024668 | 0.027621 | 0.030641 | 0.033826 | 0.037712 |  | 3.25 | 1140.3574 | 1139.9935 | 1140.049 | 1140.248 | 1140.353 | 1140.4888 | 1140.6531 | 1140.7172 |  | 3.25 | 0 | 0 | 0 | 0 | 0 | 0 | 0 | 0 |  | 3.25 | 0 | 0 | 0 | 0 | 0 | 0 | 0 | 0 |  | apr | 3.25 | 1026.5487 | 1026.5 | 1026.5 | 1026.5 | 1026.5031 | 1026.5031 | 1026.7964 | 1027.8416 |  | 3.25 | 0.17961 | 0.00051811 | 0.027251 | 0.10722 | 0.17394 | 0.24371 | 0.33197 | 0.42111 |  | 3.25 | 157.3347 | 0 | 0 | 107.7363 | 193.6616 | 224.4417 | 264.3298 | 308.4665
3.3333 | 0.032823 | 0.0097334 | 0.010813 | 0.021544 | 0.030315 | 0.042962 | 0.061375 | 0.071824 |  | 3.3333 | 1140.4719 | 1140.0908 | 1140.1506 | 1140.3289 | 1140.4916 | 1140.6074 | 1140.7966 | 1140.8452 |  | 3.3333 | 6914.3197 | 4236.899 | 5417.687 | 6173.7108 | 6960.8047 | 7993.3562 | 8099.9999 | 8099.9999 |  | 3.3333 | 0.3 | 0.3 | 0.3 | 0.3 | 0.3 | 0.3 | 0.3 | 0.3 |  | may | 3.3333 | 1026.5921 | 1026.5 | 1026.5 | 1026.5 | 1026.5015 | 1026.5422 | 1026.9763 | 1027.9923 |  | 3.3333 | 0.11376 | 0.00049441 | 0.00065453 | 0.045182 | 0.10357 | 0.16971 | 0.26411 | 0.33542 |  | 3.3333 | 5520.6595 | 2074.6989 | 3646.3685 | 3854.5613 | 5237.2774 | 7245.1526 | 7264.6065 | 7294.0573
3.4167 | 0.032257 | 0.014502 | 0.019328 | 0.025204 | 0.032507 | 0.038035 | 0.047459 | 0.053577 |  | 3.4167 | 1138.9367 | 1138.905 | 1138.9054 | 1138.9058 | 1138.906 | 1138.9064 | 1139.0741 | 1139.432 |  | 3.4167 | 3683.4145 | 2173.8866 | 2738.3958 | 3297.1916 | 3506.6273 | 4022.4543 | 5076.7176 | 6424.4496 |  | 3.4167 | 0.3 | 0.3 | 0.3 | 0.3 | 0.3 | 0.3 | 0.3 | 0.3 |  | jun | 3.4167 | 1027.9735 | 1026.5 | 1026.5 | 1026.5 | 1026.5061 | 1029.4476 | 1029.4481 | 1029.4481 |  | 3.4167 | 0.23551 | 0.13185 | 0.17012 | 0.1963 | 0.22624 | 0.2737 | 0.32116 | 0.36235 |  | 3.4167 | 5739.1787 | 3390.1801 | 4187.9641 | 4659.0693 | 5798.8163 | 6463.5066 | 7808.4591 | 8925.1385
3.5 | 0.035459 | 0.022222 | 0.026148 | 0.031316 | 0.035232 | 0.039226 | 0.04438 | 0.052554 |  | 3.5 | 1138.8885 | 1138.8881 | 1138.8884 | 1138.8885 | 1138.8885 | 1138.8885 | 1138.8885 | 1138.8885 |  | 3.5 | 3372.5691 | 2207.6278 | 2703.8998 | 3069.8231 | 3331.2311 | 3772.5827 | 4063.2728 | 4522.476 |  | 3.5 | 0.3 | 0.3 | 0.3 | 0.3 | 0.3 | 0.3 | 0.3 | 0.3 |  | jul | 3.5 | 1027.2571 | 1026.5 | 1026.5 | 1026.5 | 1026.5031 | 1028.0145 | 1028.0149 | 1028.0149 |  | 3.5 | 0.2372 | 0.13637 | 0.16669 | 0.20487 | 0.23845 | 0.26558 | 0.31076 | 0.35578 |  | 3.5 | 5021.1786 | 3050.2488 | 3916.6585 | 4537.5496 | 5076.2816 | 5452.5465 | 6067.3401 | 6671.8123
3.5833 | 0.027983 | 0.011888 | 0.017903 | 0.023945 | 0.027863 | 0.032056 | 0.038218 | 0.045062 |  | 3.5833 | 1138.9022 | 1138.9022 | 1138.9022 | 1138.9022 | 1138.9022 | 1138.9022 | 1138.9022 | 1138.9022 |  | 3.5833 | 1835.9821 | 876.8853 | 1302.6169 | 1641.8484 | 1791.7814 | 2145.3331 | 2543.6775 | 2581.1805 |  | 3.5833 | 0.3 | 0.3 | 0.3 | 0.3 | 0.3 | 0.3 | 0.3 | 0.3 |  | aug | 3.5833 | 1026.8838 | 1026.5 | 1026.5 | 1026.5 | 1026.5016 | 1027.2678 | 1027.2679 | 1027.2679 |  | 3.5833 | 0.21454 | 0.057022 | 0.10693 | 0.17217 | 0.21054 | 0.24882 | 0.33678 | 0.38633 |  | 3.5833 | 3051.9005 | 0 | 1771.0181 | 2711.8464 | 3161.2719 | 3459.247 | 4155.0947 | 4286.7413
3.6667 | 0.028244 | 0.0218 | 0.024188 | 0.026 | 0.02816 | 0.030103 | 0.033341 | 0.035002 |  | 3.6667 | 1138.9281 | 1138.9281 | 1138.9281 | 1138.9281 | 1138.9281 | 1138.9281 | 1138.9281 | 1138.9281 |  | 3.6667 | 1307.6619 | 604.0441 | 817.2935 | 1149.7481 | 1253.3594 | 1492.978 | 1840.2129 | 1968.1243 |  | 3.6667 | 0.3 | 0.3 | 0.3 | 0.3 | 0.3 | 0.3 | 0.3 | 0.3 |  | sep | 3.6667 | 1026.7704 | 1026.5 | 1026.5 | 1026.5 | 1026.889 | 1026.8898 | 1026.8898 | 1029.4545 |  | 3.6667 | 0.26968 | 0.13891 | 0.20921 | 0.2449 | 0.27118 | 0.28891 | 0.34868 | 0.37177 |  | 3.6667 | 2559.0312 | 1304.2093 | 1776.117 | 2255.5208 | 2506.011 | 2843.2398 | 3411.1753 | 4048.2432
3.75 | 0.023952 | 0.015628 | 0.018392 | 0.02197 | 0.024129 | 0.026348 | 0.028451 | 0.032931 |  | 3.75 | 1138.9723 | 1138.9723 | 1138.9723 | 1138.9723 | 1138.9723 | 1138.9723 | 1138.9723 | 1138.9723 |  | 3.75 | 0 | 0 | 0 | 0 | 0 | 0 | 0 | 0 |  | 3.75 | 0 | 0 | 0 | 0 | 0 | 0 | 0 | 0 |  | oct | 3.75 | 1026.6361 | 1026.5 | 1026.5 | 1026.5 | 1026.6945 | 1026.6948 | 1026.6948 | 1028.0181 |  | 3.75 | 0.25909 | 0.090637 | 0.13447 | 0.20571 | 0.27396 | 0.30603 | 0.37491 | 0.41894 |  | 3.75 | 838.788 | 0 | 606.7042 | 723.8176 | 834.9038 | 906.8542 | 1222.6516 | 1567.8561
3.8333 | 0.025808 | 0.017386 | 0.021418 | 0.024056 | 0.025954 | 0.027435 | 0.030283 | 0.034371 |  | 3.8333 | 1139.3728 | 1139.1967 | 1139.2791 | 1139.3325 | 1139.3628 | 1139.4224 | 1139.4894 | 1139.5641 |  | 3.8333 | 0 | 0 | 0 | 0 | 0 | 0 | 0 | 0 |  | 3.8333 | 0 | 0 | 0 | 0 | 0 | 0 | 0 | 0 |  | nov | 3.8333 | 1026.5752 | 1026.5 | 1026.5 | 1026.5 | 1026.5973 | 1026.5974 | 1026.5974 | 1027.2697 |  | 3.8333 | 0.23576 | 0.08933 | 0.12453 | 0.18926 | 0.24399 | 0.28018 | 0.34021 | 0.37061 |  | 3.8333 | 479.9538 | 0 | 321.2385 | 388.9506 | 440.7453 | 550.7712 | 738.217 | 826.9494
3.9167 | 0.024227 | 0.016308 | 0.018409 | 0.021853 | 0.024159 | 0.026975 | 0.029232 | 0.031234 |  | 3.9167 | 1139.6532 | 1139.3395 | 1139.4896 | 1139.5923 | 1139.6346 | 1139.7373 | 1139.8409 | 1139.985 |  | 3.9167 | 0 | 0 | 0 | 0 | 0 | 0 | 0 | 0 |  | 3.9167 | 0 | 0 | 0 | 0 | 0 | 0 | 0 | 0 |  | dec | 3.9167 | 1026.5445 | 1026.5 | 1026.5 | 1026.5 | 1026.5486 | 1026.5487 | 1026.5542 | 1027.5084 |  | 3.9167 | 0.22566 | 0.085711 | 0.11712 | 0.17642 | 0.23694 | 0.26779 | 0.32992 | 0.355 |  | 3.9167 | 397.5346 | 0 | 264.2457 | 318.1387 | 353.0455 | 492.565 | 575.5166 | 656.7059
4 | 0.025564 | 0.015127 | 0.020448 | 0.023665 | 0.025549 | 0.028079 | 0.030696 | 0.032798 |  | 4 | 1139.8531 | 1139.4449 | 1139.6404 | 1139.7701 | 1139.8263 | 1139.9561 | 1140.0928 | 1140.2854 |  | 4 | 0 | 0 | 0 | 0 | 0 | 0 | 0 | 0 |  | 4 | 0 | 0 | 0 | 0 | 0 | 0 | 0 | 0 |  | jan | 4 | 1026.5301 | 1026.5 | 1026.5 | 1026.5 | 1026.5243 | 1026.5244 | 1026.5271 | 1027.7899 |  | 4 | 0.25552 | 0.11661 | 0.1575 | 0.20779 | 0.26452 | 0.29391 | 0.35568 | 0.37502 |  | 4 | 321.9757 | 159.2659 | 217.6716 | 270.3244 | 298.8945 | 371.51 | 470.1389 | 1023.2659
4.0833 | 0.025233 | 0.016275 | 0.019219 | 0.022168 | 0.025654 | 0.028353 | 0.030702 | 0.032509 |  | 4.0833 | 1140.0471 | 1139.6555 | 1139.8109 | 1139.9585 | 1140.0203 | 1140.1621 | 1140.2708 | 1140.4454 |  | 4.0833 | 0 | 0 | 0 | 0 | 0 | 0 | 0 | 0 |  | 4.0833 | 0 | 0 | 0 | 0 | 0 | 0 | 0 | 0 |  | feb | 4.0833 | 1026.5153 | 1026.5 | 1026.5 | 1026.5 | 1026.5122 | 1026.5122 | 1026.5137 | 1027.1553 |  | 4.0833 | 0.17696 | 0.0003226 | 0.036971 | 0.11334 | 0.18328 | 0.2261 | 0.33089 | 0.43822 |  | 4.0833 | 162.2922 | 0 | 0 | 155.0946 | 189.6644 | 222.1535 | 256.5645 | 549.5971
4.1667 | 0.029672 | 0.01298 | 0.020901 | 0.02632 | 0.029158 | 0.03307 | 0.039416 | 0.044248 |  | 4.1667 | 1140.2035 | 1139.8226 | 1139.9565 | 1140.1042 | 1140.1902 | 1140.3271 | 1140.4338 | 1140.5868 |  | 4.1667 | 0 | 0 | 0 | 0 | 0 | 0 | 0 | 0 |  | 4.1667 | 0 | 0 | 0 | 0 | 0 | 0 | 0 | 0 |  | mar | 4.1667 | 1026.5464 | 1026.5 | 1026.5 | 1026.5 | 1026.5061 | 1026.5062 | 1026.7174 | 1026.8309 |  | 4.1667 | 0.18666 | 0.00046813 | 0.022657 | 0.12711 | 0.19116 | 0.24978 | 0.3332 | 0.47075 |  | 4.1667 | 160.907 | 0 | 0 | 149.7446 | 184.5848 | 215.273 | 264.834 | 364.7839
4.25 | 0.026852 | 0.017251 | 0.020852 | 0.02461 | 0.02706 | 0.028695 | 0.033583 | 0.035667 |  | 4.25 | 1140.358 | 1140.006 | 1140.0513 | 1140.249 | 1140.355 | 1140.4854 | 1140.6361 | 1140.7184 |  | 4.25 | 0 | 0 | 0 | 0 | 0 | 0 | 0 | 0 |  | 4.25 | 0 | 0 | 0 | 0 | 0 | 0 | 0 | 0 |  | apr | 4.25 | 1026.5739 | 1026.5 | 1026.5 | 1026.5 | 1026.5031 | 1026.5033 | 1026.8732 | 1026.9943 |  | 4.25 | 0.162 | 0.00044109 | 0.00097386 | 0.085416 | 0.15833 | 0.22192 | 0.32339 | 0.45994 |  | 4.25 | 150.9415 | 0 | 0 | 0 | 190.1473 | 226.5194 | 270.1347 | 366.4823
4.3333 | 0.03509 | 0.0081652 | 0.012993 | 0.025651 | 0.034111 | 0.044298 | 0.059008 | 0.081648 |  | 4.3333 | 1140.4708 | 1140.0891 | 1140.1445 | 1140.3247 | 1140.4926 | 1140.6079 | 1140.7944 | 1140.8433 |  | 4.3333 | 6884.9909 | 4230.5224 | 5453.4662 | 5890.3534 | 6940.5227 | 8006.237 | 8099.9999 | 8099.9999 |  | 4.3333 | 0.3 | 0.3 | 0.3 | 0.3 | 0.3 | 0.3 | 0.3 | 0.3 |  | may | 4.3333 | 1026.6208 | 1026.5 | 1026.5 | 1026.5 | 1026.5015 | 1026.6782 | 1027.0604 | 1027.243 |  | 4.3333 | 0.09564 | 0.00054672 | 0.00068595 | 0.018979 | 0.084779 | 0.14772 | 0.24151 | 0.36538 |  | 4.3333 | 5366.8052 | 2039.9164 | 3525.7507 | 3844.5025 | 4458.5087 | 7244.0283 | 7264.6617 | 7294.0577
4.4167 | 0.0337 | 0.018214 | 0.020618 | 0.027499 | 0.032554 | 0.039371 | 0.04736 | 0.063085 |  | 4.4167 | 1138.9411 | 1138.9054 | 1138.9054 | 1138.9058 | 1138.906 | 1138.9064 | 1139.0889 | 1139.4287 |  | 4.4167 | 3671.1192 | 2172.816 | 2744.3449 | 3254.2403 | 3514.0197 | 4042.8954 | 5097.4446 | 6412.2873 |  | 4.4167 | 0.3 | 0.3 | 0.3 | 0.3 | 0.3 | 0.3 | 0.3 | 0.3 |  | jun | 4.4167 | 1028.1097 | 1026.5 | 1026.5 | 1026.5007 | 1029.4429 | 1029.4476 | 1029.4481 | 1029.4481 |  | 4.4167 | 0.22837 | 0.11834 | 0.16885 | 0.18703 | 0.21726 | 0.26285 | 0.3207 | 0.34465 |  | 4.4167 | 5809.0751 | 3389.5192 | 4099.3222 | 4971.4377 | 6058.0537 | 6448.3471 | 7492.8177 | 8921.214
4.5 | 0.034601 | 0.02235 | 0.026218 | 0.030472 | 0.033846 | 0.038231 | 0.043627 | 0.05156 |  | 4.5 | 1138.8897 | 1138.8881 | 1138.8884 | 1138.8885 | 1138.8885 | 1138.8885 | 1138.8885 | 1139.0032 |  | 4.5 | 3351.4324 | 2206.8883 | 2708.0237 | 3038.9737 | 3309.6085 | 3772.3749 | 4065.9205 | 5019.9167 |  | 4.5 | 0.3 | 0.3 | 0.3 | 0.3 | 0.3 | 0.3 | 0.3 | 0.3 |  | jul | 4.5 | 1027.3288 | 1026.5 | 1026.5 | 1026.5004 | 1028.0122 | 1028.0146 | 1028.0149 | 1028.1865 |  | 4.5 | 0.22699 | 0.1269 | 0.16341 | 0.1976 | 0.22542 | 0.25177 | 0.29773 | 0.35562 |  | 4.5 | 5033.1498 | 3049.728 | 3907.176 | 4616.3547 | 5092.3561 | 5449.511 | 6033.0763 | 7277.79
4.5833 | 0.027928 | 0.0077669 | 0.016116 | 0.023738 | 0.028666 | 0.032743 | 0.03813 | 0.040922 |  | 4.5833 | 1138.9022 | 1138.8988 | 1138.9022 | 1138.9022 | 1138.9022 | 1138.9022 | 1138.9022 | 1138.9022 |  | 4.5833 | 1816.8878 | 876.0595 | 1299.8108 | 1534.4338 | 1794.4574 | 2150.2681 | 2541.3124 | 2579.4324 |  | 4.5833 | 0.3 | 0.3 | 0.3 | 0.3 | 0.3 | 0.3 | 0.3 | 0.3 |  | aug | 4.5833 | 1026.9202 | 1026.5 | 1026.5 | 1026.5002 | 1027.2666 | 1027.2678 | 1027.2679 | 1027.3568 |  | 4.5833 | 0.21818 | 0.029358 | 0.11104 | 0.16906 | 0.21945 | 0.25987 | 0.32043 | 0.42739 |  | 4.5833 | 3015.4993 | 0 | 1560.0734 | 2753.0674 | 3129.9822 | 3455.0976 | 3961.0626 | 4292.5563
4.6667 | 0.028681 | 0.019662 | 0.023612 | 0.026922 | 0.028549 | 0.030951 | 0.03305 | 0.03638 |  | 4.6667 | 1138.928 | 1138.9219 | 1138.9281 | 1138.9281 | 1138.9281 | 1138.9281 | 1138.9281 | 1138.9281 |  | 4.6667 | 1294.0273 | 603.1083 | 822.5089 | 1130.3512 | 1235.514 | 1497.4472 | 1840.8577 | 1966.1579 |  | 4.6667 | 0.3 | 0.3 | 0.3 | 0.3 | 0.3 | 0.3 | 0.3 | 0.3 |  | sep | 4.6667 | 1026.8131 | 1026.5 | 1026.5 | 1026.5001 | 1026.889 | 1026.8898 | 1026.9355 | 1029.4545 |  | 4.6667 | 0.27072 | 0.12729 | 0.20956 | 0.24547 | 0.27162 | 0.29752 | 0.33075 | 0.37195 |  | 4.6667 | 2561.7974 | 1303.3429 | 1887.6027 | 2242.0732 | 2511.1951 | 2839.8377 | 3334.4272 | 4556.0766
4.75 | 0.024591 | 0.015555 | 0.019424 | 0.021885 | 0.024245 | 0.026937 | 0.031541 | 0.033803 |  | 4.75 | 1138.9722 | 1138.963 | 1138.9723 | 1138.9723 | 1138.9723 | 1138.9723 | 1138.9723 | 1138.9723 |  | 4.75 | 0 | 0 | 0 | 0 | 0 | 0 | 0 | 0 |  | 4.75 | 0 | 0 | 0 | 0 | 0 | 0 | 0 | 0 |  | oct | 4.75 | 1026.6581 | 1026.5 | 1026.5 | 1026.5 | 1026.6946 | 1026.6948 | 1026.7178 | 1028.0181 |  | 4.75 | 0.27535 | 0.036759 | 0.12996 | 0.22228 | 0.2715 | 0.3345 | 0.42648 | 0.49959 |  | 4.75 | 843.9444 | 0 | 613.4639 | 729.3139 | 822.1214 | 902.2772 | 1202.9384 | 1721.216
4.8333 | 0.026479 | 0.013808 | 0.02206 | 0.024276 | 0.026075 | 0.028597 | 0.031657 | 0.032979 |  | 4.8333 | 1139.3684 | 1139.1964 | 1139.2788 | 1139.3237 | 1139.349 | 1139.4229 | 1139.4879 | 1139.5636 |  | 4.8333 | 0 | 0 | 0 | 0 | 0 | 0 | 0 | 0 |  | 4.8333 | 0 | 0 | 0 | 0 | 0 | 0 | 0 | 0 |  | nov | 4.8333 | 1026.5873 | 1026.5 | 1026.5 | 1026.5 | 1026.5973 | 1026.5974 | 1026.609 | 1027.2745 |  | 4.8333 | 0.24991 | 0.03634 | 0.12446 | 0.20288 | 0.24209 | 0.30067 | 0.37606 | 0.44977 |  | 4.8333 | 476.2251 | 0 | 311.0952 | 388.8584 | 440.7095 | 557.339 | 749.2195 | 1022.5846
4.9167 | 0.024215 | 0.016716 | 0.018662 | 0.022161 | 0.024116 | 0.026001 | 0.030351 | 0.032821 |  | 4.9167 | 1139.6465 | 1139.3391 | 1139.4924 | 1139.5627 | 1139.6211 | 1139.7371 | 1139.8403 | 1139.9841 |  | 4.9167 | 0 | 0 | 0 | 0 | 0 | 0 | 0 | 0 |  | 4.9167 | 0 | 0 | 0 | 0 | 0 | 0 | 0 | 0 |  | dec | 4.9167 | 1026.5579 | 1026.5 | 1026.5 | 1026.5 | 1026.5486 | 1026.5487 | 1026.7759 | 1027.7947 |  | 4.9167 | 0.23703 | 0.045881 | 0.11878 | 0.19038 | 0.2368 | 0.28283 | 0.35219 | 0.43092 |  | 4.9167 | 398.9316 | 0 | 263.5947 | 316.7254 | 352.9038 | 494.7285 | 609.812 | 752.5401
5 | 0.025673 | 0.016644 | 0.020226 | 0.023343 | 0.025663 | 0.027939 | 0.031184 | 0.03438 |  | 5 | 1139.8444 | 1139.4443 | 1139.6409 | 1139.7555 | 1139.8225 | 1139.9546 | 1140.0918 | 1140.2844 |  | 5 | 0 | 0 | 0 | 0 | 0 | 0 | 0 | 0 |  | 5 | 0 | 0 | 0 | 0 | 0 | 0 | 0 | 0 |  | jan | 5 | 1026.5398 | 1026.5 | 1026.5 | 1026.5 | 1026.5243 | 1026.5244 | 1026.6379 | 1028.2335 |  | 5 | 0.26422 | 0.077772 | 0.15664 | 0.21853 | 0.26241 | 0.30636 | 0.36669 | 0.45292 |  | 5 | 313.2574 | 0 | 224.3735 | 264.4413 | 293.0673 | 371.4571 | 486.0754 | 503.7008
5.0833 | 0.025612 | 0.017557 | 0.01984 | 0.022866 | 0.025473 | 0.027658 | 0.03211 | 0.039962 |  | 5.0833 | 1140.0384 | 1139.6545 | 1139.8121 | 1139.9396 | 1140.0148 | 1140.167 | 1140.27 | 1140.4441 |  | 5.0833 | 0 | 0 | 0 | 0 | 0 | 0 | 0 | 0 |  | 5.0833 | 0 | 0 | 0 | 0 | 0 | 0 | 0 | 0 |  | feb | 5.0833 | 1026.5318 | 1026.5 | 1026.5 | 1026.5 | 1026.5122 | 1026.5122 | 1026.569 | 1028.5518 |  | 5.0833 | 0.18207 | 0.0014386 | 0.043487 | 0.11985 | 0.17431 | 0.23306 | 0.34628 | 0.46909 |  | 5.0833 | 175.3631 | 0 | 0 | 164.5849 | 193.2302 | 213.9627 | 272.0657 | 1388.6201
5.1667 | 0.029965 | 0.017254 | 0.020285 | 0.026217 | 0.03011 | 0.03417 | 0.038992 | 0.043924 |  | 5.1667 | 1140.1954 | 1139.8214 | 1139.9532 | 1140.0845 | 1140.1855 | 1140.325 | 1140.4373 | 1140.5853 |  | 5.1667 | 0 | 0 | 0 | 0 | 0 | 0 | 0 | 0 |  | 5.1667 | 0 | 0 | 0 | 0 | 0 | 0 | 0 | 0 |  | mar | 5.1667 | 1026.5528 | 1026.5 | 1026.5 | 1026.5 | 1026.5061 | 1026.5067 | 1026.7235 | 1027.5459 |  | 5.1667 | 0.18811 | 0.00051732 | 0.01817 | 0.11945 | 0.18706 | 0.24884 | 0.35752 | 0.48013 |  | 5.1667 | 164.1493 | 0 | 0 | 149.8475 | 183.007 | 215.0831 | 264.07 | 824.4318
5.25 | 0.026441 | 0.016094 | 0.019104 | 0.023124 | 0.026503 | 0.029714 | 0.033163 | 0.036008 |  | 5.25 | 1140.3512 | 1140.0044 | 1140.0393 | 1140.2255 | 1140.3657 | 1140.4833 | 1140.6403 | 1140.7168 |  | 5.25 | 0 | 0 | 0 | 0 | 0 | 0 | 0 | 0 |  | 5.25 | 0 | 0 | 0 | 0 | 0 | 0 | 0 | 0 |  | apr | 5.25 | 1026.5785 | 1026.5 | 1026.5 | 1026.5 | 1026.5031 | 1026.552 | 1026.9121 | 1027.0332 |  | 5.25 | 0.16336 | 0.00046571 | 0.0025575 | 0.090504 | 0.144 | 0.23108 | 0.34508 | 0.43149 |  | 5.25 | 150.9512 | 0 | 0 | 0 | 194.4264 | 211.2149 | 276.0983 | 529.4201
5.3333 | 0.032337 | 0.0077787 | 0.011708 | 0.02315 | 0.031339 | 0.041764 | 0.058407 | 0.062316 |  | 5.3333 | 1140.4655 | 1140.0807 | 1140.1475 | 1140.3123 | 1140.4877 | 1140.6057 | 1140.7881 | 1140.8309 |  | 5.3333 | 6866.4196 | 4197.1943 | 5406.2347 | 5925.9961 | 6928.2168 | 7974.8929 | 8099.9999 | 8099.9999 |  | 5.3333 | 0.3 | 0.3 | 0.3 | 0.3 | 0.3 | 0.3 | 0.3 | 0.3 |  | may | 5.3333 | 1026.6263 | 1026.5 | 1026.5 | 1026.5 | 1026.5015 | 1026.7164 | 1027.085 | 1027.257 |  | 5.3333 | 0.099159 | 0.00048808 | 0.00054792 | 0.018851 | 0.0796 | 0.15866 | 0.27598 | 0.35215 |  | 5.3333 | 5304.7498 | 2185.984 | 3670.1989 | 3848.1795 | 4427.6455 | 7241.0968 | 7264.5522 | 7294.5698
5.4167 | 0.031887 | 0.017312 | 0.020075 | 0.026535 | 0.031356 | 0.038056 | 0.046321 | 0.05029 |  | 5.4167 | 1138.9402 | 1138.9052 | 1138.9054 | 1138.9056 | 1138.9061 | 1138.9064 | 1139.0792 | 1139.4092 |  | 5.4167 | 3672.8604 | 2167.7091 | 2745.9411 | 3272.1226 | 3462.5172 | 4044.2497 | 5043.5474 | 6339.2447 |  | 5.4167 | 0.3 | 0.3 | 0.3 | 0.3 | 0.3 | 0.3 | 0.3 | 0.3 |  | jun | 5.4167 | 1028.1622 | 1026.5 | 1026.5 | 1026.5007 | 1029.443 | 1029.4479 | 1029.4481 | 1029.4481 |  | 5.4167 | 0.23372 | 0.15771 | 0.17192 | 0.19401 | 0.21968 | 0.27359 | 0.32004 | 0.32971 |  | 5.4167 | 5838.1414 | 3384.0024 | 4110.7797 | 4841.9933 | 6077.6696 | 6567.0577 | 7265.5909 | 7965.6523
5.5 | 0.035112 | 0.021057 | 0.024927 | 0.030458 | 0.035158 | 0.040237 | 0.044365 | 0.047217 |  | 5.5 | 1138.8886 | 1138.8881 | 1138.8884 | 1138.8885 | 1138.8885 | 1138.8885 | 1138.8885 | 1138.8927 |  | 5.5 | 3359.8866 | 2203.3417 | 2709.1302 | 3050.5204 | 3312.1707 | 3773.9984 | 4059.0356 | 4511.5736 |  | 5.5 | 0.3 | 0.3 | 0.3 | 0.3 | 0.3 | 0.3 | 0.3 | 0.3 |  | jul | 5.5 | 1027.354 | 1026.5 | 1026.5 | 1026.5004 | 1028.0122 | 1028.0146 | 1028.0149 | 1028.0149 |  | 5.5 | 0.22954 | 0.13318 | 0.15963 | 0.202 | 0.22626 | 0.26257 | 0.30297 | 0.33414 |  | 5.5 | 5058.7316 | 3046.043 | 3925.4466 | 4570.7501 | 5110.4576 | 5521.0888 | 5965.1495 | 6169.0565
5.5833 | 0.027129 | 0.0095551 | 0.014974 | 0.023505 | 0.026911 | 0.031003 | 0.036787 | 0.045035 |  | 5.5833 | 1138.9022 | 1138.8995 | 1138.9022 | 1138.9022 | 1138.9022 | 1138.9022 | 1138.9022 | 1138.9022 |  | 5.5833 | 1823.6075 | 872.101 | 1302.8012 | 1575.5381 | 1743.2174 | 2151.4908 | 2541.412 | 2568.9315 |  | 5.5833 | 0.3 | 0.3 | 0.3 | 0.3 | 0.3 | 0.3 | 0.3 | 0.3 |  | aug | 5.5833 | 1026.9337 | 1026.5 | 1026.5 | 1026.5002 | 1027.2666 | 1027.2678 | 1027.2679 | 1027.3406 |  | 5.5833 | 0.20561 | 0.028335 | 0.074704 | 0.16205 | 0.20642 | 0.24413 | 0.32301 | 0.38983 |  | 5.5833 | 2918.9536 | 0 | 220.2302 | 2680.4156 | 3084.6671 | 3573.5592 | 3956.1291 | 4269.5681
5.6667 | 0.028784 | 0.02118 | 0.023838 | 0.026758 | 0.028815 | 0.031083 | 0.033769 | 0.035362 |  | 5.6667 | 1138.9281 | 1138.9244 | 1138.9281 | 1138.9281 | 1138.9281 | 1138.9281 | 1138.9281 | 1138.9281 |  | 5.6667 | 1303.5925 | 590.6229 | 823.9084 | 1148.2533 | 1254.489 | 1500.4896 | 1846.2237 | 1954.3447 |  | 5.6667 | 0.3 | 0.3 | 0.3 | 0.3 | 0.3 | 0.3 | 0.3 | 0.3 |  | sep | 5.6667 | 1026.9199 | 1026.5 | 1026.5 | 1026.5001 | 1026.8892 | 1026.8898 | 1029.1298 | 1029.4545 |  | 5.6667 | 0.26174 | 0.12291 | 0.1591 | 0.24182 | 0.26492 | 0.28756 | 0.32926 | 0.36788 |  | 5.6667 | 2637.8707 | 1298.8898 | 1885.2229 | 2258.2403 | 2538.8218 | 2969.3591 | 3770.4285 | 4570.0273
5.75 | 0.024212 | 0.018069 | 0.019558 | 0.022157 | 0.024239 | 0.026243 | 0.029442 | 0.033326 |  | 5.75 | 1138.9723 | 1138.9691 | 1138.9723 | 1138.9723 | 1138.9723 | 1138.9723 | 1138.9723 | 1138.9723 |  | 5.75 | 0 | 0 | 0 | 0 | 0 | 0 | 0 | 0 |  | 5.75 | 0 | 0 | 0 | 0 | 0 | 0 | 0 | 0 |  | oct | 5.75 | 1026.7132 | 1026.5 | 1026.5 | 1026.5 | 1026.6946 | 1026.6948 | 1027.8467 | 1028.0181 |  | 5.75 | 0.27116 | 0.050775 | 0.15667 | 0.21106 | 0.27378 | 0.32643 | 0.40744 | 0.47256 |  | 5.75 | 872.4074 | 0 | 613.4659 | 743.75 | 825.6149 | 951.3207 | 1476.7597 | 1701.0201
5.8333 | 0.026543 | 0.018625 | 0.02161 | 0.024547 | 0.026411 | 0.028436 | 0.031683 | 0.03297 |  | 5.8333 | 1139.3715 | 1139.1952 | 1139.28 | 1139.3284 | 1139.3674 | 1139.4226 | 1139.4895 | 1139.5604 |  | 5.8333 | 0 | 0 | 0 | 0 | 0 | 0 | 0 | 0 |  | 5.8333 | 0 | 0 | 0 | 0 | 0 | 0 | 0 | 0 |  | nov | 5.8333 | 1026.6202 | 1026.5 | 1026.5 | 1026.5 | 1026.5973 | 1026.5974 | 1027.2356 | 1028.4316 |  | 5.8333 | 0.24586 | 0.050703 | 0.14223 | 0.19042 | 0.24855 | 0.2933 | 0.36485 | 0.41905 |  | 5.8333 | 489.785 | 0 | 312.9359 | 395.525 | 437.5692 | 597.9467 | 759.9912 | 975.1381
5.9167 | 0.024244 | 0.010992 | 0.018604 | 0.022427 | 0.02428 | 0.026556 | 0.029663 | 0.031639 |  | 5.9167 | 1139.6506 | 1139.337 | 1139.4937 | 1139.5903 | 1139.6321 | 1139.7396 | 1139.8413 | 1139.9788 |  | 5.9167 | 0 | 0 | 0 | 0 | 0 | 0 | 0 | 0 |  | 5.9167 | 0 | 0 | 0 | 0 | 0 | 0 | 0 | 0 |  | dec | 5.9167 | 1026.5794 | 1026.5 | 1026.5 | 1026.5 | 1026.5486 | 1026.5487 | 1026.8755 | 1028.7589 |  | 5.9167 | 0.23393 | 0.055705 | 0.12815 | 0.18083 | 0.23606 | 0.27703 | 0.34616 | 0.39035 |  | 5.9167 | 400.497 | 0 | 247.5849 | 318.9517 | 353.085 | 503.1561 | 615.9454 | 702.3045
6 | 0.025429 | 0.015719 | 0.019271 | 0.02323 | 0.025614 | 0.027683 | 0.031106 | 0.032575 |  | 6 | 1139.8495 | 1139.4414 | 1139.6416 | 1139.7605 | 1139.8214 | 1139.957 | 1140.093 | 1140.2781 |  | 6 | 0 | 0 | 0 | 0 | 0 | 0 | 0 | 0 |  | 6 | 0 | 0 | 0 | 0 | 0 | 0 | 0 | 0 |  | jan | 6 | 1026.5616 | 1026.5 | 1026.5 | 1026.5 | 1026.5243 | 1026.5244 | 1026.6877 | 1029.0321 |  | 6 | 0.26094 | 0.079351 | 0.16018 | 0.20986 | 0.266 | 0.30366 | 0.36715 | 0.40536 |  | 6 | 322.6529 | 0 | 225.6169 | 271.255 | 301.7693 | 376.336 | 476.2938 | 895.9846
6.0833 | 0.02555 | 0.017545 | 0.018748 | 0.023399 | 0.025505 | 0.027732 | 0.032116 | 0.033206 |  | 6.0833 | 1140.0442 | 1139.6499 | 1139.8164 | 1139.9507 | 1140.0286 | 1140.1633 | 1140.2712 | 1140.4364 |  | 6.0833 | 0 | 0 | 0 | 0 | 0 | 0 | 0 | 0 |  | 6.0833 | 0 | 0 | 0 | 0 | 0 | 0 | 0 | 0 |  | feb | 6.0833 | 1026.5461 | 1026.5 | 1026.5 | 1026.5 | 1026.5122 | 1026.5122 | 1026.5939 | 1029.2832 |  | 6.0833 | 0.17888 | 5.623e-05 | 0.03736 | 0.098616 | 0.18598 | 0.2384 | 0.33777 | 0.41169 |  | 6.0833 | 149.9317 | 0 | 0 | 0 | 189.0062 | 211.0333 | 247.7755 | 328.6473
6.1667 | 0.028922 | 0.015634 | 0.018767 | 0.024936 | 0.029251 | 0.032795 | 0.038093 | 0.039922 |  | 6.1667 | 1140.2002 | 1139.8154 | 1139.9607 | 1140.0925 | 1140.1932 | 1140.3237 | 1140.444 | 1140.5767 |  | 6.1667 | 0 | 0 | 0 | 0 | 0 | 0 | 0 | 0 |  | 6.1667 | 0 | 0 | 0 | 0 | 0 | 0 | 0 | 0 |  | mar | 6.1667 | 1026.588 | 1026.5 | 1026.5 | 1026.5 | 1026.5061 | 1026.6162 | 1026.7628 | 1029.4392 |  | 6.1667 | 0.18417 | 0.00098453 | 0.018436 | 0.11441 | 0.19035 | 0.25176 | 0.34283 | 0.45837 |  | 6.1667 | 162.3413 | 0 | 0 | 149.9349 | 183.8269 | 216.9173 | 277.838 | 410.273
6.25 | 0.027344 | 0.019521 | 0.021827 | 0.024558 | 0.02738 | 0.029446 | 0.033819 | 0.042181 |  | 6.25 | 1140.3555 | 1139.9967 | 1140.0511 | 1140.2307 | 1140.3647 | 1140.4795 | 1140.6484 | 1140.7069 |  | 6.25 | 0 | 0 | 0 | 0 | 0 | 0 | 0 | 0 |  | 6.25 | 0 | 0 | 0 | 0 | 0 | 0 | 0 | 0 |  | apr | 6.25 | 1026.6148 | 1026.5 | 1026.5 | 1026.5 | 1026.5031 | 1026.5896 | 1026.9291 | 1029.4916 |  | 6.25 | 0.15887 | 0.0004011 | 0.0022714 | 0.085286 | 0.1645 | 0.21082 | 0.32626 | 0.46153 |  | 6.25 | 153.147 | 0 | 0 | 0 | 195.1243 | 217.6682 | 263.1793 | 357.7785
6.3333 | 0.031672 | 0.010669 | 0.012052 | 0.022154 | 0.030564 | 0.040133 | 0.057368 | 0.063891 |  | 6.3333 | 1140.4692 | 1140.0769 | 1140.1326 | 1140.3154 | 1140.4906 | 1140.6094 | 1140.7925 | 1140.837 |  | 6.3333 | 6884.0641 | 4185.9414 | 5463.5122 | 5905.0902 | 6969.743 | 7992.4124 | 8099.9999 | 8099.9999 |  | 6.3333 | 0.3 | 0.3 | 0.3 | 0.3 | 0.3 | 0.3 | 0.3 | 0.3 |  | may | 6.3333 | 1026.6599 | 1026.5 | 1026.5 | 1026.5 | 1026.5015 | 1026.6807 | 1027.1471 | 1029.4531 |  | 6.3333 | 0.094136 | 0.00046252 | 0.00058334 | 0.016106 | 0.081424 | 0.1439 | 0.26518 | 0.38753 |  | 6.3333 | 5379.0884 | 2079.3875 | 3472.2087 | 3836.5623 | 4546.6244 | 7244.9835 | 7263.7841 | 7265.4875
6.4167 | 0.032787 | 0.018819 | 0.020608 | 0.026591 | 0.031959 | 0.038325 | 0.047911 | 0.060724 |  | 6.4167 | 1138.9392 | 1138.9052 | 1138.9054 | 1138.9056 | 1138.906 | 1138.9064 | 1139.0734 | 1139.4189 |  | 6.4167 | 3673.1788 | 2165.3262 | 2743.3296 | 3276.4833 | 3517.2697 | 4015.174 | 5039.3971 | 6375.7594 |  | 6.4167 | 0.3 | 0.3 | 0.3 | 0.3 | 0.3 | 0.3 | 0.3 | 0.3 |  | jun | 6.4167 | 1028.1498 | 1026.5 | 1026.5 | 1026.5007 | 1029.4425 | 1029.4478 | 1029.4481 | 1029.4481 |  | 6.4167 | 0.23615 | 0.16204 | 0.17457 | 0.19297 | 0.22663 | 0.26965 | 0.31669 | 0.35797 |  | 6.4167 | 5832.6449 | 3392.7283 | 4213.0208 | 4912.384 | 6069.044 | 6460.2009 | 7592.2949 | 8924.8031
6.5 | 0.034964 | 0.01776 | 0.025091 | 0.031266 | 0.035298 | 0.038372 | 0.044628 | 0.046443 |  | 6.5 | 1138.8885 | 1138.8881 | 1138.8884 | 1138.8885 | 1138.8885 | 1138.8885 | 1138.8885 | 1138.8909 |  | 6.5 | 3358.4267 | 2201.716 | 2707.3198 | 3070.5371 | 3322.2961 | 3771.7001 | 4058.5051 | 4516.2459 |  | 6.5 | 0.3 | 0.3 | 0.3 | 0.3 | 0.3 | 0.3 | 0.3 | 0.3 |  | jul | 6.5 | 1027.3487 | 1026.5 | 1026.5 | 1026.5004 | 1028.012 | 1028.0146 | 1028.0149 | 1028.1099 |  | 6.5 | 0.22967 | 0.11946 | 0.1542 | 0.19925 | 0.22888 | 0.25819 | 0.3099 | 0.33029 |  | 6.5 | 5053.9469 | 3051.9028 | 3919.873 | 4602.6723 | 5092.9291 | 5454.8668 | 6040.9055 | 6671.5648
6.5833 | 0.027831 | 0.011595 | 0.017731 | 0.023054 | 0.027649 | 0.032384 | 0.038938 | 0.043018 |  | 6.5833 | 1138.9022 | 1138.9014 | 1138.9022 | 1138.9022 | 1138.9022 | 1138.9022 | 1138.9022 | 1138.9022 |  | 6.5833 | 1821.4564 | 870.2857 | 1298.1194 | 1583.3651 | 1796.9855 | 2147.1499 | 2542.7687 | 2574.1808 |  | 6.5833 | 0.3 | 0.3 | 0.3 | 0.3 | 0.3 | 0.3 | 0.3 | 0.3 |  | aug | 6.5833 | 1026.9305 | 1026.5 | 1026.5 | 1026.5002 | 1027.2665 | 1027.2678 | 1027.2679 | 1027.3171 |  | 6.5833 | 0.21633 | 0.061852 | 0.1082 | 0.169 | 0.21013 | 0.26434 | 0.34661 | 0.39352 |  | 6.5833 | 3061.9095 | 0 | 1979.4405 | 2781.1516 | 3118.5441 | 3417.7137 | 4076.881 | 4272.237
6.6667 | 0.028371 | 0.022198 | 0.023829 | 0.026923 | 0.028238 | 0.029894 | 0.033073 | 0.03543 |  | 6.6667 | 1138.9281 | 1138.9254 | 1138.9281 | 1138.9281 | 1138.9281 | 1138.9281 | 1138.9281 | 1138.9281 |  | 6.6667 | 1300.6698 | 596.567 | 821.6189 | 1151.0233 | 1242.4218 | 1492.1475 | 1841.2685 | 1960.2499 |  | 6.6667 | 0.3 | 0.3 | 0.3 | 0.3 | 0.3 | 0.3 | 0.3 | 0.3 |  | sep | 6.6667 | 1026.7911 | 1026.5 | 1026.5 | 1026.5001 | 1026.889 | 1026.8898 | 1026.8898 | 1029.4545 |  | 6.6667 | 0.27002 | 0.14266 | 0.20974 | 0.24456 | 0.26984 | 0.29856 | 0.34189 | 0.37339 |  | 6.6667 | 2558.4229 | 1306.0936 | 1886.5684 | 2285.4398 | 2508.2049 | 2774.4764 | 3327.5423 | 4418.1682
6.75 | 0.02368 | 0.016383 | 0.018716 | 0.021788 | 0.023726 | 0.025528 | 0.028397 | 0.031315 |  | 6.75 | 1138.9722 | 1138.965 | 1138.9723 | 1138.9723 | 1138.9723 | 1138.9723 | 1138.9723 | 1138.9723 |  | 6.75 | 0 | 0 | 0 | 0 | 0 | 0 | 0 | 0 |  | 6.75 | 0 | 0 | 0 | 0 | 0 | 0 | 0 | 0 |  | oct | 6.75 | 1026.6466 | 1026.5 | 1026.5 | 1026.5 | 1026.6945 | 1026.6948 | 1026.7007 | 1028.0181 |  | 6.75 | 0.26549 | 0.066788 | 0.12825 | 0.20805 | 0.26821 | 0.32317 | 0.38393 | 0.41839 |  | 6.75 | 841.4467 | 0 | 620.3964 | 744.1835 | 822.5864 | 883.539 | 1169.3499 | 1710.6369
6.8333 | 0.026226 | 0.021562 | 0.022855 | 0.024094 | 0.026384 | 0.028047 | 0.029873 | 0.032299 |  | 6.8333 | 1139.3706 | 1139.1947 | 1139.2786 | 1139.3303 | 1139.3547 | 1139.4233 | 1139.4849 | 1139.562 |  | 6.8333 | 0 | 0 | 0 | 0 | 0 | 0 | 0 | 0 |  | 6.8333 | 0 | 0 | 0 | 0 | 0 | 0 | 0 | 0 |  | nov | 6.8333 | 1026.5802 | 1026.5 | 1026.5 | 1026.5 | 1026.5973 | 1026.5974 | 1026.6039 | 1027.2697 |  | 6.8333 | 0.24116 | 0.067003 | 0.12229 | 0.18797 | 0.24326 | 0.29258 | 0.34718 | 0.37703 |  | 6.8333 | 479.4449 | 0 | 330.8054 | 399.6632 | 439.0031 | 547.0681 | 731.1158 | 980.6598
6.9167 | 0.024357 | 0.012284 | 0.01899 | 0.022317 | 0.024644 | 0.026557 | 0.030174 | 0.031523 |  | 6.9167 | 1139.6493 | 1139.3361 | 1139.4912 | 1139.5952 | 1139.6273 | 1139.7385 | 1139.8334 | 1139.9814 |  | 6.9167 | 0 | 0 | 0 | 0 | 0 | 0 | 0 | 0 |  | 6.9167 | 0 | 0 | 0 | 0 | 0 | 0 | 0 | 0 |  | dec | 6.9167 | 1026.5468 | 1026.5 | 1026.5 | 1026.5 | 1026.5486 | 1026.5487 | 1026.5519 | 1027.5413 |  | 6.9167 | 0.22964 | 0.067878 | 0.11914 | 0.18135 | 0.22785 | 0.27303 | 0.33859 | 0.36841 |  | 6.9167 | 395.2723 | 0 | 263.7879 | 323.9348 | 347.1621 | 475.1141 | 575.6822 | 690.8676
7 | 0.025572 | 0.019896 | 0.021113 | 0.023319 | 0.025399 | 0.028019 | 0.031197 | 0.032821 |  | 7 | 1139.8471 | 1139.4401 | 1139.6389 | 1139.7729 | 1139.8196 | 1139.9537 | 1140.0819 | 1140.2812 |  | 7 | 0 | 0 | 0 | 0 | 0 | 0 | 0 | 0 |  | 7 | 0 | 0 | 0 | 0 | 0 | 0 | 0 | 0 |  | jan | 7 | 1026.531 | 1026.5 | 1026.5 | 1026.5 | 1026.5243 | 1026.5244 | 1026.5264 | 1027.7726 |  | 7 | 0.25704 | 0.10016 | 0.15308 | 0.21181 | 0.25725 | 0.29857 | 0.36121 | 0.39224 |  | 7 | 320.757 | 159.2353 | 219.1172 | 271.2401 | 293.2396 | 367.9534 | 460.1622 | 971.7882
7.0833 | 0.025259 | 0.015595 | 0.01948 | 0.023236 | 0.025238 | 0.027453 | 0.030476 | 0.034748 |  | 7.0833 | 1140.0404 | 1139.6477 | 1139.8113 | 1139.9497 | 1140.0198 | 1140.1614 | 1140.2605 | 1140.4403 |  | 7.0833 | 0 | 0 | 0 | 0 | 0 | 0 | 0 | 0 |  | 7.0833 | 0 | 0 | 0 | 0 | 0 | 0 | 0 | 0 |  | feb | 7.0833 | 1026.5158 | 1026.5 | 1026.5 | 1026.5 | 1026.5122 | 1026.5122 | 1026.5137 | 1027.1466 |  | 7.0833 | 0.18146 | 4.9052e-05 | 0.069751 | 0.1179 | 0.17522 | 0.24196 | 0.33067 | 0.46466 |  | 7.0833 | 166.1349 | 0 | 0 | 162.1215 | 189.6286 | 210.504 | 252.2583 | 552.9727
7.1667 | 0.028826 | 0.010556 | 0.021097 | 0.025319 | 0.028664 | 0.033075 | 0.037185 | 0.039844 |  | 7.1667 | 1140.1959 | 1139.8127 | 1139.9633 | 1140.092 | 1140.1837 | 1140.3237 | 1140.4435 | 1140.5811 |  | 7.1667 | 0 | 0 | 0 | 0 | 0 | 0 | 0 | 0 |  | 7.1667 | 0 | 0 | 0 | 0 | 0 | 0 | 0 | 0 |  | mar | 7.1667 | 1026.5423 | 1026.5 | 1026.5 | 1026.5 | 1026.5061 | 1026.5061 | 1026.704 | 1026.8264 |  | 7.1667 | 0.18345 | 0.012788 | 0.029718 | 0.12215 | 0.18903 | 0.23683 | 0.3156 | 0.44834 |  | 7.1667 | 167.7445 | 0 | 0 | 152.2223 | 184.3655 | 211.4356 | 276.9716 | 360.1488
7.25 | 0.026829 | 0.018852 | 0.020329 | 0.024233 | 0.027035 | 0.029309 | 0.03305 | 0.037013 |  | 7.25 | 1140.3501 | 1139.9932 | 1140.0587 | 1140.2357 | 1140.3345 | 1140.4868 | 1140.6479 | 1140.7118 |  | 7.25 | 0 | 0 | 0 | 0 | 0 | 0 | 0 | 0 |  | 7.25 | 0 | 0 | 0 | 0 | 0 | 0 | 0 | 0 |  | apr | 7.25 | 1026.5625 | 1026.5 | 1026.5 | 1026.5 | 1026.5031 | 1026.5034 | 1026.9105 | 1026.9924 |  | 7.25 | 0.15813 | 0.00048144 | 0.030612 | 0.095272 | 0.15652 | 0.22152 | 0.28239 | 0.38882 |  | 7.25 | 144.966 | 0 | 0 | 0 | 184.8662 | 209.6106 | 263.2247 | 288.5774
7.3333 | 0.032348 | 0.0082009 | 0.010683 | 0.020296 | 0.029731 | 0.042648 | 0.059481 | 0.077275 |  | 7.3333 | 1140.4621 | 1140.0957 | 1140.1472 | 1140.3169 | 1140.4456 | 1140.5962 | 1140.7998 | 1140.8319 |  | 7.3333 | 6834.9403 | 4254.0642 | 5439.0644 | 5889.2278 | 6871.2785 | 7970.8626 | 8099.9999 | 8099.9999 |  | 7.3333 | 0.3 | 0.3 | 0.3 | 0.3 | 0.3 | 0.3 | 0.3 | 0.3 |  | may | 7.3333 | 1026.6134 | 1026.5 | 1026.5 | 1026.5 | 1026.5015 | 1026.6838 | 1027.0995 | 1027.1915 |  | 7.3333 | 0.091256 | 0.00051482 | 0.00065556 | 0.025629 | 0.084676 | 0.14102 | 0.20903 | 0.30503 |  | 7.3333 | 5328.5416 | 3333.9 | 3449.6724 | 3844.5651 | 4454.1917 | 7243.6268 | 7262.9749 | 7279.5199
7.4167 | 0.031801 | 0.018678 | 0.019691 | 0.023647 | 0.03103 | 0.03761 | 0.047688 | 0.055377 |  | 7.4167 | 1138.9399 | 1138.905 | 1138.9054 | 1138.9058 | 1138.9061 | 1138.9064 | 1139.0692 | 1139.4108 |  | 7.4167 | 3649.2359 | 2176.8898 | 2811.5395 | 3281.8958 | 3435.5698 | 3944.738 | 5044.8521 | 6345.3242 |  | 7.4167 | 0.3 | 0.3 | 0.3 | 0.3 | 0.3 | 0.3 | 0.3 | 0.3 |  | jun | 7.4167 | 1028.1376 | 1026.5 | 1026.5 | 1026.5007 | 1029.4424 | 1029.4475 | 1029.4481 | 1029.4481 |  | 7.4167 | 0.23142 | 0.16344 | 0.17615 | 0.19189 | 0.21236 | 0.26456 | 0.34293 | 0.37726 |  | 7.4167 | 5802.3608 | 3393.6058 | 4118.3108 | 4774.4662 | 6054.166 | 6452.008 | 7699.6349 | 8925.1385
7.5 | 0.036037 | 0.022597 | 0.028452 | 0.031742 | 0.035137 | 0.039593 | 0.046191 | 0.051768 |  | 7.5 | 1138.8885 | 1138.8881 | 1138.8883 | 1138.8885 | 1138.8885 | 1138.8885 | 1138.8885 | 1138.8903 |  | 7.5 | 3329.3789 | 2209.697 | 2704.949 | 3035.3231 | 3292.007 | 3579.2358 | 4056.2226 | 4512.3516 |  | 7.5 | 0.3 | 0.3 | 0.3 | 0.3 | 0.3 | 0.3 | 0.3 | 0.3 |  | jul | 7.5 | 1027.3413 | 1026.5 | 1026.5 | 1026.5004 | 1028.0118 | 1028.0145 | 1028.0149 | 1028.0149 |  | 7.5 | 0.23397 | 0.15855 | 0.17718 | 0.20811 | 0.23173 | 0.2552 | 0.30525 | 0.35823 |  | 7.5 | 5019.7223 | 3052.4905 | 3945.5601 | 4577.3019 | 5060.5732 | 5452.7127 | 6054.7305 | 6664.3351
7.5833 | 0.028869 | 0.010137 | 0.019272 | 0.023747 | 0.029359 | 0.033111 | 0.038931 | 0.046619 |  | 7.5833 | 1138.9021 | 1138.8988 | 1138.9022 | 1138.9022 | 1138.9022 | 1138.9022 | 1138.9022 | 1138.9022 |  | 7.5833 | 1808.7156 | 879.1952 | 1300.0509 | 1573.2026 | 1731.3011 | 1983.2277 | 2540.1909 | 2569.8054 |  | 7.5833 | 0.3 | 0.3 | 0.3 | 0.3 | 0.3 | 0.3 | 0.3 | 0.3 |  | aug | 7.5833 | 1026.9285 | 1026.5 | 1026.5 | 1026.5002 | 1027.2665 | 1027.2679 | 1027.2679 | 1027.3606 |  | 7.5833 | 0.22257 | 0.066733 | 0.11846 | 0.18107 | 0.21883 | 0.26523 | 0.34558 | 0.42481 |  | 7.5833 | 3041.9777 | 0 | 1564.4443 | 2736.34 | 3113.7589 | 3406.675 | 4236.4772 | 4291.7679
7.6667 | 0.028702 | 0.022095 | 0.024964 | 0.026645 | 0.028849 | 0.030586 | 0.032567 | 0.034159 |  | 7.6667 | 1138.928 | 1138.9227 | 1138.9281 | 1138.9281 | 1138.9281 | 1138.9281 | 1138.9281 | 1138.9281 |  | 7.6667 | 1282.0426 | 606.6613 | 818.5659 | 1129.8567 | 1232.5185 | 1477.7344 | 1835.2783 | 1955.3275 |  | 7.6667 | 0.3 | 0.3 | 0.3 | 0.3 | 0.3 | 0.3 | 0.3 | 0.3 |  | sep | 7.6667 | 1026.787 | 1026.5 | 1026.5 | 1026.5001 | 1026.8889 | 1026.8898 | 1026.9205 | 1029.4545 |  | 7.6667 | 0.27381 | 0.14306 | 0.21162 | 0.25084 | 0.27184 | 0.30139 | 0.34744 | 0.39376 |  | 7.6667 | 2527.9918 | 1306.8315 | 1895.5974 | 2244.9108 | 2500.5855 | 2842.8706 | 3302.6251 | 3749.2334
7.75 | 0.024169 | 0.015624 | 0.018109 | 0.021913 | 0.024337 | 0.026172 | 0.030454 | 0.032032 |  | 7.75 | 1138.972 | 1138.9614 | 1138.9723 | 1138.9723 | 1138.9723 | 1138.9723 | 1138.9723 | 1138.9723 |  | 7.75 | 0 | 0 | 0 | 0 | 0 | 0 | 0 | 0 |  | 7.75 | 0 | 0 | 0 | 0 | 0 | 0 | 0 | 0 |  | oct | 7.75 | 1026.6451 | 1026.5 | 1026.5 | 1026.5 | 1026.6945 | 1026.6948 | 1026.7148 | 1028.0181 |  | 7.75 | 0.27196 | 0.071004 | 0.12551 | 0.19976 | 0.27951 | 0.33285 | 0.42039 | 0.54923 |  | 7.75 | 818.4665 | 0 | 553.2499 | 729.2979 | 810.3641 | 878.4469 | 1138.0583 | 1366.6993
7.8333 | 0.026089 | 0.018164 | 0.020881 | 0.023906 | 0.026562 | 0.028061 | 0.030626 | 0.035999 |  | 7.8333 | 1139.3663 | 1139.1974 | 1139.2791 | 1139.3235 | 1139.3478 | 1139.4183 | 1139.486 | 1139.5607 |  | 7.8333 | 0 | 0 | 0 | 0 | 0 | 0 | 0 | 0 |  | 7.8333 | 0 | 0 | 0 | 0 | 0 | 0 | 0 | 0 |  | nov | 7.8333 | 1026.5944 | 1026.5 | 1026.5 | 1026.5 | 1026.5973 | 1026.5974 | 1026.6096 | 1028.601 |  | 7.8333 | 0.24689 | 0.069328 | 0.11814 | 0.18203 | 0.24976 | 0.30341 | 0.37996 | 0.51183 |  | 7.8333 | 458.116 | 0 | 247.3961 | 385.9212 | 428.1638 | 527.6224 | 712.7704 | 803.0791
7.9167 | 0.024056 | 0.013643 | 0.018497 | 0.021189 | 0.023739 | 0.026422 | 0.031395 | 0.034462 |  | 7.9167 | 1139.6423 | 1139.3407 | 1139.4916 | 1139.5657 | 1139.6141 | 1139.7263 | 1139.8375 | 1139.9791 |  | 7.9167 | 0 | 0 | 0 | 0 | 0 | 0 | 0 | 0 |  | 7.9167 | 0 | 0 | 0 | 0 | 0 | 0 | 0 | 0 |  | dec | 7.9167 | 1026.5745 | 1026.5 | 1026.5 | 1026.5 | 1026.5486 | 1026.5487 | 1026.5614 | 1028.9138 |  | 7.9167 | 0.23566 | 0.068125 | 0.1133 | 0.17508 | 0.23595 | 0.28928 | 0.35749 | 0.4987 |  | 7.9167 | 379.1221 | 0 | 202.7828 | 314.4939 | 344.985 | 470.4038 | 575.518 | 656.3168
8 | 0.025683 | 0.016579 | 0.020119 | 0.023234 | 0.025765 | 0.027852 | 0.031858 | 0.033803 |  | 8 | 1139.8389 | 1139.4467 | 1139.6417 | 1139.7554 | 1139.8137 | 1139.9448 | 1140.0879 | 1140.2786 |  | 8 | 0 | 0 | 0 | 0 | 0 | 0 | 0 | 0 |  | 8 | 0 | 0 | 0 | 0 | 0 | 0 | 0 | 0 |  | jan | 8 | 1026.5693 | 1026.5 | 1026.5 | 1026.5 | 1026.5243 | 1026.5244 | 1026.5308 | 1029.1805 |  | 8 | 0.26295 | 0.095732 | 0.14665 | 0.20355 | 0.26226 | 0.31329 | 0.38325 | 0.5271 |  | 8 | 308.7907 | 0 | 195.9609 | 270.4175 | 291.5108 | 330.4885 | 442.2012 | 934.2145
8.0833 | 0.026215 | 0.014213 | 0.019611 | 0.023866 | 0.026131 | 0.028394 | 0.033343 | 0.035047 |  | 8.0833 | 1140.0339 | 1139.6583 | 1139.812 | 1139.9462 | 1140.0132 | 1140.162 | 1140.2687 | 1140.4371 |  | 8.0833 | 0 | 0 | 0 | 0 | 0 | 0 | 0 | 0 |  | 8.0833 | 0 | 0 | 0 | 0 | 0 | 0 | 0 | 0 |  | feb | 8.0833 | 1026.5628 | 1026.5 | 1026.5 | 1026.5 | 1026.5122 | 1026.5122 | 1026.5154 | 1029.4489 |  | 8.0833 | 0.18699 | 0.0019044 | 0.059919 | 0.1195 | 0.18025 | 0.23214 | 0.34786 | 0.52637 |  | 8.0833 | 166.3153 | 0 | 0 | 165.9887 | 191.1176 | 210.6848 | 251.7715 | 505.7152
8.1667 | 0.029578 | 0.015709 | 0.020619 | 0.025164 | 0.029357 | 0.03382 | 0.037831 | 0.049081 |  | 8.1667 | 1140.1917 | 1139.8262 | 1139.9625 | 1140.0908 | 1140.1841 | 1140.3062 | 1140.4463 | 1140.5774 |  | 8.1667 | 0 | 0 | 0 | 0 | 0 | 0 | 0 | 0 |  | 8.1667 | 0 | 0 | 0 | 0 | 0 | 0 | 0 | 0 |  | mar | 8.1667 | 1026.5903 | 1026.5 | 1026.5 | 1026.5 | 1026.5061 | 1026.5068 | 1026.7163 | 1029.5 |  | 8.1667 | 0.19223 | 0.00028219 | 0.048005 | 0.11268 | 0.17486 | 0.25924 | 0.37201 | 0.49219 |  | 8.1667 | 183.3574 | 0 | 0 | 162.6341 | 185.9179 | 217.4653 | 293.3793 | 1515.4588
8.25 | 0.02662 | 0.016246 | 0.019978 | 0.024198 | 0.026954 | 0.029375 | 0.033052 | 0.037367 |  | 8.25 | 1140.3465 | 1140.0104 | 1140.0586 | 1140.239 | 1140.3523 | 1140.4602 | 1140.6514 | 1140.7078 |  | 8.25 | 0 | 0 | 0 | 0 | 0 | 0 | 0 | 0 |  | 8.25 | 0 | 0 | 0 | 0 | 0 | 0 | 0 | 0 |  | apr | 8.25 | 1026.5984 | 1026.5 | 1026.5 | 1026.5 | 1026.5031 | 1026.5898 | 1026.8516 | 1029.4915 |  | 8.25 | 0.16356 | 0.00036416 | 0.0031201 | 0.087877 | 0.16423 | 0.22813 | 0.35325 | 0.40545 |  | 8.25 | 165.6738 | 0 | 0 | 0 | 193.3615 | 211.2622 | 276.6961 | 1966.7708
8.3333 | 0.034045 | 0.0087311 | 0.011927 | 0.024916 | 0.033753 | 0.042427 | 0.058912 | 0.073995 |  | 8.3333 | 1140.4598 | 1140.0818 | 1140.1565 | 1140.3156 | 1140.4753 | 1140.5861 | 1140.7969 | 1140.8483 |  | 8.3333 | 6842.85 | 4203.7722 | 5450.5322 | 5905.4373 | 6879.6372 | 7795.2623 | 8099.9999 | 8099.9999 |  | 8.3333 | 0.3 | 0.3 | 0.3 | 0.3 | 0.3 | 0.3 | 0.3 | 0.3 |  | may | 8.3333 | 1026.6343 | 1026.5 | 1026.5 | 1026.5 | 1026.5015 | 1026.6943 | 1027.03 | 1028.037 |  | 8.3333 | 0.099015 | 0.00031138 | 0.00055682 | 0.014161 | 0.092748 | 0.15437 | 0.27757 | 0.34627 |  | 8.3333 | 5421.3083 | 2332.9823 | 3518.6133 | 3880.7692 | 4509.2174 | 7242.068 | 7264.1402 | 7280.3484
8.4167 | 0.033072 | 0.018365 | 0.020765 | 0.026919 | 0.033121 | 0.038949 | 0.047662 | 0.060132 |  | 8.4167 | 1138.9373 | 1138.905 | 1138.9054 | 1138.9056 | 1138.906 | 1138.9062 | 1139.1161 | 1139.4368 |  | 8.4167 | 3660.7021 | 2168.3218 | 2741.8116 | 3276.9578 | 3464.2515 | 3972.9681 | 5183.12 | 6442.7121 |  | 8.4167 | 0.3 | 0.3 | 0.3 | 0.3 | 0.3 | 0.3 | 0.3 | 0.3 |  | jun | 8.4167 | 1028.0911 | 1026.5 | 1026.5 | 1026.5007 | 1029.4426 | 1029.4467 | 1029.4481 | 1029.4481 |  | 8.4167 | 0.23469 | 0.15911 | 0.17242 | 0.19968 | 0.22682 | 0.26522 | 0.31479 | 0.3437 |  | 8.4167 | 5784.1676 | 3397.027 | 4221.0045 | 4736.3615 | 5885.8805 | 6462.8396 | 7734.0395 | 8925.1461
8.5 | 0.035353 | 0.021539 | 0.024829 | 0.030842 | 0.035735 | 0.039671 | 0.046484 | 0.049385 |  | 8.5 | 1138.8886 | 1138.8881 | 1138.8883 | 1138.8885 | 1138.8885 | 1138.8885 | 1138.8885 | 1138.8926 |  | 8.5 | 3348.7241 | 2203.7848 | 2706.2123 | 3046.2091 | 3301.8412 | 3682.8614 | 4076.8649 | 4524.8129 |  | 8.5 | 0.3 | 0.3 | 0.3 | 0.3 | 0.3 | 0.3 | 0.3 | 0.3 |  | jul | 8.5 | 1027.3206 | 1026.5 | 1026.5 | 1026.5004 | 1028.012 | 1028.0142 | 1028.0149 | 1028.1781 |  | 8.5 | 0.23826 | 0.10513 | 0.16084 | 0.21242 | 0.24551 | 0.2655 | 0.2954 | 0.35595 |  | 8.5 | 5026.6189 | 3054.8885 | 3931.2842 | 4514.1943 | 5065.5181 | 5463.4489 | 6057.8624 | 6678.2967
8.5833 | 0.027969 | 0.011471 | 0.016294 | 0.022838 | 0.028892 | 0.033168 | 0.0391 | 0.044732 |  | 8.5833 | 1138.9022 | 1138.8992 | 1138.9022 | 1138.9022 | 1138.9022 | 1138.9022 | 1138.9022 | 1138.9022 |  | 8.5833 | 1820.6537 | 872.595 | 1301.6072 | 1572.3809 | 1765.1857 | 2086.5669 | 2553.9333 | 2583.8059 |  | 8.5833 | 0.3 | 0.3 | 0.3 | 0.3 | 0.3 | 0.3 | 0.3 | 0.3 |  | aug | 8.5833 | 1026.9164 | 1026.5 | 1026.5 | 1026.5002 | 1027.2665 | 1027.2676 | 1027.2679 | 1027.3524 |  | 8.5833 | 0.21465 | 0.056226 | 0.092397 | 0.16892 | 0.21895 | 0.25837 | 0.31143 | 0.34051 |  | 8.5833 | 2971.0286 | 0 | 201.7068 | 2634.8145 | 3135.0522 | 3499.0662 | 4152.7409 | 4288.842
8.6667 | 0.028611 | 0.020495 | 0.023277 | 0.026356 | 0.0287 | 0.031265 | 0.033468 | 0.036264 |  | 8.6667 | 1138.928 | 1138.9216 | 1138.9281 | 1138.9281 | 1138.9281 | 1138.9281 | 1138.9281 | 1138.9281 |  | 8.6667 | 1294.9627 | 599.1832 | 820.2189 | 1138.2521 | 1234.6743 | 1493.6396 | 1839.568 | 1971.0781 |  | 8.6667 | 0.3 | 0.3 | 0.3 | 0.3 | 0.3 | 0.3 | 0.3 | 0.3 |  | sep | 8.6667 | 1026.852 | 1026.5 | 1026.5 | 1026.5001 | 1026.8892 | 1026.8898 | 1028.5562 | 1029.4545 |  | 8.6667 | 0.26903 | 0.14518 | 0.16364 | 0.24683 | 0.27482 | 0.29604 | 0.32636 | 0.35321 |  | 8.6667 | 2585.2331 | 1310.0775 | 1898.6265 | 2249.3176 | 2484.3837 | 2891.6251 | 3464.9901 | 4123.4928
8.75 | 0.024471 | 0.015125 | 0.019407 | 0.022069 | 0.025029 | 0.026531 | 0.030069 | 0.033636 |  | 8.75 | 1138.972 | 1138.9612 | 1138.9723 | 1138.9723 | 1138.9723 | 1138.9723 | 1138.9723 | 1138.9723 |  | 8.75 | 0 | 0 | 0 | 0 | 0 | 0 | 0 | 0 |  | 8.75 | 0 | 0 | 0 | 0 | 0 | 0 | 0 | 0 |  | oct | 8.75 | 1026.6781 | 1026.5 | 1026.5 | 1026.5 | 1026.6946 | 1026.6948 | 1027.5481 | 1028.0181 |  | 8.75 | 0.27058 | 0.076397 | 0.14018 | 0.21672 | 0.26629 | 0.32075 | 0.41555 | 0.52485 |  | 8.75 | 856.5571 | 0 | 624.7939 | 728.2827 | 819.6182 | 916.0476 | 1277.153 | 1628.0655
8.8333 | 0.026513 | 0.020706 | 0.021754 | 0.024589 | 0.026347 | 0.029005 | 0.031291 | 0.032143 |  | 8.8333 | 1139.369 | 1139.1954 | 1139.2794 | 1139.3257 | 1139.3494 | 1139.4229 | 1139.4882 | 1139.5648 |  | 8.8333 | 0 | 0 | 0 | 0 | 0 | 0 | 0 | 0 |  | 8.8333 | 0 | 0 | 0 | 0 | 0 | 0 | 0 | 0 |  | nov | 8.8333 | 1026.5976 | 1026.5 | 1026.5 | 1026.5 | 1026.5973 | 1026.5974 | 1027.0461 | 1027.3201 |  | 8.8333 | 0.24514 | 0.072475 | 0.13447 | 0.19936 | 0.24157 | 0.28963 | 0.37829 | 0.47538 |  | 8.8333 | 487.5587 | 0 | 330.8694 | 384.4951 | 439.1004 | 597.9465 | 802.8459 | 847.442
8.9167 | 0.024424 | 0.01617 | 0.019853 | 0.021943 | 0.024172 | 0.026431 | 0.030053 | 0.032228 |  | 8.9167 | 1139.6472 | 1139.3373 | 1139.4924 | 1139.5884 | 1139.6191 | 1139.7363 | 1139.8411 | 1139.9863 |  | 8.9167 | 0 | 0 | 0 | 0 | 0 | 0 | 0 | 0 |  | 8.9167 | 0 | 0 | 0 | 0 | 0 | 0 | 0 | 0 |  | dec | 8.9167 | 1026.5564 | 1026.5 | 1026.5 | 1026.5 | 1026.5486 | 1026.5487 | 1026.774 | 1027.639 |  | 8.9167 | 0.23258 | 0.062679 | 0.12764 | 0.18717 | 0.22474 | 0.26989 | 0.35887 | 0.45692 |  | 8.9167 | 398.5284 | 0 | 268.2612 | 318.9685 | 344.7212 | 503.7356 | 574.2072 | 656.6501
9 | 0.025704 | 0.016926 | 0.02055 | 0.023673 | 0.025849 | 0.027815 | 0.030492 | 0.031896 |  | 9 | 1139.8459 | 1139.4418 | 1139.6436 | 1139.7607 | 1139.8164 | 1139.9603 | 1140.095 | 1140.287 |  | 9 | 0 | 0 | 0 | 0 | 0 | 0 | 0 | 0 |  | 9 | 0 | 0 | 0 | 0 | 0 | 0 | 0 | 0 |  | jan | 9 | 1026.5368 | 1026.5 | 1026.5 | 1026.5 | 1026.5243 | 1026.5244 | 1026.637 | 1027.9221 |  | 9 | 0.25934 | 0.091398 | 0.16035 | 0.21625 | 0.25132 | 0.29575 | 0.38244 | 0.47862 |  | 9 | 312.3294 | 0 | 217.7294 | 265.3045 | 292.2761 | 374.1379 | 449.5083 | 503.8128
9.0833 | 0.026102 | 0.018702 | 0.021405 | 0.024211 | 0.02619 | 0.0279 | 0.031208 | 0.03508 |  | 9.0833 | 1140.0402 | 1139.6504 | 1139.8135 | 1139.9443 | 1140.0208 | 1140.1675 | 1140.2743 | 1140.4474 |  | 9.0833 | 0 | 0 | 0 | 0 | 0 | 0 | 0 | 0 |  | 9.0833 | 0 | 0 | 0 | 0 | 0 | 0 | 0 | 0 |  | feb | 9.0833 | 1026.5279 | 1026.5 | 1026.5 | 1026.5 | 1026.5122 | 1026.5122 | 1026.5707 | 1028.1545 |  | 9.0833 | 0.18616 | 0.022318 | 0.055425 | 0.13288 | 0.19326 | 0.23542 | 0.30801 | 0.35496 |  | 9.0833 | 175.1526 | 0 | 0 | 169.3124 | 189.7867 | 221.932 | 252.637 | 285.2115
9.1667 | 0.028795 | 0.014257 | 0.018783 | 0.025406 | 0.02934 | 0.032596 | 0.037046 | 0.042904 |  | 9.1667 | 1140.1963 | 1139.8163 | 1139.9624 | 1140.0908 | 1140.189 | 1140.3164 | 1140.4417 | 1140.5889 |  | 9.1667 | 0 | 0 | 0 | 0 | 0 | 0 | 0 | 0 |  | 9.1667 | 0 | 0 | 0 | 0 | 0 | 0 | 0 | 0 |  | mar | 9.1667 | 1026.5465 | 1026.5 | 1026.5 | 1026.5 | 1026.5061 | 1026.5061 | 1026.6968 | 1028.3116 |  | 9.1667 | 0.19536 | 0.00038429 | 0.055894 | 0.13461 | 0.18699 | 0.26477 | 0.36214 | 0.38879 |  | 9.1667 | 167.5558 | 0 | 0 | 159.9776 | 183.4957 | 217.5585 | 255.0961 | 343.4022
9.25 | 0.026828 | 0.018197 | 0.020182 | 0.023734 | 0.026719 | 0.029298 | 0.034219 | 0.036405 |  | 9.25 | 1140.3521 | 1139.9977 | 1140.0537 | 1140.2368 | 1140.3505 | 1140.4868 | 1140.6458 | 1140.7209 |  | 9.25 | 0 | 0 | 0 | 0 | 0 | 0 | 0 | 0 |  | 9.25 | 0 | 0 | 0 | 0 | 0 | 0 | 0 | 0 |  | apr | 9.25 | 1026.5681 | 1026.5 | 1026.5 | 1026.5 | 1026.5031 | 1026.5032 | 1026.8848 | 1028.4707 |  | 9.25 | 0.17336 | 0.000518 | 0.037796 | 0.10362 | 0.16548 | 0.23926 | 0.32812 | 0.37289 |  | 9.25 | 156.3444 | 0 | 0 | 107.7421 | 188.8349 | 211.7225 | 264.4096 | 314.9393
9.3333 | 0.031409 | 0.008087 | 0.012177 | 0.020687 | 0.030102 | 0.039037 | 0.053713 | 0.066864 |  | 9.3333 | 1140.4654 | 1140.0811 | 1140.1562 | 1140.3125 | 1140.4613 | 1140.6088 | 1140.7976 | 1140.8401 |  | 9.3333 | 6849.5557 | 4220.9383 | 5391.7242 | 5921.9153 | 6890.3077 | 7973.5929 | 8099.9999 | 8099.9999 |  | 9.3333 | 0.3 | 0.3 | 0.3 | 0.3 | 0.3 | 0.3 | 0.3 | 0.3 |  | may | 9.3333 | 1026.6108 | 1026.5 | 1026.5 | 1026.5 | 1026.5015 | 1026.5446 | 1027.0712 | 1028.6344 |  | 9.3333 | 0.10392 | 0.00041179 | 0.00061603 | 0.03252 | 0.088431 | 0.15983 | 0.26466 | 0.31205 |  | 9.3333 | 5324.2614 | 2048.8264 | 3501.864 | 3832.1088 | 4436.1171 | 7241.8913 | 7264.4416 | 7294.9089
9.4167 | 0.032736 | 0.018895 | 0.019968 | 0.026967 | 0.032976 | 0.038083 | 0.045768 | 0.05694 |  | 9.4167 | 1138.9536 | 1138.905 | 1138.9054 | 1138.9058 | 1138.9061 | 1138.9064 | 1139.2792 | 1139.4238 |  | 9.4167 | 3699.5225 | 2167.6928 | 2736.828 | 3296.8099 | 3463.0966 | 4074.0288 | 5054.1404 | 6394.0333 |  | 9.4167 | 0.3 | 0.3 | 0.3 | 0.3 | 0.3 | 0.3 | 0.3 | 0.3 |  | jun | 9.4167 | 1028.0787 | 1026.5 | 1026.5 | 1026.5007 | 1029.4421 | 1029.4479 | 1029.4481 | 1029.4481 |  | 9.4167 | 0.23705 | 0.15856 | 0.17607 | 0.19837 | 0.21978 | 0.27302 | 0.32908 | 0.35107 |  | 9.4167 | 5816.5772 | 3383.9863 | 4082.2245 | 4631.5284 | 6198.8606 | 6557.3555 | 7591.8131 | 8923.7658
9.5 | 0.034845 | 0.021779 | 0.024968 | 0.029919 | 0.035141 | 0.03903 | 0.045088 | 0.047783 |  | 9.5 | 1138.8886 | 1138.8881 | 1138.8882 | 1138.8885 | 1138.8885 | 1138.8885 | 1138.8885 | 1138.8928 |  | 9.5 | 3345.1365 | 2203.4928 | 2702.7933 | 3049.518 | 3303.188 | 3682.877 | 4051.0926 | 4518.5841 |  | 9.5 | 0.3 | 0.3 | 0.3 | 0.3 | 0.3 | 0.3 | 0.3 | 0.3 |  | jul | 9.5 | 1027.3126 | 1026.5 | 1026.5 | 1026.5004 | 1028.0117 | 1028.0148 | 1028.0149 | 1028.1843 |  | 9.5 | 0.22464 | 0.11418 | 0.15914 | 0.19618 | 0.2234 | 0.25093 | 0.30736 | 0.33303 |  | 9.5 | 5019.4149 | 3046.1911 | 3900.1806 | 4503.939 | 5104.2662 | 5474.8436 | 6042.3802 | 6673.3717
9.5833 | 0.02796 | 0.01344 | 0.017446 | 0.023419 | 0.028261 | 0.03211 | 0.037819 | 0.043843 |  | 9.5833 | 1138.9021 | 1138.8988 | 1138.9022 | 1138.9022 | 1138.9022 | 1138.9022 | 1138.9022 | 1138.9022 |  | 9.5833 | 1828.04 | 872.2666 | 1302.329 | 1571.1436 | 1758.7704 | 2152.0487 | 2534.4402 | 2858.8447 |  | 9.5833 | 0.3 | 0.3 | 0.3 | 0.3 | 0.3 | 0.3 | 0.3 | 0.3 |  | aug | 9.5833 | 1026.9137 | 1026.5 | 1026.5 | 1026.5002 | 1027.2664 | 1027.2679 | 1027.2679 | 1027.3611 |  | 9.5833 | 0.21271 | 0.084895 | 0.10848 | 0.16902 | 0.2167 | 0.24969 | 0.32333 | 0.4028 |  | 9.5833 | 3059.9748 | 0 | 1772.4621 | 2675.6397 | 3164.5847 | 3475.1006 | 4071.8946 | 4638.2716
9.6667 | 0.028675 | 0.020841 | 0.023483 | 0.026064 | 0.028349 | 0.030898 | 0.034632 | 0.03792 |  | 9.6667 | 1138.928 | 1138.9218 | 1138.9281 | 1138.9281 | 1138.9281 | 1138.9281 | 1138.9281 | 1138.9281 |  | 9.6667 | 1293.2374 | 598.8117 | 815.8942 | 1135.694 | 1241.2934 | 1519.1999 | 1856.523 | 1963.2061 |  | 9.6667 | 0.3 | 0.3 | 0.3 | 0.3 | 0.3 | 0.3 | 0.3 | 0.3 |  | sep | 9.6667 | 1026.7807 | 1026.5 | 1026.5 | 1026.5001 | 1026.889 | 1026.8898 | 1026.9354 | 1029.4545 |  | 9.6667 | 0.26815 | 0.16275 | 0.2039 | 0.24582 | 0.27074 | 0.29199 | 0.33206 | 0.37752 |  | 9.6667 | 2541.6694 | 1299.0741 | 1774.7628 | 2220.6186 | 2531.3858 | 2838.1379 | 3240.9054 | 4497.502
9.75 | 0.024531 | 0.015252 | 0.018396 | 0.02268 | 0.024659 | 0.026455 | 0.028946 | 0.034793 |  | 9.75 | 1138.9719 | 1138.962 | 1138.9723 | 1138.9723 | 1138.9723 | 1138.9723 | 1138.9723 | 1138.9723 |  | 9.75 | 0 | 0 | 0 | 0 | 0 | 0 | 0 | 0 |  | 9.75 | 0 | 0 | 0 | 0 | 0 | 0 | 0 | 0 |  | oct | 9.75 | 1026.6418 | 1026.5 | 1026.5 | 1026.5 | 1026.6945 | 1026.6948 | 1026.7178 | 1028.0181 |  | 9.75 | 0.28877 | 0.074005 | 0.15683 | 0.23524 | 0.29078 | 0.35115 | 0.41964 | 0.49436 |  | 9.75 | 823.5204 | 0 | 600.2197 | 713.537 | 829.5079 | 903.2236 | 1155.3959 | 1704.116
9.8333 | 0.026636 | 0.017804 | 0.021102 | 0.024222 | 0.026963 | 0.028682 | 0.031162 | 0.035422 |  | 9.8333 | 1139.3678 | 1139.1926 | 1139.2788 | 1139.3251 | 1139.3491 | 1139.422 | 1139.488 | 1139.5627 |  | 9.8333 | 0 | 0 | 0 | 0 | 0 | 0 | 0 | 0 |  | 9.8333 | 0 | 0 | 0 | 0 | 0 | 0 | 0 | 0 |  | nov | 9.8333 | 1026.5897 | 1026.5 | 1026.5 | 1026.5 | 1026.5973 | 1026.5974 | 1026.6093 | 1028.111 |  | 9.8333 | 0.26087 | 0.072903 | 0.14458 | 0.21314 | 0.25803 | 0.31581 | 0.38057 | 0.43906 |  | 9.8333 | 468.5796 | 0 | 311.064 | 384.1579 | 438.7655 | 544.148 | 717.7999 | 973.4157
9.9167 | 0.025097 | 0.015911 | 0.020329 | 0.023361 | 0.024618 | 0.027198 | 0.031255 | 0.034723 |  | 9.9167 | 1139.6451 | 1139.3372 | 1139.4904 | 1139.5754 | 1139.615 | 1139.7373 | 1139.8408 | 1139.9828 |  | 9.9167 | 0 | 0 | 0 | 0 | 0 | 0 | 0 | 0 |  | 9.9167 | 0 | 0 | 0 | 0 | 0 | 0 | 0 | 0 |  | dec | 9.9167 | 1026.5647 | 1026.5 | 1026.5 | 1026.5 | 1026.5486 | 1026.5487 | 1026.5546 | 1028.4185 |  | 9.9167 | 0.24784 | 0.078294 | 0.13984 | 0.19968 | 0.24731 | 0.30358 | 0.36525 | 0.40487 |  | 9.9167 | 387.5141 | 0 | 246.5781 | 313.4956 | 346.6342 | 489.7931 | 577.5157 | 688.2473
10 | 0.026302 | 0.018275 | 0.020312 | 0.024016 | 0.026529 | 0.028622 | 0.031456 | 0.032644 |  | 10 | 1139.8432 | 1139.4415 | 1139.6406 | 1139.7585 | 1139.8152 | 1139.9548 | 1140.0925 | 1140.2828 |  | 10 | 0 | 0 | 0 | 0 | 0 | 0 | 0 | 0 |  | 10 | 0 | 0 | 0 | 0 | 0 | 0 | 0 | 0 |  | jan | 10 | 1026.5548 | 1026.5 | 1026.5 | 1026.5 | 1026.5243 | 1026.5244 | 1026.5273 | 1028.6614 |  | 10 | 0.27356 | 0.10375 | 0.16925 | 0.22928 | 0.27506 | 0.32481 | 0.38496 | 0.41403 |  | 10 | 333.8771 | 159.2684 | 217.7098 | 267.8435 | 292.1417 | 379.4637 | 464.4015 | 1497.4887
Note on A2: GoldSim Version: 10.50.200 Model: C:\Projects\Faro\Model\Current Model\FMC_WB_WQModel_V2.0\X14Analysis\FMC_WB_WQModel_V2.07_S1c.gsm Element ID: \Faro_SWWQM\Results\SingleWQ_4Dash\SingleWQ_X14\R_SingleWQ Element Description: Simulated on: 6/17/2013 16:39:30 Exported on: 6/17/2013 16:40:03 # of Realizations: 100 # of Time Values: 121 Time Display Units: yr
Note on L2: GoldSim Version: 10.50.200 Model: C:\Projects\Faro\Model\Current Model\FMC_WB_WQModel_V2.0\X14Analysis\FMC_WB_WQModel_V2.07_S1c.gsm Element ID: \Faro_SWWQM\Results\StorageResults\R_Elev_FaroPit Element Description: Simulated on: 6/17/2013 16:39:30 Exported on: 6/17/2013 16:40:08 # of Realizations: 100 # of Time Values: 121 Time Display Units: yr
Note on W2: GoldSim Version: 10.50.200 Model: C:\Projects\Faro\Model\Current Model\FMC_WB_WQModel_V2.0\X14Analysis\FMC_WB_WQModel_V2.07_S1c.gsm Element ID: \Faro_SWWQM\Results\FlowsResults\R_Faro_WTP Element Description: Simulated on: 6/17/2013 16:39:30 Exported on: 6/17/2013 16:40:06 # of Realizations: 100 # of Time Values: 121 Time Display Units: yr
Note on AH2: GoldSim Version: 10.50.200 Model: C:\Projects\Faro\Model\Current Model\FMC_WB_WQModel_V2.0\X14Analysis\FMC_WB_WQModel_V2.07_S1c.gsm Element ID: \Faro_SWWQM\Results\SingleWQ_4Dash\SingleWQ_EfluentWTP_Faro\R_SingleWQ Element Description: Simulated on: 6/17/2013 16:39:30 Exported on: 6/17/2013 16:40:05 # of Realizations: 100 # of Time Values: 121 Time Display Units: yr
Note on AS2: GoldSim Version: 10.50.200 Model: C:\Projects\Faro\Model\Current Model\FMC_WB_WQModel_V2.0\X14Analysis\FMC_WB_WQModel_V2.07_S1c.gsm Element ID: \Faro_SWWQM\Results\StorageResults\R_Elev_CVD Element Description: Simulated on: 6/17/2013 16:39:30 Exported on: 6/17/2013 16:40:09 # of Realizations: 100 # of Time Values: 121 Time Display Units: yr
Note on BD2: GoldSim Version: 10.50.200 Model: C:\Projects\Faro\Model\Current Model\FMC_WB_WQModel_V2.0\X14Analysis\FMC_WB_WQModel_V2.07_S1c.gsm Element ID: \Faro_SWWQM\Results\SingleWQ_4Dash\SingleWQ_CVD\R_SingleWQ Element Description: Simulated on: 6/17/2013 16:39:30 Exported on: 6/17/2013 16:40:04 # of Realizations: 100 # of Time Values: 121 Time Display Units: yr
Note on BO2: GoldSim Version: 10.50.200 Model: C:\Projects\Faro\Model\Current Model\FMC_WB_WQModel_V2.0\X14Analysis\FMC_WB_WQModel_V2.07_S1c.gsm Element ID: \Faro_SWWQM\Results\FlowsResults\R_Q_CVPOUT Element Description: Simulated on: 6/17/2013 16:39:30 Exported on: 6/17/2013 16:40:07 # of Realizations: 100 # of Time Values: 121 Time Display Units: yr
Note on AH4: GoldSim Version: 10.50.200 Model: C:\Projects\Faro\Model\Current Model\FMC_WB_WQModel_V2.0\X14Analysis\FMC_WB_WQModel_V2.04_S4.gsm Element ID: \Faro_SWWQM\Results\SingleWQ_4Dash\SingleWQ_EfluentWTP_Faro\R_SingleWQ Element Description: Simulated on: 5/10/2013 12:06:40 Exported on: 5/10/2013 12:10:14 # of Realizations: 100 # of Time Values: 121 Time Display Units: yr

## Calcs
| C-1c | - Scenario C-1c
|  | Plot A- Zinc Concentrations at X14 | [6 empty] | Plot C - Faro Pit Elevation |  |  |  | Plot B - CVP Operation |  |  |  | Plot D - CVP Zinc Concentration |  |  |  | Plot D - CVP Discharges
|  | Plot A- Zinc Concentrations at X14 - Scenario C-1c | [6 empty] | Plot C - Faro Pit Elevation - Scenario C-1c |  |  |  | Plot B - CVP Operation - Scenario C-1c |  |  |  | Plot D - CVP Zinc Concentration - Scenario C-1c |  |  |  | Plot D - CVP Discharges | [7 empty] | X2 Zinc
[9 empty] | 2004-01-15 | 1141.6951 |  |  | 2004-02-12 | 1030.329 |  |  | 2004-04-14 | 0.2415 |  |  | 2005-01-31 |  | 0 |  | Date/Time | CVP_Outflow [l/s] | 31778 | 1987-01-01 | 0.05
[9 empty] | 2004-01-30 | 1141.7956 |  |  | 2004-02-23 | 1030.23 |  |  | 2004-07-12 | 0.11 |  |  | 2005-02-28 | 110.2678 | 1747.7804 |  | 2004-02-12 | 0 |  | 1987-02-01 | 0.07
| 27395 | 1975-01-01 | [6 empty] | 2004-02-15 | 1141.884 |  |  | 2004-02-29 | 1030.065 |  |  | 2004-08-09 | 0.17 |  |  | 2005-03-31 | 267.8995 | 4246.2935 |  | 2004-02-13 | 21.343 |  | 1987-03-01 | 0.06
| 27548 | 1975-06-03 | 0.1 | 0-0.1 | 0.1 | 750 | 84.55% |  | 2004-02-29 | 1141.945 |  |  | 2004-03-04 | 1030.038 |  |  | 2004-10-12 | 0.4 |  |  | 2005-04-30 | 0 | 0 |  | 2004-02-14 | 21.343 |  | 1987-04-01 | 0.04 | 0.04
|  | 1975-06-11 | 0.08 | 0.1-0.2 | 0.2 | 117 | 13.19% |  | 2004-03-15 | 1142.0364 |  |  | 2004-03-08 | 1029.715 |  |  | 2004-10-26 |  |  |  | 2005-05-31 | 297.432 | 4714.3939 |  | 2004-02-15 | 21.343 |  | 1987-05-01 | 0.1
|  | 1975-06-17 | 0.04 | 0.2-0.3 | 0.3 | 8 | 0.9019% |  | 2004-03-31 | 1142.1248 |  |  | 2004-04-19 | 1030.165 |  |  | 2004-11-15 | 0.52 |  |  | 2005-06-30 | 435.828 | 6908.0151 |  | 2004-02-16 | 21.343 |  | 1987-06-01 | 0.03
|  | 1975-07-02 | 0.05 | 0.3-0.4 | 0.4 | 4 | 0.451% |  | 2004-04-15 | 1142.1858 |  |  | 2004-04-22 | 1030.3 |  |  | 2005-01-21 | 0.4 |  |  | 2005-07-31 | 351.6432 | 5573.6583 |  | 2004-02-17 | 21.343 |  | 1987-07-01 | 0.03
|  | 1975-07-08 | 0.1 | 0.4-0.5 | 0.5 | 0 | 0% |  | 2004-04-30 | 1142.2742 |  |  | 2004-04-23 | 1030.27 |  |  | 2005-02-08 | 0.27 |  |  | 2005-08-31 | 273.2532 | 4331.1515 |  | 2004-02-18 | 21.343 |  | 1987-08-01 | 0.05
|  | 1975-07-16 | 0.02 | 0.5-1 | 1 | 7 | 0.7892% |  | 2004-05-15 | 1142.4662 |  |  | 2004-04-26 | 1030.15 |  |  | 2005-04-11 | 0.22 |  |  | 2005-09-30 | 274.1472 | 4345.3219 |  | 2004-02-19 | 21.343 |  | 1987-08-11 | 0.05
|  | 1975-07-24 | 0.02 | 1-2 | 2 | 1 | 0.1127% |  | 2004-05-18 | 1142.515 |  |  | 2004-04-30 | 1029.882 |  |  | 2005-05-31 | 0.2 |  |  | 2005-10-31 | 36.7835 | 583.0308 |  | 2004-02-20 | 21.343 |  | 1987-09-01 | 0.04
|  | 1975-07-28 | 0.01 |  | 10 | 0 | 0% |  | 2004-05-23 | 1142.4754 |  |  | 2004-05-03 | 1029.795 |  |  | 2005-11-02 | 0.65 |  |  | 2005-11-30 | 0 | 0 |  | 2004-02-21 | 21.343 |  | 1987-09-08 | 0.04
|  | 1975-08-05 | 0.01 |  | 20 | 0 | 0% |  | 2004-05-25 | 1142.4357 |  |  | 2004-05-06 | 1029.702 |  |  | 2005-12-15 | 0.61 |  |  | 2005-12-31 | 0 | 0 |  | 2004-02-22 | 21.343 |  | 1987-10-01 | 0.06
|  | 1975-08-12 | 0.01 | [5 empty] | 2004-05-31 | 1142.326 |  |  | 2004-05-10 | 1029.61 |  |  | 2006-01-23 | 0.39 |  |  | 2006-01-31 | 0 | 0 |  | 2004-02-23 | 21.343 |  | 1987-10-06 | 0.06
|  | 1975-08-19 | 0.07 |  |  | 887 |  |  | 2004-06-07 | 1142.2711 |  |  | 2004-05-11 | 1029.644 |  |  | 2006-02-14 |  |  |  | 2006-02-28 | 0 | 0 |  | 2004-02-24 | 65.213 |  | 1987-11-01 | 0.05
|  | 1975-08-27 | 0.01 | [5 empty] | 2004-06-14 | 1142.1949 |  |  | 2004-05-12 | 1029.645 |  |  | 2006-03-24 | 0.59 |  |  | 2006-03-31 | 0 | 0 |  | 2004-02-25 | 65.213 |  | 1987-11-10 | 0.05
|  | 1975-09-02 | 146 | [5 empty] | 2004-06-21 | 1142.0608 |  |  | 2004-05-13 | 1029.658 |  |  | 2006-04-25 | 0.049 |  |  | 2006-04-30 | 0 | 0 |  | 2004-02-26 | 65.213 |  | 1987-12-01 | 0.02
|  | 1975-09-09 | 0.03 | [5 empty] | 2004-06-28 | 1142.0944 |  |  | 2004-05-16 | 1029.642 |  |  | 2006-05-18 | 0.047 |  |  | 2006-05-31 | 286.9323 | 4547.9689 |  | 2004-02-27 | 65.213 |  | 1987-12-09 | 0.02
|  | 1975-09-16 | 0.08 | [5 empty] | 2004-07-05 | 1142.1462 |  |  | 2004-05-21 | 1029.61 |  |  | 2006-09-12 | 0.23 |  |  | 2006-06-30 | 286.3384 | 4538.5554 |  | 2004-02-28 | 65.213 |  | 1988-01-27 | 0.045
|  | 1975-09-24 | 0.01 | [5 empty] | 2004-07-09 | 1142.1797 |  |  | 2004-05-28 | 1029.73 |  |  | 2006-10-17 | 0.49 |  |  | 2006-07-31 | 314.195 | 4980.0929 |  | 2004-02-29 | 65.213 |  | 1988-02-17 | 0.036
|  | 1975-10-14 | 0.01 | [5 empty] | 2004-07-12 | 1142.1949 |  |  | 2004-06-02 | 1029.803 |  |  | 2006-11-14 | 0.5 |  |  | 2006-08-31 | 234.7973 | 3721.6128 |  | 2004-03-01 | 16.007 |  | 1988-03-24 | 0.035
|  | 1977-01-04 | 0.02 | [5 empty] | 2004-07-19 | 1142.0669 |  |  | 2004-06-07 | 1029.868 |  |  | 2006-12-13 | 0.35 |  |  | 2006-09-30 | 93.8675 | 1487.8302 |  | 2004-03-02 | 16.007 |  | 1988-04-25 | 0.15 | 0.15
|  | 1977-01-11 | 0.1 | [5 empty] | 2004-07-26 | 1142.1157 |  |  | 2004-06-21 | 1029.698 |  |  | 2007-01-16 | 0.39 |  |  | 2006-10-31 | 0 | 0 |  | 2004-03-03 | 16.007 |  | 1988-05-25 | 0.017
|  | 1977-01-13 | 0.03 | [5 empty] | 2004-07-31 | 1142.1553 |  |  | 2004-07-08 | 1029.868 |  |  | 2007-02-15 | 0.3 |  |  | 2006-11-30 | 0 | 0 |  | 2004-03-04 | 16.007 |  | 1988-06-07 | 0.015
|  | 1977-01-17 | 0.06 | [5 empty] | 2004-08-15 | 1142.2407 |  |  | 2004-07-16 | 1029.805 |  |  | 2007-03-12 | 0.29 |  |  | 2006-12-31 | 0 | 0 |  | 2004-03-05 | 188.19 |  | 1988-07-11 | 0.027
|  | 1977-01-24 | 0.04 | [5 empty] | 2004-08-23 | 1142.2711 |  |  | 2004-07-30 | 1029.74 |  |  | 2007-04-19 | 0.24 |  |  | 2007-01-31 | 0 | 0 |  | 2004-03-06 | 188.19 |  | 1988-08-16 | 0.013
|  | 1977-01-27 | 0.04 | [5 empty] | 2004-08-31 | 1142.0334 |  |  | 2004-08-12 | 1029.868 |  |  | 2007-05-15 | 0.032 |  |  | 2007-02-28 | 0 | 0 |  | 2004-03-07 | 188.19 |  | 1988-09-13 | 0.025
|  | 1977-02-01 | 0.03 | [5 empty] | 2004-09-07 | 1141.8597 |  |  | 2004-08-19 | 1029.93 |  |  | 2007-11-14 | 0.19 |  |  | 2007-03-31 | 0 | 0 |  | 2004-03-08 | 188.19 |  | 1988-10-06 | 0.082
|  | 1977-02-08 | 0.04 | [5 empty] | 2004-09-15 | 1141.689 |  |  | 2004-09-17 | 1028.902 |  |  | 2007-12-10 | 0.21 |  |  | 2007-04-30 | 75.8628 | 1202.4505 |  | 2004-03-09 | 0 |  | 1988-11-01 | 0.021
|  | 1977-02-14 | 0.06 | [5 empty] | 2004-09-18 | 1141.6798 |  |  | 2004-09-24 | 1029.03 |  |  | 2007-12-11 |  |  |  | 2007-05-31 | 182.2493 | 2888.7098 |  | 2004-03-10 | 0 |  | 1988-11-30 | 0.022
|  | 1977-02-21 | 0.05 | [5 empty] | 2004-09-30 | 1141.7499 |  |  | 2004-10-05 | 1029.202 |  |  | 2008-01-08 | 0.16 |  |  | 2007-06-30 | 223.0797 | 3535.8851 |  | 2004-03-11 | 0 |  | 1989-02-07 | 0.025
|  | 1977-03-01 | 0.02 | [5 empty] | 2004-10-15 | 1141.8566 |  |  | 2004-10-08 | 1029.252 |  |  | 2008-02-19 | 0.12 |  |  | 2007-07-31 | 225.2206 | 3569.8185 |  | 2004-03-12 | 0 |  | 1989-05-09 | 0.024
|  | 1977-03-07 | 0.03 | [5 empty] | 2004-10-31 | 1141.9511 |  |  | 2004-10-14 | 1029.345 |  |  | 2008-03-18 | 0.12 |  |  | 2007-08-31 | 239.9144 | 3802.7214 |  | 2004-03-13 | 0 |  | 1989-05-31 | 0.0145
|  | 1977-03-15 | 0.1 | [5 empty] | 2004-11-15 | 1142.0395 |  |  | 2004-10-21 | 1029.261 |  |  | 2008-11-04 | 0.17 |  |  | 2007-09-30 | 119.7801 | 1898.5539 |  | 2004-03-14 | 0 |  | 1989-06-13 | 0.024
|  | 1977-03-21 | 0.02 | [5 empty] | 2004-11-30 | 1142.1248 |  |  | 2004-10-25 | 1028.782 |  |  | 2008-11-04 10:30 |  |  |  | 2007-10-31 | 49.5412 | 785.2439 |  | 2004-03-15 | 0 |  | 1989-07-10 | 0.037
|  | 1977-03-28 | 0.01 | [5 empty] | 2004-12-15 | 1142.2346 |  |  | 2004-10-26 | 1028.748 |  |  | 2008-12-01 | 0.19 |  |  | 2007-11-30 | 0 | 0 |  | 2004-03-16 | 0 |  | 1989-07-25 | 0.012
|  | 1977-04-04 | 0.12 | [5 empty] | 2004-12-31 | 1142.3351 |  |  | 2004-10-28 | 1028.795 |  |  | 2008-12-01 12:10 |  |  |  | 2007-12-31 | 0 | 0 |  | 2004-03-17 | 0 |  | 1989-07-28 | 0.042
|  | 1977-04-11 | 0.24 | [5 empty] | 2005-01-15 | 1142.4144 |  |  | 2004-10-28 | 1028.795 |  |  | 2008-12-03 |  |  |  | 2010-04-01 | 96.996 | 1537.4179 |  | 2004-03-18 | 0 |  | 1989-08-14 | 0.017
|  | 1977-04-18 | 0.05 | [5 empty] | 2005-01-31 | 1142.4845 |  |  | 2004-11-04 | 1028.929 |  |  | 2009-01-12 | 0.18 |  |  | 2010-05-01 | 325 | 5151.355 |  | 2004-03-19 | 0 |  | 1989-09-06
|  | 1977-04-25 | 0.16 | [5 empty] | 2005-02-15 | 1142.5576 |  |  | 2004-11-09 | 1029.02 |  |  | 2009-02-02 | 0.17 |  |  | 2010-06-01 | 391.801 | 6210.1724 |  | 2004-03-20 | 0 |  | 1989-09-11 | 0.013
|  | 1977-05-02 | 0.16 | [5 empty] | 2005-03-15 | 1142.675 |  |  | 2004-11-17 | 1029.135 |  |  | 2009-03-03 16:30 | 0.19 |  |  | 2010-07-01 | 417.278 | 6613.9911 |  | 2004-03-21 | 0 |  | 1989-09-18 | 0.013
|  | 1977-05-09 | 0.26 | [5 empty] | 2005-03-31 | 1142.7466 |  |  | 2004-11-24 | 1029.24 |  |  | 2009-03-24 |  |  |  | 2010-08-01 | 293.398 | 4650.4531 |  | 2004-03-22 | 0 |  | 1989-10-16 | 0.017
|  | 1977-05-16 | 0.14 | [5 empty] | 2005-04-15 | 1142.8045 |  |  | 2004-12-01 | 1029.33 |  |  | 2009-03-24 14:15 |  |  |  | 2010-09-01 | 248.33 | 3936.1107 |  | 2004-03-23 | 0 |  | 1989-11-06 | 0.021
|  | 1977-05-24 | 0.1 | [5 empty] | 2005-04-30 | 1142.96 |  |  | 2004-12-15 | 1029.515 |  |  | 2009-04-06 14:50 | 0.0927 |  |  | 2010-11-01 | 195 | 3090.813 |  | 2004-03-24 | 0 |  | 1989-12-11 | 0.024
|  | 1977-05-31 | 0.04 | [5 empty] | 2005-05-07 | 1142.9752 |  |  | 2004-12-22 | 1029.58 |  |  | 2009-05-04 13:45 | 0.009 |  |  | 2010-12-01 | 179.583 | 2846.4486 |  | 2004-03-25 | 0 |  | 1990-01-15 | 0.029
|  | 1977-06-06 | 0.05 | [5 empty] | 2005-05-15 | 1143.0118 |  |  | 2005-01-17 | 1029.878 |  |  | 2009-06-08 00:10 |  |  |  | 2011-03-01 | 123.935 | 1964.4098 |  | 2004-03-26 | 0 |  | 1990-02-12 | 0.057
|  | 1977-06-14 | 0.06 | [5 empty] | 2005-05-18 | 1143.0606 |  |  | 2005-01-25 | 1029.94 |  |  | 2009-06-08 12:10 | 0.0435 |  |  | 2011-04-01 | 138.125 | 2189.3259 |  | 2004-03-27 | 0 |  | 1990-03-12 | 0.097
|  | 1977-06-22 | 0.08 | [5 empty] | 2005-05-31 | 1142.9356 |  |  | 2005-02-03 | 1030.03 |  |  | 2009-07-13 10:20 | 0.185 |  |  | 2011-05-01 | 312.34 | 4950.6899 |  | 2004-03-28 | 0 |  | 1990-04-17 | 0.093 | 0.093
|  | 1977-06-27 | 0.13 | [5 empty] | 2005-06-15 | 1142.7893 |  |  | 2005-02-10 | 1030.09 |  |  | 2009-08-06 16:50 | 0.191 |  |  | 2011-06-01 | 273.642 | 4337.3141 |  | 2004-03-29 | 0 |  | 1990-05-01 | 0.0715
|  | 1977-07-04 | 0.11 | [5 empty] | 2005-06-20 | 1142.704 |  |  | 2005-02-17 | 1030.134 |  |  | 2009-09-03 14:45 | 0.236 |  |  | 2011-07-01 | 285.007 | 4517.453 |  | 2004-03-30 | 0 |  | 1990-05-14 | 0.035
|  | 1977-07-11 | 0.08 | [5 empty] | 2005-06-27 | 1142.5851 |  |  | 2005-02-22 | 1030.176 |  |  | 2009-09-09 11:40 |  |  |  | 2011-08-01 | 362.694 | 5748.8171 |  | 2004-03-31 | 0 |  | 1990-06-11 | 0.013
|  | 1977-07-19 | 0.12 | [5 empty] | 2005-06-30 | 1142.5455 |  |  | 2005-02-23 | 1030.045 |  |  | 2009-09-24 18:10 | 0.591 |  |  | 2011-09-01 | 357.102 | 5660.1821 |  | 2004-04-01 | 0 |  | 1990-07-06 | 0.01
|  | 1978-01-05 | 0.04 | [5 empty] | 2005-07-05 | 1142.4357 |  |  | 2005-02-24 | 1029.854 |  |  | 2009-10-04 14:20 | 0.397 |  |  | 2011-11-01 | 253 | 4010.1317 |  | 2004-04-02 | 0 |  | 1990-07-11 | 0.0045
|  | 1978-01-10 | 0.03 | [5 empty] | 2005-07-11 | 1142.3412 |  |  | 2005-02-25 | 1029.693 |  |  | 2009-11-05 09:05 | 0.293 |  |  | 2011-12-01 | 266.83 | 4229.3417 |  | 2004-04-03 | 0 |  | 1990-07-12 | 0.0065
|  | 1978-01-17 | 0.04 | [5 empty] | 2005-07-18 | 1142.2254 |  |  | 2005-02-26 | 1029.525 |  |  | 2009-11-05 21:05 |  |  |  | 2012-03-01 |  | 0 |  | 2004-04-04 | 0 |  | 1990-08-08 | 0.011
|  | 1978-01-23 | 0.07 | [5 empty] | 2005-07-25 | 1142.0944 |  |  | 2005-02-27 | 1029.355 |  |  | 2009-12-01 14:21 | 0.348 |  |  | 2012-04-01 | 191.115 | 3029.2345 |  | 2004-04-05 | 0 |  | 1990-10-02 | 0.0145
|  | 1978-01-31 | 0.07 | [5 empty] | 2005-07-31 | 1141.9938 |  |  | 2005-02-28 | 1029.185 |  |  | 2010-01-11 |  |  |  | 2012-05-01 | 240.043 | 3804.7591 |  | 2004-04-06 | 0 |  | 1991-01-02 | 0.018
|  | 1978-02-08 | 0.01 | [5 empty] | 2005-08-01 | 1141.9755 |  |  | 2005-03-02 | 1029.03 |  |  | 2010-01-11 12:12 | 0.453 |  |  | 2012-06-01 | 300.143 | 4757.3635 |  | 2004-04-07 | 0 |  | 1991-02-04 | 0.017
|  | 1978-02-15 | [6 empty] | 2005-08-08 | 1141.8353 |  |  | 2005-03-03 | 1028.94 |  |  | 2010-02-22 |  |  |  | 2012-07-01 | 368.829 | 5846.0588 |  | 2004-04-08 | 0 |  | 1991-02-27 | 0.0245 |  |  |  | 2004-01-01 | 37987
|  | 1978-02-22 | 0.08 | [5 empty] | 2005-08-15 | 1141.689 |  |  | 2005-03-06 | 1028.58 |  |  | 2010-02-22 08:50 | 0.34 |  |  | 2012-08-01 | 342.293 | 5425.4546 |  | 2004-04-09 | 0 |  | 1991-03-04 | 0.025
|  | 1978-03-01 | 0.04 | [5 empty] | 2005-08-22 | 1141.5488 |  |  | 2005-03-07 | 1028.443 |  |  | 2010-03-02 |  |  |  | 2012-09-01 |  | 0 |  | 2004-04-10 | 0 |  | 1991-04-01 | 0.047 | 0.047
|  | 1978-03-09 | 0.03 | [5 empty] | 2005-08-29 | 1141.4238 |  |  | 2005-03-08 | 1028.34 |  |  | 2010-03-02 11:30 | 0.326 |  |  | 2012-01-01 | 1000.1486 | 889.2451 | 1098.1412 | 2004-04-11 | 0 |  | 1991-05-01 | 0.096
|  | 1978-03-14 | 0.08 | [5 empty] | 2005-08-31 | 1141.3903 |  |  | 2005-03-09 | 1028.195 |  |  | 2010-04-13 |  |  |  | 2012-02-01 | 555.2395 | 0 | 641.1622 | 2004-04-12 | 0 |  | 1991-05-08 | 0.028
|  | 1978-03-22 | 0.09 | [5 empty] | 2005-09-05 | 1141.2866 |  |  | 2005-03-10 | 1028.18 |  |  | 2010-04-13 11:00 | 0.203 |  |  | 2012-03-01 | 367.5456 | 0 | 448.66 | 2004-04-13 | 0 |  | 1991-06-04 | 0.013
|  | 1978-03-28 | 0.03 | [5 empty] | 2005-09-12 | 1141.1556 |  |  | 2005-03-11 | 1028.05 |  |  | 2010-05-03 |  |  |  | 2012-04-01 | 285.6028 | 0 | 376.7865 | 2004-04-14 | 0 |  | 1991-07-02 | 0.068
|  | 1978-04-03 | 1 | [5 empty] | 2005-09-15 | 1141.0946 |  |  | 2005-03-12 | 1027.885 |  |  | 2010-05-03 15:44 | 0.0628 |  |  | 2012-05-01 | 7286.0779 | 3912.7243 | 7339.5877 | 2004-04-15 | 0 |  | 1991-07-17 | 0.068
|  | 1978-04-11 | 0.03 | [5 empty] | 2005-09-19 | 1141.0154 |  |  | 2005-03-13 | 1027.745 |  |  | 2010-05-03 15:54 |  |  |  | 2012-06-01 | 7282.2379 | 4973.9342 | 8978.6654 | 2004-04-16 | 0 |  | 1991-07-24 | 0.0035
|  | 1978-04-17 | 1 | [5 empty] | 2005-09-30 | 1141.1098 |  |  | 2005-03-14 | 1027.605 |  |  | 2010-06-04 |  |  |  | 2012-07-01 | 4793.5355 | 2386.9159 | 8182.4627 | 2004-04-17 | 0 |  | 1991-08-05 | 0.034
|  | 1978-04-25 | 0.15 | [5 empty] | 2005-10-13 | 1141.1952 |  |  | 2005-03-15 | 1027.457 |  |  | 2010-06-04 09:24 | 0.365 |  |  | 2012-08-01 | 3026.314 | 0 | 4295.3409 | 2004-04-18 | 0 |  | 1991-09-03 | 0.022
|  | 1978-05-01 | 0.33 | [5 empty] | 2005-10-17 | 1141.2165 |  |  | 2005-03-16 | 1027.28 |  |  | 2010-07-10 |  |  |  | 2012-09-01 | 2459.5154 | 1305.658 | 3451.6521 | 2004-04-19 | 0 |  | 1991-09-10 | 0.069
|  | 1978-05-08 | 0.2 | [5 empty] | 2005-10-31 | 1141.3049 |  |  | 2005-03-18 | 1027.018 |  |  | 2010-07-10 15:12 | 0.173 |  |  | 2012-10-01 | 796.0361 | 0 | 1371.1319 | 2004-04-20 | 0 |  | 1991-10-07 | 0.025
|  | 1978-05-16 | 0.12 | [5 empty] | 2005-11-15 | 1141.4238 |  |  | 2005-03-21 | 1026.58 |  |  | 2010-08-03 |  |  |  | 2012-11-01 | 414.759 | 0 | 803.0962 | 2004-04-21 | 0 |  | 1991-11-06 | 0.03475
|  | 1978-05-23 | 0.08 | [5 empty] | 2005-11-30 | 1141.5305 |  |  | 2005-03-22 | 1026.453 |  |  | 2010-08-03 13:47 | 0.299 |  |  | 2012-12-01 | 341.0271 | 0 | 842.0408 | 2004-04-22 | 0 |  | 1991-12-03 | 0.022
|  | 1978-05-30 | 0.07 | [5 empty] | 2005-12-15 | 1141.6158 |  |  | 2005-03-23 | 1026.307 |  |  | 2010-09-02 |  |  |  | 2013-01-01 | 292.5793 | 0 | 1364.0736 | 2004-04-23 | 71.142 |  | 1992-01-10 | 0.023
|  | 1978-06-06 | 0.01 | [5 empty] | 2005-12-31 | 1141.7012 |  |  | 2005-04-04 | 1026.63 |  |  | 2010-09-02 12:12 | 0.229 |  |  | 2013-02-01 | 194.4587 | 0 | 1158.5785 | 2004-04-24 | 94.855 |  | 1992-01-21 | 0.025333
|  | 1978-06-13 | 1 | [5 empty] | 2006-01-15 | 1141.7804 |  |  | 2005-04-07 | 1026.702 |  |  | 2010-10-20 |  |  |  | 2013-03-01 | 188.1513 | 0 | 460.8556 | 2004-04-25 | 94.855 |  | 1992-02-20 | 0.055
|  | 1978-06-20 | 1 | [5 empty] | 2006-01-31 | 1141.8658 |  |  | 2005-05-02 | 1027.923 |  |  | 2010-10-20 10:55 | 0.402 |  |  | 2013-04-01 | 195.4077 | 0 | 376.0848 | 2004-04-26 | 94.855 |  | 1992-03-12 | 0.044
|  | 1978-06-28 | 0.05 | [5 empty] | 2006-02-15 | 1141.9511 |  |  | 2005-05-03 | 1027.847 |  |  | 2010-11-08 |  |  |  | 2013-05-01 | 7240.1756 | 2033.9369 | 7339.9784 | 2004-04-27 | 157.5 |  | 1992-04-29 | 0.048 | 0.048
|  | 1984-01-30 | 0.06 | [5 empty] | 2006-02-28 | 1142.0212 |  |  | 2005-05-04 | 1027.742 |  |  | 2010-11-08 11:55 | 0.36 |  |  | 2013-06-01 | 5185.701 | 3386.9975 | 8166.9678 | 2004-04-28 | 157.5 |  | 1992-09-09 | 0.009
|  | 1984-02-27 | 0.1 | [5 empty] | 2006-03-15 | 1142.0944 |  |  | 2005-05-05 | 1027.626 |  |  | 2010-12-01 |  |  |  | 2013-07-01 | 4766.0565 | 3048.0112 | 6195.6432 | 2004-04-29 | 157.5 |  | 1992-10-08 | 0.026
|  | 1984-03-19 | 0.08 | [5 empty] | 2006-03-30 | 1142.1645 |  |  | 2005-05-09 | 1027.382 |  |  | 2010-12-01 08:50 | 0.433 |  |  | 2013-08-01 | 3016.3192 | 0 | 4298.7194 | 2004-04-30 | 157.5 |  | 1992-11-24 | 0.024
|  | 1984-04-30 | 0.07 | [5 empty] | 2006-04-16 | 1142.2437 |  |  | 2005-05-16 | 1027.26 |  |  | 2011-01-18 14:35 | 0.251 |  |  | 2013-09-01 | 2426.8867 | 1301.1476 | 3724.0406 | 2004-05-01 | 67.435 |  | 1992-11-25 | 0.02
|  | 1984-05-22 | 0.07 | [5 empty] | 2006-04-30 | 1142.3047 |  |  | 2005-05-24 | 1028.265 |  |  | 2011-02-03 10:16 | 0.262 |  |  | 2013-10-01 | 776.0239 | 0 | 1448.6001 | 2004-05-02 | 67.435 |  | 1993-01-20 | 0.035
|  | 1984-06-18 | 0.06 | [5 empty] | 2006-05-15 | 1142.4418 |  |  | 2005-05-25 | 1028.313 |  |  | 2011-03-15 14:31 | 0.219 |  |  | 2013-11-01 | 414.5748 | 0 | 752.7894 | 2004-05-03 | 67.435 |  | 1993-02-17 | 0.04
|  | 1984-07-16 | 0.06 | [5 empty] | 2006-05-31 | 1142.6338 |  |  | 2005-05-26 | 1028.31 |  |  | 2011-03-15 14:36 |  |  |  | 2013-12-01 | 341.3244 | 0 | 1282.5943 | 2004-05-04 | 72.086 |  | 1993-03-15 | 0.04
|  | 1984-08-27 | 0.11 | [5 empty] | 2006-06-15 | 1142.5363 |  |  | 2005-05-30 | 1028.262 |  |  | 2011-04-14 15:35 | 0.212 |  |  | 2014-01-01 | 300.5474 | 0 | 973.0309 | 2004-05-05 | 72.086 |  | 1993-04-26 | 0.08 | 0.08
|  | 1984-09-17 | 0.05 | [5 empty] | 2006-06-30 | 1142.3351 |  |  | 2005-06-01 | 1028.213 |  |  | 2011-05-05 16:10 | 0.029 |  |  | 2014-02-01 | 191.792 | 0 | 448.9504 | 2004-05-06 | 72.086 |  | 1993-04-27 | 0.0515 | 0.0515
|  | 1984-10-22 | 0.11 | [5 empty] | 2006-07-15 | 1142.0852 |  |  | 2005-06-06 | 1028.145 |  |  | 2011-06-20 14:32 | 0.215 |  |  | 2014-03-01 | 184.9622 | 0 | 352.7654 | 2004-05-07 | 53.483 |  | 1993-05-26 | 0.01
|  | 1985-08-12 | 0.03 | [5 empty] | 2006-07-31 | 1141.7865 |  |  | 2005-06-08 | 1028.129 |  |  | 2011-07-14 16:31 | 0.158 |  |  | 2014-04-01 | 195.7649 | 0 | 329.3574 | 2004-05-08 | 53.483 |  | 1993-06-24 | 0.0096667
|  | 1985-09-16 | 0.04 | [5 empty] | 2006-08-15 | 1141.5244 |  |  | 2005-06-13 | 1028.134 |  |  | 2011-08-23 15:35 | 0.0511 |  |  | 2014-05-01 | 6898.083 | 3371.0765 | 7294.0577 | 2004-05-09 | 53.483 |  | 1993-08-02 | 0.0165
|  | 1985-10-13 | 0.05 | [5 empty] | 2006-08-22 | 1141.3689 |  |  | 2005-06-20 | 1028.183 |  |  | 2011-09-21 11:07 | 0.157 |  |  | 2014-06-01 | 5634.6022 | 3382.2446 | 8924.9401 | 2004-05-10 | 53.483 |  | 1993-08-31 | 0.02
|  | 1985-10-28 | 0.04 | [5 empty] | 2006-08-31 | 1141.2013 |  |  | 2005-06-27 | 1028.343 |  |  | 2011-10-19 13:17 | 0.267 |  |  | 2014-07-01 | 5056.3795 | 3044.7985 | 6676.6972 | 2004-05-11 | 0 |  | 1993-09-01 | 0.03
|  | 1985-11-11 | 0.05 | [5 empty] | 2006-09-08 | 1141.0458 |  |  | 2005-06-29 | 1028.29 |  |  | 2011-11-15 13:30 | 0.238 |  |  | 2014-08-01 | 3102.2017 | 0 | 4266.4027 | 2004-05-12 | 0 |  | 1993-09-30 | 0.03
|  | 1985-12-08 | 0.04 | [5 empty] | 2006-09-30 | 1141.2257 |  |  | 2005-06-30 | 1028.245 |  |  | 2011-12-05 10:55 | 0.212 |  |  | 2014-09-01 | 2507.2843 | 1297.1082 | 4592.0325 | 2004-05-13 | 0 |  | 1993-10-01 | 0.04
|  | 1987-01-01 | 0.09 | [5 empty] | 2006-10-15 | 1141.311 |  |  | 2005-07-05 | 1028.07 |  |  | 2012-01-12 12:45 | 0.299 |  |  | 2014-10-01 | 825.5698 | 0 | 1722.3268 | 2004-05-14 | 12.402 |  | 1993-10-25 | 0.04
|  | 1987-02-01 | 0.07 | [5 empty] | 2006-10-31 | 1141.4146 |  |  | 2005-07-08 | 1028.015 |  |  | 2012-02-06 11:09 | 0.106 |  |  | 2014-11-01 | 437.2157 | 0 | 1022.4959 | 2004-05-15 | 12.402 |  | 1993-11-01 | 0.05
|  | 1987-03-01 | 0.08 | [5 empty] | 2006-11-15 | 1141.5091 |  |  | 2005-07-11 | 1028.021 |  |  | 2012-03-05 14:40 | 0.159 |  |  | 2014-12-01 | 346.8961 | 0 | 721.5245 | 2004-05-16 | 12.402 |  | 1993-11-29 | 0.1255
|  | 1987-04-01 | 0.06 | [5 empty] | 2006-11-30 | 1141.5945 |  |  | 2005-07-18 | 1027.84 |  |  | 2012-03-08 13:35 |  |  |  | 2015-01-01 | 297.5738 | 159.3613 | 1573.5325 | 2004-05-17 | 14.882 |  | 1993-12-01 | 0.05
|  | 1987-05-01 | 0.05 | [5 empty] | 2006-12-15 | 1141.6646 |  |  | 2005-07-26 | 1027.685 |  |  | 2012-01-01 | 0.299 | 0.299 | 0.299 | 2015-02-01 | 192.4835 | 0 | 835.3589 | 2004-05-18 | 14.882 |  | 1993-12-13 | 0.12
|  | 1987-06-01 | 0.03 | [5 empty] | 2006-12-31 | 1141.7347 |  |  | 2005-08-01 | 1027.568 |  |  | 2012-02-01 | 0.22146 | 0.067535 | 0.37361 | 2015-03-01 | 187.1668 | 0 | 512.499 | 2004-05-19 | 14.882 |  | 1994-01-01 | 0.05
|  | 1987-07-01 | 0.06 | [5 empty] | 2007-01-15 | 1141.8048 |  |  | 2005-08-08 | 1027.47 |  |  | 2012-03-01 | 0.2216 | 0.060577 | 0.36871 | 2015-04-01 | 193.6616 | 0 | 308.4665 | 2004-05-20 | 14.882 |  | 1994-01-17 | 0.0415
|  | 1987-08-01 | 0.07 | [5 empty] | 2007-01-31 | 1141.8658 |  |  | 2005-08-15 | 1027.335 |  |  | 2012-04-01 | 0.19981 | 0.0077568 | 0.34929 | 2015-05-01 | 5237.2774 | 2074.6989 | 7294.0573 | 2004-05-21 | 14.882 |  | 1994-01-31 | 0.05
|  | 1987-08-11 | 0.07 | [5 empty] | 2007-02-15 | 1141.9145 |  |  | 2005-08-22 | 1027.202 |  |  | 2012-05-01 | 0.13314 | 0.0006546 | 0.25177 | 2015-06-01 | 5798.8163 | 3390.1801 | 8925.1385 | 2004-05-22 | 0 |  | 1994-03-01 | 0.05
|  | 1987-09-01 | 0.06 | [5 empty] | 2007-02-28 | 1141.9651 |  |  | 2005-08-30 | 1027.14 |  |  | 2012-06-01 | 0.24203 | 0.17179 | 0.35983 | 2015-07-01 | 5076.2816 | 3050.2488 | 6671.8123 | 2004-05-23 | 0 |  | 1994-03-03 | 0.11
|  | 1987-09-08 | 0.06 | [5 empty] | 2007-03-15 | 1142.0151 |  |  | 2005-09-07 | 1027.395 |  |  | 2012-07-01 | 0.2373 | 0.15697 | 0.37008 | 2015-08-01 | 3161.2719 | 0 | 4286.7413 | 2004-05-24 | 0 |  | 1994-04-26 | 0.17 | 0.17
|  | 1987-10-01 | 0.11 | [5 empty] | 2007-03-31 | 1142.0791 |  |  | 2005-09-12 | 1027.54 |  |  | 2012-08-01 | 0.21375 | 0.034908 | 0.36583 | 2015-09-01 | 2506.011 | 1304.2093 | 4048.2432 | 2004-05-25 | 0 |  | 1994-05-02 | 0.044
|  | 1987-10-06 | 0.11 | [5 empty] | 2007-04-15 | 1142.1462 |  |  | 2005-09-19 | 1027.67 |  |  | 2012-09-01 | 0.2714 | 0.12478 | 0.35828 | 2015-10-01 | 834.9038 | 0 | 1567.8561 | 2004-05-26 | 0 |  | 1994-05-31 | 0.02
|  | 1987-11-01 | 0.12 | [5 empty] | 2007-04-30 | 1142.2346 |  |  | 2005-09-22 | 1027.525 |  |  | 2012-10-01 | 0.27325 | 0.0075496 | 0.49396 | 2015-11-01 | 440.7453 | 0 | 826.9494 | 2004-05-27 | 0 |  | 1994-06-27 | 0.01
|  | 1987-11-10 | 0.12 | [5 empty] | 2007-05-15 | 1142.3748 |  |  | 2005-09-26 | 1027.264 |  |  | 2012-11-01 | 0.25893 | 0.012118 | 0.44857 | 2015-12-01 | 353.0455 | 0 | 656.7059 | 2004-05-28 | 0 |  | 1994-08-10 | 0.011333
|  | 1987-12-01 | 0.11 | [5 empty] | 2007-05-22 | 1142.3839 |  |  | 2005-09-27 | 1027.174 |  |  | 2012-12-01 | 0.28623 | 0.025819 | 0.4553 | 2016-01-01 | 298.8945 | 159.2659 | 1023.2659 | 2004-05-29 | 0 |  | 1994-09-25 | 0.03
|  | 1987-12-09 | 0.11 | [5 empty] | 2007-05-28 | 1142.3748 |  |  | 2005-09-29 | 1026.949 |  |  | 2013-01-01 | 0.32514 | 0.091891 | 0.55529 | 2016-02-01 | 189.6644 | 0 | 549.5971 | 2004-05-30 | 0 |  | 1994-10-12 | 0.009
|  | 1988-01-27 | 0.093 | [5 empty] | 2007-05-31 | 1142.3748 |  |  | 2005-10-03 | 1026.54 |  |  | 2013-02-01 | 0.25732 | 0.026411 | 0.62379 | 2016-03-01 | 184.5848 | 0 | 364.7839 | 2004-05-31 | 0 |  | 1994-10-15 | 0.04
|  | 1988-02-05 | 0.035 | [5 empty] | 2007-06-04 | 1142.3717 |  |  | 2005-10-05 | 1026.325 |  |  | 2013-03-01 | 0.27104 | 0.028854 | 0.61551 | 2016-04-01 | 190.1473 | 0 | 366.4823 | 2004-06-01 | 0 |  | 1994-11-25 | 0.01
|  | 1988-02-17 | 0.043 | [5 empty] | 2007-06-11 | 1142.3839 |  |  | 2005-10-12 | 1026.564 |  |  | 2013-04-01 | 0.23492 | 0.00032655 | 0.60756 | 2016-05-01 | 4458.5087 | 2039.9164 | 7294.0577 | 2004-06-02 | 0 |  | 1995-01-25 | 0.005
|  | 1988-03-22 | 0.1365 | [5 empty] | 2007-06-14 | 1142.39 |  |  | 2005-10-17 | 1026.714 |  |  | 2013-05-01 | 0.15145 | 0.00034827 | 0.49979 | 2016-06-01 | 6058.0537 | 3389.5192 | 8921.214 | 2004-06-03 | 0 |  | 1995-01-31 | 0.05
|  | 1988-03-24 | 0.067 | [5 empty] | 2007-06-18 | 1142.3809 |  |  | 2005-10-24 | 1026.92 |  |  | 2013-06-01 | 0.23705 | 0.14388 | 0.37504 | 2016-07-01 | 5092.3561 | 3049.728 | 7277.79 | 2004-06-04 | 0 |  | 1995-02-01 | 0.05
|  | 1988-04-25 | 0.126 | [5 empty] | 2007-06-30 | 1142.3138 |  |  | 2005-10-31 | 1027.115 |  |  | 2013-07-01 | 0.23311 | 0.14488 | 0.33924 | 2016-08-01 | 3129.9822 | 0 | 4292.5563 | 2004-06-05 | 0 |  | 1995-02-22 | 0.1
|  | 1988-05-25 | 0.042 | [5 empty] | 2007-07-09 | 1142.2407 |  |  | 2005-11-16 | 1027.515 |  |  | 2013-08-01 | 0.22965 | 0.036157 | 0.38531 | 2016-09-01 | 2511.1951 | 1303.3429 | 4556.0766 | 2004-06-06 | 0 |  | 1995-02-24 | 0.1
|  | 1988-06-07 | 0.021 | [5 empty] | 2007-07-15 | 1142.1401 |  |  | 2005-11-30 | 1027.782 |  |  | 2013-09-01 | 0.27818 | 0.13005 | 0.37353 | 2016-10-01 | 822.1214 | 0 | 1721.216 | 2004-06-07 | 0 |  | 1995-03-06 | 0.0033333
|  | 1988-07-20 | 0.046 | [5 empty] | 2007-07-23 | 1142.0151 |  |  | 2005-12-15 | 1028.032 |  |  | 2013-10-01 | 0.26228 | 0.072389 | 0.42797 | 2016-11-01 | 440.7095 | 0 | 1022.5846 | 2004-06-08 | 28.237 |  | 1995-03-08 | 0.03
|  | 1988-08-24 | 0.12 | [5 empty] | 2007-07-31 | 1141.8749 |  |  | 2006-01-17 | 1028.515 |  |  | 2013-11-01 | 0.24174 | 0.068073 | 0.386 | 2016-12-01 | 352.9038 | 0 | 752.5401 | 2004-06-09 | 28.237 |  | 1995-04-17 | 0.07 | 0.07
|  | 1988-09-13 | 0.135 | [5 empty] | 2007-08-15 | 1141.6158 |  |  | 2006-01-30 | 1028.655 |  |  | 2013-12-01 | 0.24467 | 0.062824 | 0.39885 | 2017-01-01 | 293.0673 | 0 | 503.7008 | 2004-06-10 | 28.237 |  | 1995-05-08 | 0.018
|  | 1988-10-06 | 0.185 | [5 empty] | 2007-08-31 | 1141.3141 |  |  | 2006-02-13 | 1028.613 |  |  | 2014-01-01 | 0.28053 | 0.097544 | 0.45199 | 2017-02-01 | 193.2302 | 0 | 1388.6201 | 2004-06-11 | 28.237 |  | 1995-05-09 | 0.018
|  | 1988-11-01 | 0.02 | [5 empty] | 2007-09-10 | 1141.1312 |  |  | 2006-02-15 | 1028.615 |  |  | 2014-02-01 | 0.20233 | 2.7439e-05 | 0.41625 | 2017-03-01 | 183.007 | 0 | 824.4318 | 2004-06-12 | 28.237 |  | 1995-06-07 | 0.01
|  | 1988-11-30 | 0.175 | [5 empty] | 2007-09-11 | 1141.1403 |  |  | 2006-02-20 | 1028.602 |  |  | 2014-03-01 | 0.20638 | 0.00055725 | 0.40662 | 2017-04-01 | 194.4264 | 0 | 529.4201 | 2004-06-13 | 28.237 |  | 1995-06-21 | 0.01
|  | 1989-01-27 | 0.115 | [5 empty] | 2007-09-15 | 1141.2552 |  |  | 2006-02-21 | 1028.545 |  |  | 2014-04-01 | 0.19437 | 0.00053874 | 0.41852 | 2017-05-01 | 4427.6455 | 2185.984 | 7294.5698 | 2004-06-14 | 28.237 |  | 1995-07-20 | 0.01
|  | 1989-02-07 | 0.0765 | [5 empty] | 2007-09-30 | 1141.3299 |  |  | 2006-02-23 | 1028.42 |  |  | 2014-05-01 | 0.12038 | 0.00052932 | 0.36365 | 2017-06-01 | 6077.6696 | 3384.0024 | 7965.6523 | 2004-06-15 | 28.237 |  | 1995-08-23 | 0.01
|  | 1989-02-13 | 0.115 | [5 empty] | 2007-10-15 | 1141.4543 |  |  | 2006-02-27 | 1028.05 |  |  | 2014-06-01 | 0.23911 | 0.13042 | 0.35751 | 2017-07-01 | 5110.4576 | 3046.043 | 6169.0565 | 2004-06-16 | 28.237 |  | 1995-09-18 | 0.01
|  | 1989-03-14 | 0.058 | [5 empty] | 2007-10-31 | 1141.5884 |  |  | 2006-03-01 | 1027.89 |  |  | 2014-07-01 | 0.23049 | 0.13423 | 0.31832 | 2017-08-01 | 3084.6671 | 0 | 4269.5681 | 2004-06-17 | 28.237 |  | 1995-10-03 | 0.007
|  | 1989-04-12 | 0.046 | [5 empty] | 2007-11-15 | 1141.7042 |  |  | 2006-03-02 | 1027.795 |  |  | 2014-08-01 | 0.22493 | 0.05331 | 0.35635 | 2017-09-01 | 2538.8218 | 1298.8898 | 4570.0273 | 2004-06-18 | 28.237 |  | 1995-10-16 | 0.04
|  | 1989-05-31 | 0.034 | [5 empty] | 2007-11-30 | 1141.8017 |  |  | 2006-03-04 | 1027.63 |  |  | 2014-09-01 | 0.27401 | 0.14019 | 0.35201 | 2017-10-01 | 825.6149 | 0 | 1701.0201 | 2004-06-19 | 28.237 |  | 1995-11-14 | 0.02
|  | 1989-06-12 | 0.052 | [5 empty] | 2007-12-15 | 1141.8962 |  |  | 2006-03-06 | 1027.452 |  |  | 2014-10-01 | 0.27955 | 0.089948 | 0.53977 | 2017-11-01 | 437.5692 | 0 | 975.1381 | 2004-06-20 | 28.237 |  | 1995-12-06 | 0.02
|  | 1989-07-10 | 0.08 | [5 empty] | 2007-12-31 | 1141.9877 |  |  | 2006-03-08 | 1027.275 |  |  | 2014-11-01 | 0.25189 | 0.083819 | 0.50612 | 2017-12-01 | 353.085 | 0 | 702.3045 | 2004-06-21 | 28.237 |  | 1995-12-12 | 0.01
|  | 1989-07-25 | 0.0365 | [5 empty] | 2008-01-15 | 1142.0639 |  |  | 2006-03-09 | 1027.18 |  |  | 2014-12-01 | 0.24243 | 0.089729 | 0.49897 | 2018-01-01 | 301.7693 | 0 | 895.9846 | 2004-06-22 | 0 |  | 1996-01-25 | 0.02
|  | 1989-08-14 | 0.049 | [5 empty] | 2008-01-31 | 1142.1553 |  |  | 2006-03-20 | 1027.433 |  |  | 2015-01-01 | 0.27673 | 0.11868 | 0.52344 | 2018-02-01 | 189.0062 | 0 | 328.6473 | 2004-06-23 | 0 |  | 1996-02-14 | 0.02
|  | 1989-09-06 | [6 empty] | 2008-02-15 | 1142.2151 |  |  | 2006-03-30 | 1027.61 |  |  | 2015-02-01 | 0.19164 | 0.0030401 | 0.49779 | 2018-03-01 | 183.8269 | 0 | 410.273 | 2004-06-24 | 0 |  | 1996-03-05 | 0.024
|  | 1989-09-11 | 0.046 | [5 empty] | 2008-02-29 | 1142.2849 |  |  | 2006-04-06 | 1027.725 |  |  | 2015-03-01 | 0.21196 | 0.0020716 | 0.41303 | 2018-04-01 | 195.1243 | 0 | 357.7785 | 2004-06-25 | 0 |  | 1996-03-12 | 0.02
|  | 1989-10-16 | 0.024 | [5 empty] | 2008-03-15 | 1142.3443 |  |  | 2006-04-18 | 1027.89 |  |  | 2015-04-01 | 0.17394 | 0.00051811 | 0.42111 | 2018-05-01 | 4546.6244 | 2079.3875 | 7265.4875 | 2004-06-26 | 0 |  | 1996-04-09 | 0.0075 | 0.0075
|  | 1989-11-15 | 0.131 | [5 empty] | 2008-03-31 | 1142.4113 |  |  | 2006-04-24 | 1028.16 |  |  | 2015-05-01 | 0.10357 | 0.00049441 | 0.33542 | 2018-06-01 | 6069.044 | 3392.7283 | 8924.8031 | 2004-06-27 | 0 |  | 1996-04-23 | 0.08 | 0.08
|  | 1989-12-11 | 0.094 | [5 empty] | 2008-04-15 | 1142.4449 |  |  | 2006-05-01 | 1028.585 |  |  | 2015-06-01 | 0.22624 | 0.13185 | 0.36235 | 2018-07-01 | 5092.9291 | 3051.9028 | 6671.5648 | 2004-06-28 | 0 |  | 1996-05-13 | 0.04
|  | 1990-01-15 | 0.083 | [5 empty] | 2008-04-30 | 1142.515 |  |  | 2006-05-03 | 1028.55 |  |  | 2015-07-01 | 0.23845 | 0.13637 | 0.35578 | 2018-08-01 | 3118.5441 | 0 | 4272.237 | 2004-06-29 | 0 |  | 1996-06-11 | 0.02
|  | 1990-02-12 | 0.064 | [5 empty] | 2008-05-15 | 1142.4936 |  |  | 2006-05-08 | 1028.422 |  |  | 2015-08-01 | 0.21054 | 0.057022 | 0.38633 | 2018-09-01 | 2508.2049 | 1306.0936 | 4418.1682 | 2004-06-30 | 0 |  | 1996-07-17 | 0.09
|  | 1990-03-12 | 0.027 | [5 empty] | 2008-05-31 | 1142.3961 |  |  | 2006-05-11 | 1028.065 |  |  | 2015-09-01 | 0.27118 | 0.13891 | 0.37177 | 2018-10-01 | 822.5864 | 0 | 1710.6369 | 2004-07-01 | 0 |  | 1996-08-15 | 0.01
|  | 1990-04-17 | 0.047 | [5 empty] | 2008-06-15 | 1142.1888 |  |  | 2006-05-15 | 1027.87 |  |  | 2015-10-01 | 0.27396 | 0.090637 | 0.41894 | 2018-11-01 | 439.0031 | 0 | 980.6598 | 2004-07-02 | 0 |  | 1996-09-11 | 0.01
|  | 1990-05-01 | 0.0975 | [5 empty] | 2008-06-30 | 1141.9663 |  |  | 2006-05-23 | 1027.872 |  |  | 2015-11-01 | 0.24399 | 0.08933 | 0.37061 | 2018-12-01 | 347.1621 | 0 | 690.8676 | 2004-07-03 | 0 |  | 1996-10-21 | 0.09
|  | 1990-05-02 | 0.124 | [5 empty] | 2008-07-15 | 1141.8505 |  |  | 2006-05-25 | 1027.777 |  |  | 2015-12-01 | 0.23694 | 0.085711 | 0.355 | 2019-01-01 | 293.2396 | 159.2353 | 971.7882 | 2004-07-04 | 0 |  | 1996-11-21 | 0.06
|  | 1990-05-14 | 0.083 | [5 empty] | 2008-07-31 | 1141.6768 |  |  | 2006-05-29 | 1027.585 |  |  | 2016-01-01 | 0.26452 | 0.11661 | 0.37502 | 2019-02-01 | 189.6286 | 0 | 552.9727 | 2004-07-05 | 0 |  | 1996-12-17
|  | 1990-06-11 | 0.06 | [5 empty] | 2008-08-15 | 1141.5061 |  |  | 2006-06-01 | 1027.463 |  |  | 2016-02-01 | 0.18328 | 0.0003226 | 0.43822 | 2019-03-01 | 184.3655 | 0 | 360.1488 | 2004-07-06 | 0 |  | 1996-12-19 | 0.12
|  | 1990-07-11 | 0.097 | [5 empty] | 2008-08-31 | 1141.3842 |  |  | 2006-06-05 | 1027.475 |  |  | 2016-03-01 | 0.19116 | 0.00046813 | 0.47075 | 2019-04-01 | 184.8662 | 0 | 288.5774 | 2004-07-07 | 0 |  | 1997-01-14 | 0.04
|  | 1990-08-13 | 0.039 | [5 empty] | 2008-09-11 | 1141.2074 |  |  | 2006-06-12 | 1027.522 |  |  | 2016-04-01 | 0.15833 | 0.00044109 | 0.45994 | 2019-05-01 | 4454.1917 | 3333.9 | 7279.5199 | 2004-07-08 | 0 |  | 1997-02-26 | 0.03
|  | 1990-09-19 | 0.143 | [5 empty] | 2008-09-15 | 1141.1464 |  |  | 2006-06-21 | 1027.51 |  |  | 2016-05-01 | 0.084779 | 0.00054672 | 0.36538 | 2019-06-01 | 6054.166 | 3393.6058 | 8925.1385 | 2004-07-09 | 18.312 |  | 1997-03-11 | 0.05
|  | 1990-10-02 | 0.0645 | [5 empty] | 2008-09-21 | 1141.065 |  |  | 2006-06-27 | 1027.272 |  |  | 2016-06-01 | 0.21726 | 0.11834 | 0.34465 | 2019-07-01 | 5060.5732 | 3052.4905 | 6664.3351 | 2004-07-10 | 18.312 |  | 1997-04-15 | 0.05 | 0.05
|  | 1990-10-04 | [6 empty] | 2008-09-30 | 1141.1949 |  |  | 2006-07-04 | 1027.52 |  |  | 2016-07-01 | 0.22542 | 0.1269 | 0.35562 | 2019-08-01 | 3113.7589 | 0 | 4291.7679 | 2004-07-11 | 18.312 |  | 1997-05-12 | 0.02
|  | 1990-10-18 | 0.157 | [5 empty] | 2008-10-15 | 1141.3842 |  |  | 2006-07-06 | 1027.521 |  |  | 2016-08-01 | 0.21945 | 0.029358 | 0.42739 | 2019-09-01 | 2500.5855 | 1306.8315 | 3749.2334 | 2004-07-12 | 18.312 |  | 1997-06-23 | 0.02
|  | 1990-11-14 | 0.149 | [5 empty] | 2008-10-31 | 1141.564 |  |  | 2006-07-10 | 1027.552 |  |  | 2016-09-01 | 0.27162 | 0.12729 | 0.37195 | 2019-10-01 | 810.3641 | 0 | 1366.6993 | 2004-07-13 | 18.312 |  | 1997-07-15 | 0.12
|  | 1990-12-10 | 0.316 | [5 empty] | 2008-11-15 | 1141.7347 |  |  | 2006-07-13 | 1027.522 |  |  | 2016-10-01 | 0.2715 | 0.036759 | 0.49959 | 2019-11-01 | 428.1638 | 0 | 803.0791 | 2004-07-14 | 18.312 |  | 1997-08-12 | 0.11
|  | 1991-01-02 | 0.249 | [5 empty] | 2008-11-30 | 1141.845 |  |  | 2006-07-19 | 1027.522 |  |  | 2016-11-01 | 0.24209 | 0.03634 | 0.44977 | 2019-12-01 | 344.985 | 0 | 656.3168 | 2004-07-15 | 18.312 |  | 1997-09-22 | 0.07
|  | 1991-01-14 | [6 empty] | 2008-12-15 | 1141.9663 |  |  | 2006-07-24 | 1027.518 |  |  | 2016-12-01 | 0.2368 | 0.045881 | 0.43092 | 2020-01-01 | 291.5108 | 0 | 934.2145 | 2004-07-16 | 18.312 |  | 1997-10-20 | 0.02
|  | 1991-02-04 | 0.124 | [5 empty] | 2008-12-31 | 1142.0639 |  |  | 2006-07-31 | 1027.437 |  |  | 2017-01-01 | 0.26241 | 0.077772 | 0.45292 | 2020-02-01 | 191.1176 | 0 | 505.7152 | 2004-07-17 | 10.796 |  | 1997-11-18 | 0.03
|  | 1991-02-27 | 0.719 | [5 empty] | 2009-01-15 | 1142.1492 |  |  | 2006-08-07 | 1027.555 |  |  | 2017-02-01 | 0.17431 | 0.0014386 | 0.46909 | 2020-03-01 | 185.9179 | 0 | 1515.4588 | 2004-07-18 | 10.796 |  | 1997-12-08 | 0.02
|  | 1991-03-04 | 0.615 | [5 empty] | 2009-01-31 | 1142.2559 |  |  | 2006-08-14 | 1027.387 |  |  | 2017-03-01 | 0.18706 | 0.00051732 | 0.48013 | 2020-04-01 | 193.3615 | 0 | 1966.7708 | 2004-07-19 | 10.796 |  | 1998-01-12 | 0.03
|  | 1991-03-06 | [6 empty] | 2009-02-14 | 1142.3351 |  |  | 2006-08-22 | 1027.49 |  |  | 2017-04-01 | 0.144 | 0.00046571 | 0.43149 | 2020-05-01 | 4509.2174 | 2332.9823 | 7280.3484 | 2004-07-20 | 10.796 |  | 1998-02-24 | 0.05
|  | 1991-04-01 | 0.139 | [5 empty] | 2009-02-26 | 1142.3961 |  |  | 2006-08-28 | 1027.57 |  |  | 2017-05-01 | 0.0796 | 0.00048808 | 0.35215 | 2020-06-01 | 5885.8805 | 3397.027 | 8925.1461 | 2004-07-21 | 10.796 |  | 1998-03-17 | 0.02
|  | 1991-05-01 | 0.069 | [5 empty] | 2009-03-15 | 1142.4799 |  |  | 2006-08-29 | 1027.525 |  |  | 2017-06-01 | 0.21968 | 0.15771 | 0.32971 | 2020-07-01 | 5065.5181 | 3054.8885 | 6678.2967 | 2004-07-22 | 10.796 |  | 1998-04-13 | 0.35 | 0.35
|  | 1991-05-08 | 0.0355 | [5 empty] | 2009-03-31 | 1142.55 |  |  | 2006-09-05 | 1027.268 |  |  | 2017-07-01 | 0.22626 | 0.13318 | 0.33414 | 2020-08-01 | 3135.0522 | 0 | 4288.842 | 2004-07-23 | 10.796 |  | 1998-05-18 | 0.05
|  | 1991-06-03 | 0.048 | [5 empty] | 2009-04-15 | 1142.6201 |  |  | 2006-09-12 | 1027.473 |  |  | 2017-08-01 | 0.20642 | 0.028335 | 0.38983 | 2020-09-01 | 2484.3837 | 1310.0775 | 4123.4928 | 2004-07-24 | 10.796 |  | 1998-06-15 | 0.06
|  | 1991-06-07 | 0.039 | [5 empty] | 2009-04-30 | 1142.71 |  |  | 2006-09-19 | 1027.45 |  |  | 2017-09-01 | 0.26492 | 0.12291 | 0.36788 | 2020-10-01 | 819.6182 | 0 | 1628.0655 | 2004-07-25 | 10.796 |  | 1998-07-21 | 0.04
|  | 1991-06-13 | 0.039 | [5 empty] | 2009-05-15 | 1142.85 |  |  | 2006-09-20 | 1027.336 |  |  | 2017-10-01 | 0.27378 | 0.050775 | 0.47256 | 2020-11-01 | 439.1004 | 0 | 847.442 | 2004-07-26 | 10.796 |  | 1998-08-10 | 0.03
|  | 1991-06-30 | 0.039 | [5 empty] | 2009-05-31 | 1142.8701 |  |  | 2006-09-21 | 1027.227 |  |  | 2017-11-01 | 0.24855 | 0.050703 | 0.41905 | 2020-12-01 | 344.7212 | 0 | 656.6501 | 2004-07-27 | 10.796 |  | 1998-09-10
|  | 1991-07-01 | 0.026 | [5 empty] | 2009-06-15 | 1142.8399 |  |  | 2006-09-26 | 1027.32 |  |  | 2017-12-01 | 0.23606 | 0.055705 | 0.39035 | 2021-01-01 | 292.2761 | 0 | 503.8128 | 2004-07-28 | 10.796 |  | 1998-09-25 | 0.04
|  | 1991-07-02 | 0.026 | [5 empty] | 2009-06-30 | 1142.6652 |  |  | 2006-10-04 | 1027.468 |  |  | 2018-01-01 | 0.266 | 0.079351 | 0.40536 | 2021-02-01 | 189.7867 | 0 | 285.2115 | 2004-07-29 | 10.796 |  | 1998-10-19 | 0.03
|  | 1991-07-22 | 0.053 | [5 empty] | 2009-07-13 | 1142.5052 |  |  | 2006-10-10 | 1027.601 |  |  | 2018-02-01 | 0.18598 | 5.623e-05 | 0.41169 | 2021-03-01 | 183.4957 | 0 | 343.4022 | 2004-07-30 | 10.796 |  | 1998-11-17 | 0.03
|  | 1991-07-24 | 0.0415 | [5 empty] | 2009-07-20 | 1142.4351 |  |  | 2006-10-17 | 1027.749 |  |  | 2018-03-01 | 0.19035 | 0.00098453 | 0.45837 | 2021-04-01 | 188.8349 | 0 | 314.9393 | 2004-07-31 | 0 |  | 1998-12-21 | 0.02
|  | 1991-08-05 | 0.065 | [5 empty] | 2009-07-27 | 1142.3199 |  |  | 2006-10-24 | 1027.902 |  |  | 2018-04-01 | 0.1645 | 0.0004011 | 0.46153 | 2021-05-01 | 4436.1171 | 2048.8264 | 7294.9089 | 2004-08-01 | 0 |  | 1999-01-18 | 0.03
|  | 1991-09-03 | 0.062 | [5 empty] | 2009-08-03 | 1142.2001 |  |  | 2006-10-31 | 1028.035 |  |  | 2018-05-01 | 0.081424 | 0.00046252 | 0.38753 | 2021-06-01 | 6198.8606 | 3383.9863 | 8923.7658 | 2004-08-02 | 0 |  | 1999-02-22 | 0.07
|  | 1991-09-27 | 0.056 | [5 empty] | 2009-08-07 | 1142.1849 |  |  | 2006-11-07 | 1028.168 |  |  | 2018-06-01 | 0.22663 | 0.16204 | 0.35797 | 2021-07-01 | 5104.2662 | 3046.1911 | 6673.3717 | 2004-08-03 | 0 |  | 1999-03-17 | 0.02
|  | 1991-10-07 | 0.05 | [5 empty] | 2009-08-10 | 1142.1651 |  |  | 2006-11-14 | 1028.303 |  |  | 2018-07-01 | 0.22888 | 0.11946 | 0.33029 | 2021-08-01 | 3164.5847 | 0 | 4638.2716 | 2004-08-04 | 0 |  | 1999-04-20 | 0.02 | 0.02
|  | 1991-11-01 | 0.022 | [5 empty] | 2009-08-18 | 1142.0651 |  |  | 2006-11-21 | 1028.42 |  |  | 2018-08-01 | 0.21013 | 0.061852 | 0.39352 | 2021-09-01 | 2531.3858 | 1299.0741 | 4497.502 | 2004-08-05 | 0 |  | 1999-05-17 | 0.05
|  | 1991-11-06 | 0.053 | [5 empty] | 2009-08-24 | 1142.02 |  |  | 2006-12-07 | 1028.635 |  |  | 2018-09-01 | 0.26984 | 0.14266 | 0.37339 | 2021-10-01 | 829.5079 | 0 | 1704.116 | 2004-08-06 | 0 |  | 1999-07-03 | 0.05
|  | 1991-12-03 | 0.086 | [5 empty] | 2009-08-31 | 1141.845 |  |  | 2006-12-14 | 1028.732 |  |  | 2018-10-01 | 0.26821 | 0.066788 | 0.41839 | 2021-11-01 | 438.7655 | 0 | 973.4157 | 2004-08-07 | 0 |  | 1999-07-27 | 0.0075
|  | 1992-01-21 | 0.334 | [5 empty] | 2009-09-07 | 1141.6749 |  |  | 2007-01-04 | 1028.95 |  |  | 2018-11-01 | 0.24326 | 0.067003 | 0.37703 | 2021-12-01 | 346.6342 | 0 | 688.2473 | 2004-08-08 | 0 |  | 1999-07-29
|  | 1992-02-20 | 0.211 | [5 empty] | 2009-09-14 | 1141.5201 |  |  | 2007-01-18 | 1029.09 |  |  | 2018-12-01 | 0.22785 | 0.067878 | 0.36841 | 2022-01-01 | 292.1417 | 159.2684 | 1497.4887 | 2004-08-09 | 0 |  | 1999-08-12 | 0.02
|  | 1992-03-12 | 0.156 | [5 empty] | 2009-09-18 | 1141.415 |  |  | 2007-02-01 | 1029.2 |  |  | 2019-01-01 | 0.25725 | 0.10016 | 0.39224 |  |  |  |  | 2004-08-10 | 0 |  | 1999-08-31
|  | 1992-04-29 | 0.058667 | [5 empty] | 2009-09-19 | 1141.3799 |  |  | 2007-02-15 | 1029.308 |  |  | 2019-02-01 | 0.17522 | 4.9052e-05 | 0.46466 |  |  |  |  | 2004-08-11 | 0 |  | 1999-09-10 | 0.0075
|  | 1992-05-12 | 0.056 | [5 empty] | 2009-09-20 | 1141.34 |  |  | 2007-03-08 | 1029.48 |  |  | 2019-03-01 | 0.18903 | 0.012788 | 0.44834 |  |  |  |  | 2004-08-12 | 0 |  | 1999-10-29 | 0.02
|  | 1992-06-09 | 0.01 | [5 empty] | 2009-09-21 | 1141.2949 |  |  | 2007-03-29 | 1029.632 |  |  | 2019-04-01 | 0.15652 | 0.00048144 | 0.38882 |  |  |  |  | 2004-08-13 | 0 |  | 1999-11-22 | 0.0075
|  | 1992-06-26 | 0.0265 | [5 empty] | 2009-09-24 | 1141.2001 |  |  | 2007-04-02 | 1029.65 |  |  | 2019-05-01 | 0.084676 | 0.00051482 | 0.30503 |  |  |  |  | 2004-08-14 | 0 |  | 1999-12-14 | 0.09
|  | 1992-07-14 | 0.019 | [5 empty] | 2009-09-29 | 1141.24 |  |  | 2007-04-12 | 1028.75 |  |  | 2019-06-01 | 0.21236 | 0.16344 | 0.37726 |  |  |  |  | 2004-08-15 | 0 |  | 2000-01-27 | 0.09
|  | 1992-07-21 | 0.0315 | [5 empty] | 2009-10-01 | 1141.215 |  |  | 2007-04-26 | 1029.1 |  |  | 2019-07-01 | 0.23173 | 0.15855 | 0.35823 |  |  |  |  | 2004-08-16 | 0 |  | 2000-02-28 | 0.39
|  | 1992-08-10 | 0.043 | [5 empty] | 2009-10-05 | 1141.24 |  |  | 2007-05-03 | 1029.358 |  |  | 2019-08-01 | 0.21883 | 0.066733 | 0.42481 |  |  |  |  | 2004-08-17 | 0 |  | 2000-03-23 | 0.02
|  | 1992-09-09 | 0.117 | [5 empty] | 2009-10-09 | 1141.2699 |  |  | 2007-05-07 | 1029.498 |  |  | 2019-09-01 | 0.27184 | 0.14306 | 0.39376 |  |  |  |  | 2004-08-18 | 0 |  | 2000-04-27 | 0.22 | 0.22
|  | 1992-09-10 | 0.163 | [5 empty] | 2009-10-12 | 1141.2851 |  |  | 2007-05-09 | 1029.295 |  |  | 2019-10-01 | 0.27951 | 0.071004 | 0.54923 |  |  |  |  | 2004-08-19 | 0 |  | 2000-05-15 | 0.11
|  | 1992-10-06 | 0.26 | [5 empty] | 2009-10-19 | 1141.365 |  |  | 2007-05-10 | 1029.191 |  |  | 2019-11-01 | 0.24976 | 0.069328 | 0.51183 |  |  |  |  | 2004-08-20 | 82.251 |  | 2000-06-26 | 0.33
|  | 1992-10-19 | [6 empty] | 2009-10-26 | 1141.5 |  |  | 2007-05-14 | 1028.77 |  |  | 2019-12-01 | 0.23595 | 0.068125 | 0.4987 |  |  |  |  | 2004-08-21 | 82.251 |  | 2000-07-25 | 0.5
|  | 1992-11-24 | 0.122 | [5 empty] | 2009-11-02 | 1141.6451 |  |  | 2007-05-17 | 1028.98 |  |  | 2020-01-01 | 0.26226 | 0.095732 | 0.5271 |  |  |  |  | 2004-08-22 | 82.251 |  | 2000-08-29 | 0.13
|  | 1992-11-25 | 0.129 | [5 empty] | 2009-11-09 | 1141.6792 |  |  | 2007-05-22 | 1028.933 |  |  | 2020-02-01 | 0.18025 | 0.0019044 | 0.52637 |  |  |  |  | 2004-08-23 | 82.251 |  | 2000-09-25 | 0.022
|  | 1993-02-16 | 0.03 | [5 empty] | 2009-11-16 | 1141.7451 |  |  | 2007-05-24 | 1028.837 |  |  | 2020-03-01 | 0.17486 | 0.00028219 | 0.49219 |  |  |  |  | 2004-08-24 | 82.251 |  | 2000-10-28
|  | 1993-04-27 | 0.144 | [5 empty] | 2009-11-23 | 1141.7853 |  |  | 2007-05-28 | 1028.846 |  |  | 2020-04-01 | 0.16423 | 0.00036416 | 0.40545 |  |  |  |  | 2004-08-25 | 82.251 |  | 2000-10-29 | 0.01
|  | 1993-06-24 | 0.0155 | [5 empty] | 2009-11-30 | 1141.8252 |  |  | 2007-05-31 | 1028.84 |  |  | 2020-05-01 | 0.092748 | 0.00031138 | 0.34627 |  |  |  |  | 2004-08-26 | 82.251 |  | 2000-11-13 | 0.06
|  | 1993-08-02 | 0.04 | [5 empty] | 2009-12-07 | 1141.845 |  |  | 2007-06-04 | 1028.661 |  |  | 2020-06-01 | 0.22682 | 0.15911 | 0.3437 |  |  |  |  | 2004-08-27 | 82.251 |  | 2000-11-18 | 0.03
|  | 1993-09-20 | 0.067 | [5 empty] | 2009-12-14 | 1141.9063 |  |  | 2007-06-11 | 1028.626 |  |  | 2020-07-01 | 0.24551 | 0.10513 | 0.35595 |  |  |  |  | 2004-08-28 | 82.251 |  | 2000-12-14 | 0.022
|  | 1993-10-04 | 0.047 | [5 empty] | 2010-01-04 | 1142.0002 |  |  | 2007-06-14 | 1028.605 |  |  | 2020-08-01 | 0.21895 | 0.056226 | 0.34051 |  |  |  |  | 2004-08-29 | 82.251 |  | 2001-01-13 | 0.02
|  | 1993-10-18 | 0.04125 | [5 empty] | 2010-01-18 | 1142.0953 |  |  | 2007-06-18 | 1028.561 |  |  | 2020-09-01 | 0.27482 | 0.14518 | 0.35321 |  |  |  |  | 2004-08-30 | 82.251 |  | 2001-02-10 | 0.02
|  | 1993-11-01 | 0.0795 | [5 empty] | 2010-02-01 | 1142.1852 |  |  | 2007-06-21 | 1028.56 |  |  | 2020-10-01 | 0.26629 | 0.076397 | 0.52485 |  |  |  |  | 2004-08-31 | 82.251 |  | 2001-03-10 | 0.03
|  | 1993-11-15 | 0.0835 | [5 empty] | 2010-02-16 | 1142.28 |  |  | 2007-06-25 | 1028.88 |  |  | 2020-11-01 | 0.24157 | 0.072475 | 0.47538 |  |  |  |  | 2004-09-01 | 82.251 |  | 2001-04-16 | 0.02 | 0.02
|  | 1993-11-29 | 0.1035 | [5 empty] | 2010-03-01 | 1142.315 |  |  | 2007-06-28 | 1028.85 |  |  | 2020-12-01 | 0.22474 | 0.062679 | 0.45692 |  |  |  |  | 2004-09-02 | 82.251 |  | 2001-05-14 | 0.07
|  | 1993-12-13 | 0.0546 | [5 empty] | 2010-03-15 | 1142.34 |  |  | 2007-07-03 | 1028.787 |  |  | 2021-01-01 | 0.25132 | 0.091398 | 0.47862 |  |  |  |  | 2004-09-03 | 82.251 |  | 2001-06-17 | 0.02
|  | 1994-01-17 | 0.08475 | [5 empty] | 2010-03-29 | 1142.5302 |  |  | 2007-07-05 | 1028.789 |  |  | 2021-02-01 | 0.19326 | 0.022318 | 0.35496 |  |  |  |  | 2004-09-04 | 82.251 |  | 2001-07-14 | 0.06
|  | 1994-01-31 | 0.1015 | [5 empty] | 2010-04-05 | 1142.561 |  |  | 2007-07-09 | 1028.846 |  |  | 2021-03-01 | 0.18699 | 0.00038429 | 0.38879 |  |  |  |  | 2004-09-05 | 82.251 |  | 2001-08-14 | 0.03
|  | 1994-03-01 | 0.054 | [5 empty] | 2010-04-12 | 1142.6012 |  |  | 2007-07-12 | 1028.8 |  |  | 2021-04-01 | 0.16548 | 0.000518 | 0.37289 |  |  |  |  | 2004-09-06 | 82.251 |  | 2001-09-17 | 0.03
|  | 1994-08-10 | 0.03725 | [5 empty] | 2010-04-19 | 1142.6455 |  |  | 2007-07-19 | 1028.763 |  |  | 2021-05-01 | 0.088431 | 0.00041179 | 0.31205 |  |  |  |  | 2004-09-07 | 82.251 |  | 2001-10-15 | 0.0075
|  | 1994-10-12 | 0.03475 | [5 empty] | 2010-04-26 | 1142.6465 |  |  | 2007-07-26 | 1028.692 |  |  | 2021-06-01 | 0.21978 | 0.15856 | 0.35107 |  |  |  |  | 2004-09-08 | 82.251 |  | 2001-11-13 | 0.06
|  | 1994-11-25 | 0.07 | [5 empty] | 2010-05-03 | 1142.6555 |  |  | 2007-08-02 | 1028.608 |  |  | 2021-07-01 | 0.2234 | 0.11418 | 0.33303 |  |  |  |  | 2004-09-09 | 82.251 |  | 2001-12-14
|  | 1995-01-25 | 0.0055 | [5 empty] | 2010-05-10 | 1142.625 |  |  | 2007-08-09 | 1028.547 |  |  | 2021-08-01 | 0.2167 | 0.084895 | 0.4028 |  |  |  |  | 2004-09-10 | 82.251 |  | 2001-12-15 | 0.02
|  | 1995-03-06 | 0.00375 | [5 empty] | 2010-05-17 | 1142.6092 |  |  | 2007-08-16 | 1028.374 |  |  | 2021-09-01 | 0.27074 | 0.16275 | 0.37752 |  |  |  |  | 2004-09-11 | 82.251 |  | 2002-01-15 | 0.09
|  | 1995-03-08 | 0.03 | [5 empty] | 2010-05-24 | 1142.5655 |  |  | 2007-08-23 | 1028.085 |  |  | 2021-10-01 | 0.29078 | 0.074005 | 0.49436 |  |  |  |  | 2004-09-12 | 82.251 |  | 2002-02-12 | 0.01
|  | 1995-05-08 | 0.0525 | [5 empty] | 2010-05-31 | 1142.461 |  |  | 2007-08-30 | 1028.038 |  |  | 2021-11-01 | 0.25803 | 0.072903 | 0.43906 |  |  |  |  | 2004-09-13 | 82.251 |  | 2002-03-12 | 0.05
|  | 1995-06-21 | 0.01 | [5 empty] | 2010-06-07 | 1142.3321 |  |  | 2007-09-06 | 1028.025 |  |  | 2021-12-01 | 0.24731 | 0.078294 | 0.40487 |  |  |  |  | 2004-09-14 | 82.251 |  | 2002-04-15 | 0.04 | 0.04
|  | 1995-07-20 | 0.01 | [5 empty] | 2010-06-14 | 1142.2175 |  |  | 2007-09-11 | 1028.025 |  |  | 2022-01-01 | 0.27506 | 0.10375 | 0.41403 |  |  |  |  | 2004-09-15 | 82.251 |  | 2002-05-13 | 0.07
|  | 1995-08-23 | 0.05 | [5 empty] | 2010-06-21 | 1142.0831 |  |  | 2007-09-12 | 1027.91 | [10 empty] | 2004-09-16 | 82.251 |  | 2002-06-16 | 0.03
|  | 1995-10-16 | 0.08 | [5 empty] | 2010-06-28 | 1141.941 |  |  | 2007-09-13 | 1027.845 | [10 empty] | 2004-09-17 | 82.251 |  | 2002-07-16 | 0.017
|  | 1995-11-14 | 0.17 | [5 empty] | 2010-07-05 | 1141.8216 |  |  | 2007-09-17 | 1027.559 | [10 empty] | 2004-09-18 | 0 |  | 2002-08-12 | 0.009
|  | 1995-12-06 | 0.14 | [5 empty] | 2010-07-12 | 1141.6734 |  |  | 2007-09-24 | 1027.755 | [10 empty] | 2004-09-19 | 0 |  | 2002-09-16 | 0.011
|  | 1995-12-12 | 0.111 | [5 empty] | 2010-07-19 | 1141.4875 |  |  | 2007-09-27 | 1027.84 | [10 empty] | 2004-09-20 | 0 |  | 2002-10-15 | 0.024
|  | 1996-01-25 | 0.1 | [5 empty] | 2010-07-26 | 1141.3141 |  |  | 2007-10-15 | 1028.295 | [10 empty] | 2004-09-21 | 0 |  | 2002-11-12 | 0.031
|  | 1996-02-14 | 0.09 | [5 empty] | 2010-08-02 | 1141.1681 |  |  | 2007-10-18 | 1028.358 | [10 empty] | 2004-09-22 | 0 |  | 2002-12-10 | 0.034
|  | 1996-03-06 | 0.123 | [5 empty] | 2010-08-09 | 1141.0422 |  |  | 2007-10-22 | 1028.442 | [10 empty] | 2004-09-23 | 0 |  | 2003-01-14 | 0.029
|  | 1996-03-12 | 0.08 | [5 empty] | 2010-08-16 | 1140.894 |  |  | 2007-10-25 | 1028.22 | [10 empty] | 2004-09-24 | 0 |  | 2003-02-15 | 0.023
|  | 1996-04-09 | 0.02 | [5 empty] | 2010-08-23 | 1140.7673 |  |  | 2007-10-29 | 1027.997 | [10 empty] | 2004-09-25 | 0 |  | 2003-03-15 | 0.022
|  | 1996-05-15 | 0.05 | [5 empty] | 2010-08-27 | 1140.6801 |  |  | 2007-11-08 | 1028.268 | [10 empty] | 2004-09-26 | 0 |  | 2003-04-15 | 0.021 | 0.021
|  | 1996-05-29 | 0.04 | [5 empty] | 2010-08-30 | 1140.6965 |  |  | 2007-11-22 | 1028.551 | [10 empty] | 2004-09-27 | 0 |  | 2003-05-13 | 0.037
|  | 1996-06-11 | 0.02 | [5 empty] | 2010-09-06 | 1140.7703 |  |  | 2007-12-06 | 1028.802 | [10 empty] | 2004-09-28 | 0 |  | 2003-06-14 | 0.016
|  | 1996-06-21 | 1.48 | [5 empty] | 2010-09-13 | 1140.8102 |  |  | 2008-01-03 | 1029.27 | [10 empty] | 2004-09-29 | 0 |  | 2003-07-14 | 0.034
|  | 1996-07-17 | 0.02 | [5 empty] | 2010-09-20 | 1140.8502 |  |  | 2008-01-16 | 1029.442 | [10 empty] | 2004-09-30 | 0 |  | 2003-08-11 | 0.011
|  | 1996-08-05 | 0.01 | [5 empty] | 2010-09-27 | 1140.8691 |  |  | 2008-02-13 | 1029.782 | [10 empty] | 2004-10-01 | 0 |  | 2003-09-08 | 0.012
|  | 1996-08-15 | 0.03 | [5 empty] | 2010-10-04 | 1140.9413 |  |  | 2008-03-05 | 1029.996 | [10 empty] | 2004-10-02 | 0 |  | 2003-10-14 | 0.027
|  | 1996-09-03 | 0.04 | [5 empty] | 2010-10-12 | 1140.9663 |  |  | 2008-03-20 | 1030.116 | [10 empty] | 2004-10-03 | 0 |  | 2003-11-15 | 0.022
|  | 1996-09-11 | 0.04 | [5 empty] | 2010-10-25 | 1141.0611 |  |  | 2008-04-03 | 1030.211 | [10 empty] | 2004-10-04 | 0 |  | 2003-12-14
|  | 1996-10-02 | [6 empty] | 2010-11-08 | 1141.0861 |  |  | 2008-04-10 | 1030.254 | [10 empty] | 2004-10-05 | 0 |  | 2003-12-15 | 0.014
|  | 1996-10-16 | 0.08 | [5 empty] | 2010-11-22 | 1141.1641 |  |  | 2008-04-14 | 1029.93 | [10 empty] | 2004-10-06 | 0 |  | 2004-01-12 | 0.024
|  | 1996-10-21 | 0.09 | [5 empty] | 2010-12-06 | 1141.254 |  |  | 2008-04-21 | 1029.625 | [10 empty] | 2004-10-07 | 0 |  | 2004-02-16 | 0.032
|  | 1996-11-21 | 0.1 | [5 empty] | 2010-12-16 | 1141.3162 |  |  | 2008-04-24 | 1029.398 | [10 empty] | 2004-10-08 | 0 |  | 2004-03-15 | 0.031
|  | 1996-12-19 | 0.12 | [5 empty] | 2011-01-03 | 1141.4779 |  |  | 2008-04-28 | 1029.25 | [10 empty] | 2004-10-09 | 0 |  | 2004-04-13 | 0.024 | 0.024
|  | 1997-01-14 | 0.05 | [5 empty] | 2011-01-17 | 1141.556 |  |  | 2008-05-05 | 1029.433 | [10 empty] | 2004-10-10 | 0 |  | 2004-05-14 | 0.027
|  | 1997-02-17 | 0.06 | [5 empty] | 2011-01-31 | 1141.643 |  |  | 2008-05-06 | 1029.44 | [10 empty] | 2004-10-11 | 0 |  | 2004-06-14 | 0.007
|  | 1997-02-26 | [6 empty] | 2011-02-14 | 1141.729 |  |  | 2008-05-07 | 1029.421 | [10 empty] | 2004-10-12 | 0 |  | 2004-07-12 | 0.009
|  | 1997-03-11 | 0.05 | [5 empty] | 2011-02-28 | 1141.8592 |  |  | 2008-05-08 | 1029.402 | [10 empty] | 2004-10-13 | 0 |  | 2004-08-09 | 0.011
|  | 1997-04-15 | 0.06 | [5 empty] | 2011-03-07 | 1141.8946 |  |  | 2008-05-12 | 1029.362 | [10 empty] | 2004-10-14 | 0 |  | 2004-09-13 | 0.012
|  | 1997-04-28 | 0.04 | [5 empty] | 2011-03-21 | 1141.912 |  |  | 2008-05-20 | 1029.34 | [10 empty] | 2004-10-15 | 27.904 |  | 2004-10-12 | 0.025
|  | 1997-05-12 | 0.04 | [5 empty] | 2011-04-04 | 1141.972 |  |  | 2008-05-21 | 1029.335 | [10 empty] | 2004-10-16 | 27.904 |  | 2004-11-15 | 0.024
|  | 1997-06-23 | 0.04 | [5 empty] | 2011-04-18 | 1142.0833 |  |  | 2008-05-22 | 1029.332 | [10 empty] | 2004-10-17 | 27.904 |  | 2004-12-03 | 0.02
|  | 1997-07-15 | 0.07 | [5 empty] | 2011-05-02 | 1142.057 |  |  | 2008-05-26 | 1029.276 | [10 empty] | 2004-10-18 | 27.904 |  | 2005-01-21 | 0.031
|  | 1997-07-24 | [6 empty] | 2011-05-16 | 1141.948 |  |  | 2008-05-28 | 1029.254 | [10 empty] | 2004-10-19 | 27.904 |  | 2005-02-08 | 0.035
|  | 1997-08-06 | [6 empty] | 2011-05-30 | 1141.984 |  |  | 2008-06-02 | 1029.251 | [10 empty] | 2004-10-20 | 27.904 |  | 2005-03-15 | 0.031
|  | 1997-08-12 | 0.11 | [5 empty] | 2011-06-06 | 1141.942 |  |  | 2008-06-05 | 1029.164 | [10 empty] | 2004-10-21 | 27.904 |  | 2005-04-11 | 0.038 | 0.038
|  | 1997-09-22 | 0.15 | [5 empty] | 2011-06-09 | 1141.936 |  |  | 2008-06-11 | 1028.976 | [10 empty] | 2004-10-22 | 275.55 |  | 2005-05-09 | 0.031
|  | 1997-09-30 | 0.12 | [5 empty] | 2011-06-13 | 1141.8269 |  |  | 2008-06-18 | 1028.891 | [10 empty] | 2004-10-23 | 275.55 |  | 2005-06-20 | 0.016
|  | 1997-10-07 | 0.11 | [5 empty] | 2011-06-20 | 1141.873 |  |  | 2008-06-23 | 1028.686 | [10 empty] | 2004-10-24 | 275.55 |  | 2005-07-25 | 0.015
|  | 1997-10-20 | 0.08 | [5 empty] | 2011-06-27 | 1141.848 |  |  | 2008-06-24 | 1028.638 | [10 empty] | 2004-10-25 | 275.55 |  | 2005-08-22 | 0.023
|  | 1997-11-04 | [6 empty] | 2011-07-04 | 1141.838 |  |  | 2008-06-26 | 1028.549 | [10 empty] | 2004-10-26 | 77.242 |  | 2005-09-05 | 0.036
|  | 1997-11-19 | 0.06 | [5 empty] | 2011-07-11 | 1141.781 |  |  | 2008-07-02 | 1028.271 | [10 empty] | 2004-10-27 | 0 |  | 2005-09-06 | 0.036
|  | 1997-12-08 | 0.06 | [5 empty] | 2011-07-18 | 1141.788 |  |  | 2008-07-03 | 1028.24 | [10 empty] | 2004-10-28 | 0 |  | 2005-10-10 | 0.028
|  | 1998-01-12 | 0.06 | [5 empty] | 2011-07-25 | 1141.645 |  |  | 2008-07-07 | 1028.222 | [10 empty] | 2004-10-29 | 0 |  | 2005-11-01 | 0.035
|  | 1998-02-24 | 0.03 | [5 empty] | 2011-08-01 | 1141.572 |  |  | 2008-07-08 | 1028.235 | [10 empty] | 2004-10-30 | 0 |  | 2005-12-13 | 0.058
|  | 1998-03-17 | 0.02 | [5 empty] | 2011-08-08 | 1141.466 |  |  | 2008-07-10 | 1028.252 | [10 empty] | 2004-10-31 | 0 |  | 2006-01-23 | 0.094
|  | 1998-04-13 | 0.32 | [5 empty] | 2011-08-15 | 1141.373 |  |  | 2008-07-17 | 1028.28 | [10 empty] | 2004-11-01 | 0 |  | 2006-02-14 | 0.035
|  | 1998-04-16 | [6 empty] | 2011-08-22 | 1141.273 |  |  | 2008-07-24 | 1028.273 | [10 empty] | 2004-11-02 | 0 |  | 2006-04-24 | 0.14 | 0.14
|  | 1998-04-22 | 0.11 | [5 empty] | 2011-08-29 | 1141.151 |  |  | 2008-08-14 | 1028.068 | [10 empty] | 2004-11-03 | 0 |  | 2006-04-25 | 0.14 | 0.14
|  | 1998-04-24 | 0.08 | [5 empty] | 2011-09-05 | 1141.014 |  |  | 2008-08-21 | 1028.15 | [10 empty] | 2004-11-04 | 0 |  | 2006-05-17 | 0.042
|  | 1998-04-26 | 0.05 | [5 empty] | 2011-09-12 | 1140.862 |  |  | 2008-08-28 | 1028.34 | [10 empty] | 2004-11-05 | 0 |  | 2006-06-19 | 0.017
|  | 1998-04-30 | 0.04 | [5 empty] | 2011-09-19 | 1140.762 |  |  | 2008-09-02 | 1028.426 | [10 empty] | 2004-11-06 | 0 |  | 2006-07-18 | 0.02
|  | 1998-05-18 | 0.3 | [5 empty] | 2011-09-26 | 1140.827 |  |  | 2008-09-11 | 1028.565 | [10 empty] | 2004-11-07 | 0 |  | 2006-08-21 | 0.023
|  | 1998-06-15 | 0.06 | [5 empty] | 2011-10-03 | 1140.883 |  |  | 2008-09-18 | 1028.638 | [10 empty] | 2004-11-08 | 0 |  | 2006-09-11 | 0.023
|  | 1998-06-19 | 0.0093 | [5 empty] | 2011-10-17 | 1140.98 |  |  | 2008-09-22 | 1028.582 | [10 empty] | 2004-11-09 | 0 |  | 2006-10-16 | 0.065
|  | 1998-06-20 | 0.09 | [5 empty] | 2011-10-31 | 1141.059 |  |  | 2008-09-25 | 1028.504 | [10 empty] | 2004-11-10 | 0 |  | 2006-11-14 | 0.064
|  | 1998-06-21 | 0.18 | [5 empty] | 2011-11-07 | 1141.105 |  |  | 2008-09-29 | 1028.402 | [10 empty] | 2004-11-11 | 0 |  | 2007-04-18 | 0.18 | 0.18
|  | 1998-07-21 | 0.05 | [5 empty] | 2011-11-14 | 1141.167 |  |  | 2008-10-02 | 1028.227 | [10 empty] | 2004-11-12 | 0 |  | 2007-05-14 | 0.068
|  | 1998-08-04 | [6 empty] | 2011-11-28 | 1141.26 |  |  | 2008-10-06 | 1028.043 | [10 empty] | 2004-11-13 | 0 |  | 2007-06-18 | 0.029
|  | 1998-08-10 | 0.13 | [5 empty] | 2011-12-13 | 1141.39 |  |  | 2008-10-09 | 1028.005 | [10 empty] | 2004-11-14 | 0 |  | 2007-07-16 | 0.025
|  | 1998-09-25 | 0.07 | [5 empty] | 2012-01-03 | 1141.574 |  |  | 2008-10-16 | 1027.365 | [10 empty] | 2004-11-15 | 0 |  | 2007-08-13 | 0.031
|  | 1998-10-19 | 0.08 | [5 empty] | 2012-01-16 | 1141.602 |  |  | 2008-10-22 | 1027.135 | [10 empty] | 2004-11-16 | 0 |  | 2007-09-10 | 0.025
|  | 1998-11-17 | 0.09 | [5 empty] | 2012-01-30 | 1141.65 |  |  | 2008-11-12 | 1027.803 | [10 empty] | 2004-11-17 | 0 |  | 2007-10-22 | 0.063
|  | 1998-12-21 | 0.06 | [5 empty] | 2012-02-13 | 1141.717 |  |  | 2008-12-04 | 1028.325 | [10 empty] | 2004-11-18 | 0 |  | 2007-11-13 | 0.068
|  | 1999-01-18 | 0.06 | [5 empty] | 2012-02-27 | 1141.772 |  |  | 2009-01-22 | 1029.148 | [10 empty] | 2004-11-19 | 0 |  | 2007-12-09 | 0.097
|  | 1999-02-22 | 0.03 | [5 empty] | 2012-03-12 | 1141.837 |  |  | 2009-02-26 | 1029.56 | [10 empty] | 2004-11-20 | 0 |  | 2008-01-07 | 0.056
|  | 1999-03-17 | 0.04 | [5 empty] | 2012-03-26 | 1141.889 |  |  | 2009-03-24 | 1029.837 | [10 empty] | 2004-11-21 | 0 |  | 2008-01-08 | 0.056
|  | 1999-04-20 | 0.03 | [5 empty] | 2012-01-01 | 1141.6 | 1141.6 | 1141.6 | 2009-03-27 | 1029.796 | [10 empty] | 2004-11-22 | 0 |  | 2008-02-18 | 0.099
|  | 1999-05-17 | 0.07 | [5 empty] | 2012-02-01 | 1141.7588 | 1141.6838 | 1141.8263 | 2009-03-28 | 1029.724 | [10 empty] | 2004-11-23 | 0 |  | 2008-03-17 | 0.094
|  | 1999-06-25 | [6 empty] | 2012-03-01 | 1141.8892 | 1141.7523 | 1142.0483 | 2009-03-30 | 1029.596 | [10 empty] | 2004-11-24 | 0 |  | 2008-04-14 | 0.097 | 0.097
|  | 1999-07-03 | 0.05 | [5 empty] | 2012-04-01 | 1142.0458 | 1141.8226 | 1142.4209 | 2009-04-02 | 1029.368 | [10 empty] | 2004-11-25 | 0 |  | 2008-05-02
|  | 1999-07-27 | 0.04 | [5 empty] | 2012-05-01 | 1142.2363 | 1141.8588 | 1142.7205 | 2009-04-06 | 1028.939 | [10 empty] | 2004-11-26 | 0 |  | 2008-05-14 | 0.076
|  | 1999-07-29 | [6 empty] | 2012-06-01 | 1140.3013 | 1139.7537 | 1140.7704 | 2009-04-08 | 1028.736 | [10 empty] | 2004-11-27 | 0 |  | 2008-06-04
|  | 1999-08-12 | 0.08 | [5 empty] | 2012-07-01 | 1138.8871 | 1138.8866 | 1139.6143 | 2009-04-13 | 1028.164 | [10 empty] | 2004-11-28 | 0 |  | 2008-06-12 12:15 | 0.0258
|  | 1999-08-31 | [6 empty] | 2012-08-01 | 1138.9022 | 1138.9016 | 1138.9022 | 2009-04-16 | 1027.744 | [10 empty] | 2004-11-29 | 0 |  | 2008-06-16 | 0.037
|  | 1999-09-10 | 0.05 | [5 empty] | 2012-09-01 | 1138.9281 | 1138.9281 | 1138.9281 | 2009-04-20 | 1027.716 | [10 empty] | 2004-11-30 | 0 |  | 2008-07-08
|  | 1999-10-29 | 0.02 | [5 empty] | 2012-10-01 | 1138.9723 | 1138.9723 | 1138.9723 | 2009-04-23 | 1027.487 | [10 empty] | 2004-12-01 | 0 |  | 2008-07-14 | 0.024
|  | 1999-11-22 | 0.05 | [5 empty] | 2012-11-01 | 1139.3628 | 1139.1963 | 1139.5645 | 2009-04-27 | 1027.273 | [10 empty] | 2004-12-02 | 0 |  | 2008-07-22 16:45 | 0.02275
|  | 1999-12-14 | 0.08 | [5 empty] | 2012-12-01 | 1139.6279 | 1139.3387 | 1139.9857 | 2009-04-30 | 1027.159 | [10 empty] | 2004-12-03 | 0 |  | 2008-08-03
|  | 2000-01-27 | 0.02 | [5 empty] | 2013-01-01 | 1139.8271 | 1139.444 | 1140.2863 | 2009-05-04 | 1027.229 | [10 empty] | 2004-12-04 | 0 |  | 2008-08-11 | 0.03
|  | 2000-02-28 | 0.64 | [5 empty] | 2013-02-01 | 1140.0198 | 1139.6539 | 1140.4464 | 2009-05-07 | 1027.419 | [10 empty] | 2004-12-05 | 0 |  | 2008-08-19 | 0.036
|  | 2000-03-23 | 0.03 | [5 empty] | 2013-03-01 | 1140.1917 | 1139.8207 | 1140.5878 | 2009-05-11 | 1027.604 | [10 empty] | 2004-12-06 | 0 |  | 2008-08-25 14:30 | 0.04305
|  | 2000-04-27 | 0.09 | [5 empty] | 2013-04-01 | 1140.3588 | 1140.0034 | 1140.7196 | 2009-05-13 | 1027.69 | [10 empty] | 2004-12-07 | 0 |  | 2008-09-02
|  | 2000-05-15 | 0.07 | [5 empty] | 2013-05-01 | 1140.4915 | 1140.085 | 1140.8478 | 2009-05-15 | 1027.734 | [10 empty] | 2004-12-08 | 0 |  | 2008-09-15 | 0.024
|  | 2000-06-26 | 0.1 | [5 empty] | 2013-06-01 | 1138.9061 | 1138.905 | 1139.436 | 2009-05-16 | 1027.831 | [10 empty] | 2004-12-09 | 0 |  | 2008-10-15 | 0.039
|  | 2000-07-25 | 0.14 | [5 empty] | 2013-07-01 | 1138.8885 | 1138.8881 | 1138.9141 | 2009-05-19 | 1027.831 | [10 empty] | 2004-12-10 | 0 |  | 2008-10-18
|  | 2000-08-29 | 0.1 | [5 empty] | 2013-08-01 | 1138.9022 | 1138.8988 | 1138.9022 | 2009-05-31 | 1028.163 | [10 empty] | 2004-12-11 | 0 |  | 2008-11-03 | 0.1
|  | 2000-09-25 | 0.01 | [5 empty] | 2013-09-01 | 1138.9281 | 1138.9218 | 1138.9281 | 2009-06-08 | 1028.338 | [10 empty] | 2004-12-12 | 0 |  | 2008-11-09
|  | 2000-10-28 | [6 empty] | 2013-10-01 | 1138.9723 | 1138.9613 | 1138.9723 | 2009-06-13 | 1028.266 | [10 empty] | 2004-12-13 | 0 |  | 2008-12-01 | 0.092
|  | 2000-10-29 | 0.07 | [5 empty] | 2013-11-01 | 1139.3562 | 1139.1958 | 1139.5647 | 2009-06-29 | 1027.668 | [10 empty] | 2004-12-14 | 0 |  | 2009-01-12 | 0.2
|  | 2000-11-13 | 0.07 | [5 empty] | 2013-12-01 | 1139.6252 | 1139.338 | 1139.9862 | 2009-06-30 | 1027.704 | [10 empty] | 2004-12-15 | 0 |  | 2009-02-02 | 0.14
|  | 2000-11-18 | 0.088 | [5 empty] | 2014-01-01 | 1139.8203 | 1139.4429 | 1140.2869 | 2009-07-13 | 1028.033 | [10 empty] | 2004-12-16 | 0 |  | 2009-03-03 12:20 | 0.121
|  | 2000-12-14 | 0.051 | [5 empty] | 2014-02-01 | 1140.0215 | 1139.6522 | 1140.447 | 2009-07-20 | 1027.826 | [10 empty] | 2004-12-17 | 0 |  | 2009-04-06 12:00 | 0.0992 | 0.0992
36892 | 36904 | 2001-01-13 | 0.07 | [5 empty] | 2014-03-01 | 1140.1914 | 1139.8185 | 1140.5886 | 2009-07-27 | 1027.711 | [10 empty] | 2004-12-18 | 0 |  | 2009-04-14 15:07 |  | 0
|  | 2001-02-10 | 0.11 | [5 empty] | 2014-04-01 | 1140.3623 | 1140.0005 | 1140.7205 | 2009-08-03 | 1027.985 | [10 empty] | 2004-12-19 | 0 |  | 2009-05-02 17:50
|  | 2001-03-10 | 0.04 | [5 empty] | 2014-05-01 | 1140.4866 | 1140.0773 | 1140.8438 | 2009-08-07 | 1027.966 | [10 empty] | 2004-12-20 | 0 |  | 2009-05-06 | 0.168
|  | 2001-04-16 | 0.08 | [5 empty] | 2014-06-01 | 1138.9061 | 1138.9052 | 1139.4296 | 2009-08-10 | 1028.034 | [10 empty] | 2004-12-21 | 0 |  | 2009-05-06 14:00 | 0.168
|  | 2001-06-17 | 0.03 | [5 empty] | 2014-07-01 | 1138.8885 | 1138.8881 | 1138.9008 | 2009-08-18 | 1028.026 | [10 empty] | 2004-12-22 | 0 |  | 2009-06-04
|  | 2001-07-14 | 0.04 | [5 empty] | 2014-08-01 | 1138.9022 | 1138.8988 | 1138.9022 | 2009-08-24 | 1028.317 | [10 empty] | 2004-12-23 | 0 |  | 2009-06-08 11:20 | 0.0091
|  | 2001-08-14 | 0.04 | [5 empty] | 2014-09-01 | 1138.9281 | 1138.9218 | 1138.9281 | 2009-08-31 | 1028.281 | [10 empty] | 2004-12-24 | 0 |  | 2009-07-08 15:10
|  | 2001-09-17 | 0.03 | [5 empty] | 2014-10-01 | 1138.9723 | 1138.9612 | 1138.9723 | 2009-09-07 | 1028.28 | [10 empty] | 2004-12-25 | 0 |  | 2009-07-13 09:25 | 0.033
|  | 2001-10-15 | 0.11 | [5 empty] | 2014-11-01 | 1139.3479 | 1139.1947 | 1139.5637 | 2009-09-14 | 1028.36 | [10 empty] | 2004-12-26 | 0 |  | 2009-08-03
|  | 2001-11-13 | 0.07 | [5 empty] | 2014-12-01 | 1139.615 | 1139.3362 | 1139.9844 | 2009-09-21 | 1028.587 | [10 empty] | 2004-12-27 | 0 |  | 2009-08-06 19:30 | 0.027
|  | 2001-12-14 | [6 empty] | 2015-01-01 | 1139.814 | 1139.4402 | 1140.2847 | 2009-09-29 | 1028.852 | [10 empty] | 2004-12-28 | 0 |  | 2009-08-06 19:50
|  | 2001-12-15 | 0.08 | [5 empty] | 2015-02-01 | 1140.0226 | 1139.6478 | 1140.4445 | 2009-10-01 | 1028.98 | [10 empty] | 2004-12-29 | 0 |  | 2009-08-17 | 0.0272
|  | 2002-01-15 | 0.05 | [5 empty] | 2015-03-01 | 1140.1887 | 1139.813 | 1140.5857 | 2009-10-05 | 1028.938 | [10 empty] | 2004-12-30 | 0 |  | 2009-09-02 18:05 | 0.01695
|  | 2002-02-12 | 0.02 | [5 empty] | 2015-04-01 | 1140.353 | 1139.9935 | 1140.7172 | 2009-10-09 | 1028.668 | [10 empty] | 2004-12-31 | 0 |  | 2009-10-05 15:20 | 0.01895
|  | 2002-03-12 | 0.03 | [5 empty] | 2015-05-01 | 1140.4916 | 1140.0908 | 1140.8452 | 2009-10-12 | 1028.428 | [10 empty] | 2005-01-01 | 0 |  | 2009-10-18 15:10
|  | 2002-04-15 | 0.03 | [5 empty] | 2015-06-01 | 1138.906 | 1138.905 | 1139.432 | 2009-10-13 | 1028.338 | [10 empty] | 2005-01-02 | 0 |  | 2009-11-04 14:01 | 0.0282
|  | 2002-05-13 | 0.07 | [5 empty] | 2015-07-01 | 1138.8885 | 1138.8881 | 1138.8885 | 2009-10-16 | 1028.393 | [10 empty] | 2005-01-03 | 0 |  | 2009-11-09 14:04
|  | 2002-06-16 | 0.031 | [5 empty] | 2015-08-01 | 1138.9022 | 1138.9022 | 1138.9022 | 2009-10-19 | 1028.132 | [10 empty] | 2005-01-04 | 0 |  | 2009-12-01 15:41 | 0.02395
|  | 2002-07-16 | 0.034 | [5 empty] | 2015-09-01 | 1138.9281 | 1138.9281 | 1138.9281 | 2009-10-20 | 1028 | [10 empty] | 2005-01-05 | 0 |  | 2010-01-11
|  | 2002-08-12 | 0.018 | [5 empty] | 2015-10-01 | 1138.9723 | 1138.9723 | 1138.9723 | 2009-10-21 | 1027.925 | [10 empty] | 2005-01-06 | 0 |  | 2010-01-11 15:05 | 0.02385
|  | 2002-09-16 | 0.107 | [5 empty] | 2015-11-01 | 1139.3628 | 1139.1967 | 1139.5641 | 2009-10-22 | 1027.864 | [10 empty] | 2005-01-07 | 0 |  | 2010-02-22
|  | 2002-10-15 | 0.031 | [5 empty] | 2015-12-01 | 1139.6346 | 1139.3395 | 1139.985 | 2009-10-23 | 1027.775 | [10 empty] | 2005-01-08 | 0 |  | 2010-02-22 12:01 | 0.02485
|  | 2002-11-11 | [6 empty] | 2016-01-01 | 1139.8263 | 1139.4449 | 1140.2854 | 2009-10-24 | 1027.669 | [10 empty] | 2005-01-09 | 0 |  | 2010-03-10
|  | 2002-11-12 | 0.04 | [5 empty] | 2016-02-01 | 1140.0203 | 1139.6555 | 1140.4454 | 2009-10-25 | 1027.542 | [10 empty] | 2005-01-10 | 0 |  | 2010-03-10 08:23 | 0.02575
|  | 2002-12-10 | 0.059 | [5 empty] | 2016-03-01 | 1140.1902 | 1139.8226 | 1140.5868 | 2009-10-26 | 1027.496 | [10 empty] | 2005-01-11 | 0 |  | 2010-04-14 |  | 0
|  | 2003-01-14 | 0.038 | [5 empty] | 2016-04-01 | 1140.355 | 1140.006 | 1140.7184 | 2009-10-27 | 1027.395 | [10 empty] | 2005-01-12 | 0 |  | 2010-04-14 15:07 | 0.03105 | 0.03105
|  | 2003-02-15 | 0.033 | [5 empty] | 2016-05-01 | 1140.4926 | 1140.0891 | 1140.8433 | 2009-10-28 | 1027.32 | [10 empty] | 2005-01-13 | 0 |  | 2010-05-02 17:50
|  | 2003-03-15 | 0.027 | [5 empty] | 2016-06-01 | 1138.906 | 1138.9054 | 1139.4287 | 2009-10-29 | 1027.235 | [10 empty] | 2005-01-14 | 0 |  | 2010-05-03
|  | 2003-04-15 | 0.023333 | [5 empty] | 2016-07-01 | 1138.8885 | 1138.8881 | 1139.0032 | 2009-10-30 | 1027.188 | [10 empty] | 2005-01-15 | 0 |  | 2010-05-03 16:13 | 0.0161
|  | 2003-05-13 | 0.077 | [5 empty] | 2016-08-01 | 1138.9022 | 1138.8988 | 1138.9022 | 2009-10-31 | 1027.123 | [10 empty] | 2005-01-16 | 0 |  | 2010-06-04
|  | 2003-05-14 | 0.12 | [5 empty] | 2016-09-01 | 1138.9281 | 1138.9219 | 1138.9281 | 2009-11-01 | 1027.034 | [10 empty] | 2005-01-17 | 0 |  | 2010-06-04 12:31 | 0.0081
|  | 2003-06-14 | 0.039 | [5 empty] | 2016-10-01 | 1138.9723 | 1138.963 | 1138.9723 | 2009-11-02 | 1026.96 | [10 empty] | 2005-01-18 | 0 |  | 2010-07-08
|  | 2003-07-14 | 0.048 | [5 empty] | 2016-11-01 | 1139.349 | 1139.1964 | 1139.5636 | 2009-11-09 | 1027.174 | [10 empty] | 2005-01-19 | 0 |  | 2010-07-08 15:10 | 0.0079
|  | 2003-07-15 | 0.03 | [5 empty] | 2016-12-01 | 1139.6211 | 1139.3391 | 1139.9841 | 2009-11-16 | 1027.381 | [10 empty] | 2005-01-20 | 0 |  | 2010-08-03
|  | 2003-08-11 | 0.026 | [5 empty] | 2017-01-01 | 1139.8225 | 1139.4443 | 1140.2844 | 2009-11-23 | 1027.537 | [10 empty] | 2005-01-21 | 0 |  | 2010-08-03 16:10 | 0.00985
|  | 2003-09-02 | [6 empty] | 2017-02-01 | 1140.0148 | 1139.6545 | 1140.4441 | 2009-11-30 | 1027.72 | [10 empty] | 2005-01-22 | 0 |  | 2010-09-02
|  | 2003-09-08 | 0.047667 | [5 empty] | 2017-03-01 | 1140.1855 | 1139.8214 | 1140.5853 | 2009-12-07 | 1027.822 | [10 empty] | 2005-01-23 | 0 |  | 2010-09-02 09:43 | 0.0142
|  | 2003-09-16 | [6 empty] | 2017-04-01 | 1140.3657 | 1140.0044 | 1140.7168 | 2009-12-14 | 1027.966 | [10 empty] | 2005-01-24 | 0 |  | 2010-10-18
|  | 2003-09-24 | [6 empty] | 2017-05-01 | 1140.4877 | 1140.0807 | 1140.8309 | 2010-01-04 | 1028.332 | [10 empty] | 2005-01-25 | 0 |  | 2010-10-18 11:45 | 0.0141
|  | 2003-09-30 | [6 empty] | 2017-06-01 | 1138.9061 | 1138.9052 | 1139.4092 | 2010-01-18 | 1028.556 | [10 empty] | 2005-01-26 | 0 |  | 2010-11-09
|  | 2003-10-14 | 0.028 | [5 empty] | 2017-07-01 | 1138.8885 | 1138.8881 | 1138.8927 | 2010-02-01 | 1028.778 | [10 empty] | 2005-01-27 | 0 |  | 2010-11-09 14:04 | 0.0219
|  | 2003-11-15 | 0.037 | [5 empty] | 2017-08-01 | 1138.9022 | 1138.8995 | 1138.9022 | 2010-02-16 | 1028.954 | [10 empty] | 2005-01-28 | 0 |  | 2010-12-01
|  | 2003-12-14 | [6 empty] | 2017-09-01 | 1138.9281 | 1138.9244 | 1138.9281 | 2010-03-01 | 1029.097 | [10 empty] | 2005-01-29 | 0 |  | 2010-12-01 17:35 | 0.0192
|  | 2003-12-15 | 0.033 | [5 empty] | 2017-10-01 | 1138.9723 | 1138.9691 | 1138.9723 | 2010-03-15 | 1029.236 | [10 empty] | 2005-01-30 | 0 |  | 2011-01-19 11:11 | 0.0179
|  | 2004-01-12 | 0.041 | [5 empty] | 2017-11-01 | 1139.3674 | 1139.1952 | 1139.5604 | 2010-03-23 | 1029.294 | [10 empty] | 2005-01-31 | 0 |  | 2011-02-01 17:15 | 0.0197
|  | 2004-02-16 | 0.057 | [5 empty] | 2017-12-01 | 1139.6321 | 1139.337 | 1139.9788 | 2010-03-25 | 1029.218 | [10 empty] | 2005-02-01 | 0 |  | 2011-03-16 15:50 | 0.0407
|  | 2004-03-15 | 0.023 | [5 empty] | 2018-01-01 | 1139.8214 | 1139.4414 | 1140.2781 | 2010-03-29 | 1029.135 | [10 empty] | 2005-02-02 | 0 |  | 2011-04-13 13:35 | 0.018 | 0.018
|  | 2004-05-02 | 0.076 | [5 empty] | 2018-02-01 | 1140.0286 | 1139.6499 | 1140.4364 | 2010-04-05 | 1029.093 | [10 empty] | 2005-02-03 | 0 |  | 2011-05-11 15:15 | 0.083
|  | 2004-05-09 | 0.058 | [5 empty] | 2018-03-01 | 1140.1932 | 1139.8154 | 1140.5767 | 2010-04-12 | 1029.039 | [10 empty] | 2005-02-04 | 0 |  | 2011-06-20 09:46 | 0.0451
|  | 2004-05-14 | 0.089 | [5 empty] | 2018-04-01 | 1140.3647 | 1139.9967 | 1140.7069 | 2010-04-19 | 1029.127 | [10 empty] | 2005-02-05 | 0 |  | 2011-07-13 14:38 | 0.0069
|  | 2004-05-25 | 0.085 | [5 empty] | 2018-05-01 | 1140.4906 | 1140.0769 | 1140.837 | 2010-04-21 | 1029.193 | [10 empty] | 2005-02-06 | 0 |  | 2011-08-25 13:02 | 0.0063
|  | 2004-06-01 | 0.01 | [5 empty] | 2018-06-01 | 1138.906 | 1138.9052 | 1139.4189 | 2010-04-26 | 1029.399 | [10 empty] | 2005-02-07 | 0 |  | 2011-09-21 13:30 | 0.0081
|  | 2004-06-14 | 0.014 | [5 empty] | 2018-07-01 | 1138.8885 | 1138.8881 | 1138.8909 | 2010-05-03 | 1029.386 | [10 empty] | 2005-02-08 | 0 |  | 2011-10-20 14:26 | 0.016
|  | 2004-07-12 | 0.02 | [5 empty] | 2018-08-01 | 1138.9022 | 1138.9014 | 1138.9022 | 2010-05-10 | 1029.108 | [10 empty] | 2005-02-09 | 0 |  | 2011-11-14 16:00 | 0.0232
|  | 2004-08-09 | 0.024 | [5 empty] | 2018-09-01 | 1138.9281 | 1138.9254 | 1138.9281 | 2010-05-17 | 1028.894 | [10 empty] | 2005-02-10 | 0 |  | 2011-12-06 14:30 | 0.0128
|  | 2004-08-24 | 0.061 | [5 empty] | 2018-10-01 | 1138.9723 | 1138.965 | 1138.9723 | 2010-05-24 | 1028.7 | [10 empty] | 2005-02-11 | 0 |  | 2012-01-18 14:00 | 0.0159
|  | 2004-08-31 | 0.079 | [5 empty] | 2018-11-01 | 1139.3547 | 1139.1947 | 1139.562 | 2010-05-31 | 1028.542 | [10 empty] | 2005-02-12 | 0 |  | 2012-02-07 15:52 | 0.0198
|  | 2004-09-13 | [6 empty] | 2018-12-01 | 1139.6273 | 1139.3361 | 1139.9814 | 2010-06-07 | 1028.44 | [10 empty] | 2005-02-13 | 0 |  | 2012-03-05 16:20 | 0.0214 |  | Least Result | Greatest Result |  | Time (yr) | Mean | S.D. | Least Result | 5% | 25% | Median | 75% | 95% | Greatest Result
|  | 2004-09-14 | 0.073 | [5 empty] | 2019-01-01 | 1139.8196 | 1139.4401 | 1140.2812 | 2010-06-14 | 1028.392 | [10 empty] | 2005-02-14 | 0 |  | 2012-01-01 |  | 0.064693 | 0.045847 | 0.083486 |  | 0 | 0.065598 | 0.010975 | 0.046762 | 0.048478 | 0.056096 | 0.065607 | 0.075105 | 0.082693 | 8.44% | 0.000913
|  | 2004-10-12 | 0.034 | [5 empty] | 2019-02-01 | 1140.0198 | 1139.6477 | 1140.4403 | 2010-06-21 | 1028.17 | [10 empty] | 2005-02-15 | 0 |  | 2012-02-01 |  | 0.061863 | 0.044296 | 0.079384 |  | 0.083333 | 0.062769 | 0.010231 | 0.045211 | 0.04681 | 0.053911 | 0.062777 | 0.071631 | 0.078706 | 0.080297 | 0.000913
|  | 2004-11-15 | 0.039 | [5 empty] | 2019-03-01 | 1140.1837 | 1139.8127 | 1140.5811 | 2010-06-28 | 1027.916 | [10 empty] | 2005-02-16 | 0 |  | 2012-03-01 |  | 0.076595 | 0.052375 | 0.10073 |  | 0.16667 | 0.077492 | 0.014098 | 0.053289 | 0.055494 | 0.065286 | 0.077506 | 0.089704 | 0.099447 | 0.10164 | 0.00091
|  | 2004-12-03 | 0.032 | [5 empty] | 2019-04-01 | 1140.3345 | 1139.9932 | 1140.7118 | 2010-07-05 | 1027.66 | [10 empty] | 2005-02-17 | 0 |  | 2012-04-01 |  | 0.065084 | 0.046062 | 0.084053 |  | 0.25 | 0.065989 | 0.011077 | 0.046977 | 0.048708 | 0.056398 | 0.065998 | 0.075584 | 0.083243 | 0.084965 | 0.000912
|  | 2005-01-12 | 0.028 | [5 empty] | 2019-05-01 | 1140.4456 | 1140.0957 | 1140.8319 | 2010-07-12 | 1027.452 | [10 empty] | 2005-02-18 | 0 |  | 2012-05-01 |  | 0.033225 | 0.028613 | 0.037835 |  | 0.33333 | 0.034144 | 0.002689 | 0.029532 | 0.029951 | 0.031815 | 0.034144 | 0.036472 | 0.038335 | 0.038754 | 0.000919
|  | 2005-01-21 | 0.028 | [5 empty] | 2019-06-01 | 1138.9061 | 1138.905 | 1139.4108 | 2010-07-19 | 1027.298 | [10 empty] | 2005-02-19 | 0 |  | 2012-06-01 |  | 0.034681 | 0.029409 | 0.039949 |  | 0.41667 | 0.035599 | 0.0030732 | 0.030328 | 0.030807 | 0.032938 | 0.0356 | 0.038261 | 0.040389 | 0.040868 | 0.000919
|  | 2005-02-08 | 0.028 | [5 empty] | 2019-07-01 | 1138.8885 | 1138.8881 | 1138.8903 | 2010-07-26 | 1027.168 | [10 empty] | 2005-02-20 | 0 |  | 2012-07-01 |  | 0.036717 | 0.030523 | 0.042905 |  | 0.5 | 0.037634 | 0.0036102 | 0.031442 | 0.032005 | 0.034508 | 0.037635 | 0.040761 | 0.043261 | 0.043823 | 0.000918
|  | 2005-03-01 | [6 empty] | 2019-08-01 | 1138.9022 | 1138.8988 | 1138.9022 | 2010-08-02 | 1027.06 | [10 empty] | 2005-02-21 | 0 |  | 2012-08-01 |  | 0.042105 | 0.033472 | 0.050726 |  | 0.58333 | 0.04302 | 0.0050309 | 0.03439 | 0.035175 | 0.038664 | 0.043022 | 0.047378 | 0.05086 | 0.051643 | 0.000917
|  | 2005-03-08 | 0.25 | [5 empty] | 2019-09-01 | 1138.9281 | 1138.9227 | 1138.9281 | 2010-08-09 | 1027.834 | [10 empty] | 2005-02-22 | 0 |  | 2012-09-01 |  | 0.04537 | 0.035149 | 0.055171 |  | 0.66667 | 0.046156 | 0.0058254 | 0.036066 | 0.036978 | 0.041229 | 0.046287 | 0.051138 | 0.055179 | 0.056087 | 0.000916
|  | 2005-03-14 | 0.19 | [5 empty] | 2019-10-01 | 1138.9723 | 1138.9614 | 1138.9723 | 2010-08-16 | 1027.663 | [10 empty] | 2005-02-23 | 310.65 |  | 2012-10-01 |  | 0.048431 | 0.036574 | 0.06947 |  | 0.75 | 0.04975 | 0.0076882 | 0.037492 | 0.038736 | 0.043487 | 0.049348 | 0.05535 | 0.062863 | 0.070387 | 0.000917
|  | 2005-03-22 | 0.2 | [5 empty] | 2019-11-01 | 1139.3478 | 1139.1974 | 1139.5607 | 2010-08-23 | 1027.884 | [10 empty] | 2005-02-24 | 446.12 |  | 2012-11-01 |  | 0.055214 | 0.04003 | 0.094424 |  | 0.83333 | 0.05809 | 0.01266 | 0.040947 | 0.042509 | 0.048755 | 0.056129 | 0.064061 | 0.086681 | 0.095338 | 0.000914
|  | 2005-04-11 | 0.019 | [5 empty] | 2019-12-01 | 1139.6141 | 1139.3407 | 1139.9791 | 2010-08-30 | 1027.837 | [10 empty] | 2005-02-25 | 374.38 |  | 2012-12-01 |  | 0.060759 | 0.042121 | 0.11683 |  | 0.91667 | 0.06488 | 0.017855 | 0.043036 | 0.044791 | 0.053078 | 0.061673 | 0.06993 | 0.10803 | 0.11775 | 0.00092
|  | 2005-05-10 | 0.035 | [5 empty] | 2020-01-01 | 1139.8137 | 1139.4467 | 1140.2786 | 2010-09-06 | 1027.41 | [10 empty] | 2005-02-26 | 390.66 |  | 2013-01-01 |  | 0.069254 | 0.045847 | 0.13893 |  | 1 | 0.075016 | 0.022783 | 0.046762 | 0.048859 | 0.059332 | 0.070168 | 0.081334 | 0.13129 | 0.13984 | 0.00091
|  | 2005-05-31 | 0.019 | [5 empty] | 2020-02-01 | 1140.0132 | 1139.6583 | 1140.4371 | 2010-09-13 | 1027.291 | [10 empty] | 2005-02-27 | 395.31 |  | 2013-02-01 |  | 0.067886 | 0.044296 | 0.14065 |  | 1.0833 | 0.075548 | 0.025053 | 0.045211 | 0.047165 | 0.058168 | 0.068799 | 0.080372 | 0.13473 | 0.14156 | 0.00091
|  | 2005-06-11 | 0.017 | [5 empty] | 2020-03-01 | 1140.1841 | 1139.8262 | 1140.5774 | 2010-09-20 | 1027.446 | [10 empty] | 2005-02-28 | 395.31 |  | 2013-03-01 |  | 0.087331 | 0.052375 | 0.16167 |  | 1.1667 | 0.093575 | 0.028908 | 0.053289 | 0.055984 | 0.071644 | 0.088242 | 0.11021 | 0.15531 | 0.16258 | 0.00091
|  | 2005-06-19 | 0.022 | [5 empty] | 2020-04-01 | 1140.3523 | 1140.0104 | 1140.7078 | 2010-09-27 | 1027.595 | [10 empty] | 2005-03-01 | 180.21 |  | 2013-04-01 |  | 0.078285 | 0.046062 | 0.14524 |  | 1.25 | 0.085456 | 0.028749 | 0.046977 | 0.049093 | 0.062352 | 0.079198 | 0.10729 | 0.14216 | 0.14616 | 0.00092
|  | 2005-06-21 | 0.027 | [5 empty] | 2020-05-01 | 1140.4753 | 1140.0818 | 1140.8483 | 2010-10-04 | 1027.738 | [10 empty] | 2005-03-02 | 180.21 |  | 2013-05-01 |  | 0.040037 | 0.028613 | 0.099716 |  | 1.3333 | 0.05708 | 0.02688 | 0.029532 | 0.030138 | 0.033446 | 0.040955 | 0.088994 | 0.099661 | 0.10063 | 0.000914
|  | 2005-07-02 | 0.011 | [5 empty] | 2020-06-01 | 1138.906 | 1138.905 | 1139.4368 | 2010-10-12 | 1027.881 | [10 empty] | 2005-03-03 | 206.12 |  | 2013-06-01 |  | 0.050978 | 0.029409 | 0.1018 |  | 1.4167 | 0.061896 | 0.02757 | 0.030328 | 0.031021 | 0.035648 | 0.051896 | 0.094081 | 0.1016 | 0.10272 | 0.00092
|  | 2005-07-10 | 0.029 | [5 empty] | 2020-07-01 | 1138.8885 | 1138.8881 | 1138.8926 | 2010-10-18 | 1028.011 | [10 empty] | 2005-03-04 | 272.62 |  | 2013-07-01 |  | 0.062507 | 0.030523 | 0.10471 |  | 1.5 | 0.067283 | 0.027915 | 0.031442 | 0.03238 | 0.039159 | 0.063425 | 0.096856 | 0.10432 | 0.10563 | 0.00092
|  | 2005-07-17 | 0.035 | [5 empty] | 2020-08-01 | 1138.9022 | 1138.8992 | 1138.9022 | 2010-10-25 | 1028.136 | [10 empty] | 2005-03-05 | 272.62 |  | 2013-08-01 |  | 0.07742 | 0.033472 | 0.11241 |  | 1.5833 | 0.076 | 0.028092 | 0.03439 | 0.035698 | 0.048451 | 0.078338 | 0.10366 | 0.11177 | 0.11333 | 0.00092
|  | 2005-07-24 | 0.032 | [5 empty] | 2020-09-01 | 1138.9281 | 1138.9216 | 1138.9281 | 2010-11-01 | 1028.226 | [10 empty] | 2005-03-06 | 272.62 |  | 2013-09-01 |  | 0.089574 | 0.035149 | 0.11679 |  | 1.6667 | 0.082402 | 0.027682 | 0.036066 | 0.038686 | 0.054965 | 0.090492 | 0.10775 | 0.1159 | 0.11771 | 0.00092
|  | 2005-07-25 | 0.024 | [5 empty] | 2020-10-01 | 1138.9723 | 1138.9612 | 1138.9723 | 2010-11-08 | 1028.397 | [10 empty] | 2005-03-07 | 311.23 |  | 2013-10-01 |  | 0.10072 | 0.037253 | 0.12051 |  | 1.75 | 0.08834 | 0.026739 | 0.03817 | 0.042809 | 0.062763 | 0.10164 | 0.1121 | 0.11941 | 0.12143 | 0.00092
|  | 2005-07-31 | 0.029 | [5 empty] | 2020-11-01 | 1139.3494 | 1139.1954 | 1139.5648 | 2010-11-15 | 1028.458 | [10 empty] | 2005-03-08 | 233.99 |  | 2013-11-01 |  | 0.10689 | 0.040882 | 0.12953 |  | 1.8333 | 0.097954 | 0.025675 | 0.041799 | 0.051356 | 0.076266 | 0.10781 | 0.11973 | 0.12791 | 0.13044 | 0.00091
|  | 2005-08-06 | 0.037 | [5 empty] | 2020-12-01 | 1139.6191 | 1139.3373 | 1139.9863 | 2010-11-18 | 1028.441 | [10 empty] | 2005-03-09 | 329.41 |  | 2013-12-01 |  | 0.11012 | 0.044927 | 0.13498 |  | 1.9167 | 0.10508 | 0.02386 | 0.045843 | 0.060776 | 0.087252 | 0.11104 | 0.12435 | 0.13352 | 0.13589 | 0.00091
|  | 2005-08-13 | 0.051 | [5 empty] | 2021-01-01 | 1139.8164 | 1139.4418 | 1140.287 | 2010-11-19 | 1028.379 | [10 empty] | 2005-03-10 | 34.075 |  | 2014-01-01 |  | 0.11765 | 0.055377 | 0.14469 |  | 2 | 0.11496 | 0.022234 | 0.056292 | 0.072198 | 0.10086 | 0.11856 | 0.13314 | 0.14315 | 0.1456 | 0.00091
|  | 2005-08-20 | 0.051 | [5 empty] | 2021-02-01 | 1140.0208 | 1139.6504 | 1140.4474 | 2010-11-20 | 1028.332 | [10 empty] | 2005-03-11 | 295.33 |  | 2014-02-01 |  | 0.1177 | 0.059937 | 0.14065 |  | 2.0833 | 0.1149 | 0.019314 | 0.060853 | 0.077134 | 0.10598 | 0.11861 | 0.12994 | 0.13927 | 0.14156 | 0.00091
|  | 2005-08-23 | 0.05 | [5 empty] | 2021-03-01 | 1140.189 | 1139.8163 | 1140.5889 | 2010-11-21 | 1028.285 | [10 empty] | 2005-03-12 | 365.99 |  | 2014-03-01 |  | 0.13292 | 0.07521 | 0.16167 |  | 2.1667 | 0.13186 | 0.019786 | 0.076124 | 0.093865 | 0.12006 | 0.13384 | 0.1473 | 0.15943 | 0.16258 | 0.00091
|  | 2005-08-27 | 0.049 | [5 empty] | 2021-04-01 | 1140.3505 | 1139.9977 | 1140.7209 | 2010-11-22 | 1028.257 | [10 empty] | 2005-03-13 | 307.22 |  | 2014-04-01 |  | 0.12369 | 0.07448 | 0.14524 |  | 2.25 | 0.12247 | 0.015529 | 0.075394 | 0.092976 | 0.11275 | 0.1246 | 0.1351 | 0.14368 | 0.14616 | 0.00092
|  | 2005-09-05 | 0.06 | [5 empty] | 2021-05-01 | 1140.4613 | 1140.0811 | 1140.8401 | 2010-11-23 | 1028.204 | [10 empty] | 2005-03-14 | 307.22 |  | 2014-05-01 |  | 0.094388 | 0.061422 | 0.099716 |  | 2.3333 | 0.092605 | 0.0083824 | 0.062341 | 0.073761 | 0.092245 | 0.095307 | 0.097947 | 0.10013 | 0.10063 | 0.000914
|  | 2005-09-06 | 0.057 | [5 empty] | 2021-06-01 | 1138.9061 | 1138.905 | 1139.4238 | 2010-11-24 | 1028.155 | [10 empty] | 2005-03-15 | 324.77 |  | 2014-06-01 |  | 0.095816 | 0.06862 | 0.1018 |  | 2.4167 | 0.095381 | 0.0064262 | 0.069539 | 0.082046 | 0.093657 | 0.096735 | 0.099805 | 0.10214 | 0.10272 | 0.00092
|  | 2005-09-11 | 0.05 | [5 empty] | 2021-07-01 | 1138.8885 | 1138.8881 | 1138.8928 | 2010-11-25 | 1028.12 | [10 empty] | 2005-03-16 | 388.41 |  | 2014-07-01 |  | 0.097897 | 0.076166 | 0.10471 |  | 2.5 | 0.098403 | 0.005095 | 0.077085 | 0.091053 | 0.095548 | 0.098815 | 0.10221 | 0.10495 | 0.10563 | 0.00092
|  | 2005-09-18 | 0.03 | [5 empty] | 2021-08-01 | 1138.9022 | 1138.8988 | 1138.9022 | 2010-11-26 | 1028.073 | [10 empty] | 2005-03-17 | 287.47 |  | 2014-08-01 |  | 0.10366 | 0.085735 | 0.11241 |  | 2.5833 | 0.10443 | 0.0054351 | 0.086653 | 0.096592 | 0.10041 | 0.10458 | 0.10874 | 0.11238 | 0.11333 | 0.00092
|  | 2005-09-24 | 0.034 | [5 empty] | 2021-09-01 | 1138.9281 | 1138.9218 | 1138.9281 | 2010-11-27 | 1028.028 | [10 empty] | 2005-03-18 | 287.47 |  | 2014-09-01 |  | 0.10704 | 0.093891 | 0.11679 |  | 2.6667 | 0.10785 | 0.0058861 | 0.094809 | 0.098589 | 0.10292 | 0.10796 | 0.11299 | 0.11681 | 0.11771 | 0.00092
|  | 2005-10-01 | 0.066 | [5 empty] | 2021-10-01 | 1138.9723 | 1138.962 | 1138.9723 | 2010-11-29 | 1027.949 | [10 empty] | 2005-03-19 | 307.74 |  | 2014-10-01 |  | 0.10961 | 0.09847 | 0.12074 |  | 2.75 | 0.11053 | 0.0064936 | 0.099387 | 0.1004 | 0.10491 | 0.11053 | 0.11615 | 0.12065 | 0.12166 | 0.00092
|  | 2005-10-10 | 0.028 | [5 empty] | 2021-11-01 | 1139.3491 | 1139.1926 | 1139.5627 | 2010-12-02 | 1027.823 | [10 empty] | 2005-03-20 | 307.74 |  | 2014-11-01 |  | 0.11586 | 0.10187 | 0.12981 |  | 2.8333 | 0.11677 | 0.0081466 | 0.10279 | 0.10406 | 0.10971 | 0.11677 | 0.12382 | 0.12946 | 0.13073 | 0.00092
|  | 2005-10-11 | 0.028 | [5 empty] | 2021-12-01 | 1139.615 | 1139.3372 | 1139.9828 | 2010-12-06 | 1027.902 | [10 empty] | 2005-03-21 | 307.74 |  | 2014-12-01 |  | 0.11963 | 0.10393 | 0.1353 |  | 2.9167 | 0.12054 | 0.0091454 | 0.10485 | 0.10627 | 0.11262 | 0.12055 | 0.12846 | 0.13479 | 0.13621 | 0.00091
|  | 2005-11-01 | 0.043 | [5 empty] | 2022-01-01 | 1139.8152 | 1139.4415 | 1140.2828 | 2010-12-13 | 1028.035 | [10 empty] | 2005-03-22 | 267.23 |  | 2015-01-01 |  | 0.12636 | 0.1076 | 0.14507 |  | 3 | 0.12726 | 0.010924 | 0.10852 | 0.11022 | 0.11781 | 0.12727 | 0.13673 | 0.14428 | 0.14598 | 0.00091
|  | 2005-11-02 | 0.043 | [9 empty] | 2010-12-16 | 1028.075 | [10 empty] | 2005-03-23 | 307.21 |  | 2015-02-01 |  | 0.12356 | 0.10607 | 0.141 |  | 3.0833 | 0.12446 | 0.010184 | 0.10699 | 0.10858 | 0.11565 | 0.12447 | 0.13329 | 0.14033 | 0.14191 | 0.00091
|  | 2005-12-13 | 0.056 | [9 empty] | 2011-01-03 | 1028.485 | [10 empty] | 2005-03-24 | 0 |  | 2015-03-01 |  | 0.13814 | 0.11403 | 0.16216 |  | 3.1667 | 0.13903 | 0.014033 | 0.11494 | 0.11714 | 0.12688 | 0.13905 | 0.15119 | 0.16089 | 0.16307 | 0.00091
|  | 2005-12-15 | 0.056 | [9 empty] | 2011-01-10 | 1028.581 | [10 empty] | 2005-03-25 | 0 |  | 2015-04-01 |  | 0.12675 | 0.10781 | 0.14563 |  | 3.25 | 0.12765 | 0.011026 | 0.10873 | 0.11045 | 0.1181 | 0.12766 | 0.1372 | 0.14483 | 0.14654 | 0.00091
|  | 2006-01-23 | 0.062 | [9 empty] | 2011-01-17 | 1028.663 | [10 empty] | 2005-03-26 | 0 |  | 2015-05-01 |  | 0.095223 | 0.090631 | 0.099812 |  | 3.3333 | 0.096139 | 0.0026768 | 0.09155 | 0.091966 | 0.093823 | 0.096141 | 0.098458 | 0.10031 | 0.10073 | 0.000918
|  | 2006-02-14 | 0.04 | [9 empty] | 2011-01-24 | 1028.775 | [10 empty] | 2005-03-27 | 0 |  | 2015-06-01 |  | 0.096663 | 0.091416 | 0.10191 |  | 3.4167 | 0.09758 | 0.0030592 | 0.092334 | 0.09281 | 0.094932 | 0.097582 | 0.10023 | 0.10235 | 0.10283 | 0.00092
|  | 2006-03-24 | 0.044 | [9 empty] | 2011-01-31 | 1028.847 | [10 empty] | 2005-03-28 | 0 |  | 2015-07-01 |  | 0.098677 | 0.092512 | 0.10484 |  | 3.5 | 0.099593 | 0.0035938 | 0.093431 | 0.09399 | 0.096483 | 0.099596 | 0.10271 | 0.10519 | 0.10576 | 0.00092
|  | 2006-04-25 | 0.045 | [9 empty] | 2011-02-07 | 1028.921 | [10 empty] | 2005-03-29 | 0 |  | 2015-08-01 |  | 0.10401 | 0.095416 | 0.11259 |  | 3.5833 | 0.10492 | 0.0050078 | 0.096334 | 0.097114 | 0.10059 | 0.10493 | 0.10926 | 0.11273 | 0.11351 | 0.00092
|  | 2006-05-09 | 0.17 | [9 empty] | 2011-02-14 | 1029.016 | [10 empty] | 2005-03-30 | 0 |  | 2015-09-01 |  | 0.10704 | 0.097067 | 0.117 |  | 3.6667 | 0.10795 | 0.0058111 | 0.097984 | 0.09889 | 0.10292 | 0.10796 | 0.11299 | 0.11701 | 0.11791 | 0.00091
|  | 2006-05-18 | 0.03 | [9 empty] | 2011-02-21 | 1029.092 | [10 empty] | 2005-03-31 | 0 |  | 2015-10-01 |  | 0.10961 | 0.09847 | 0.12074 |  | 3.75 | 0.11053 | 0.0064936 | 0.099387 | 0.1004 | 0.10491 | 0.11053 | 0.11615 | 0.12065 | 0.12166 | 0.00092
|  | 2006-05-23 | 0.035 | [9 empty] | 2011-02-28 | 1029.16 | [10 empty] | 2005-04-01 | 0 |  | 2015-11-01 |  | 0.11586 | 0.10187 | 0.12981 |  | 3.8333 | 0.11677 | 0.0081466 | 0.10279 | 0.10406 | 0.10971 | 0.11677 | 0.12382 | 0.12946 | 0.13073 | 0.00092
|  | 2006-05-30 | 0.028 | [9 empty] | 2011-03-07 | 1029.224 | [10 empty] | 2005-04-02 | 0 |  | 2015-12-01 |  | 0.11963 | 0.10393 | 0.1353 |  | 3.9167 | 0.12054 | 0.0091454 | 0.10485 | 0.10627 | 0.11262 | 0.12055 | 0.12846 | 0.13479 | 0.13621 | 0.00091
|  | 2006-06-06 | 0.022 | [9 empty] | 2011-03-14 | 1029.29 | [10 empty] | 2005-04-03 | 0 |  | 2016-01-01 |  | 0.12636 | 0.1076 | 0.14507 |  | 4 | 0.12726 | 0.010924 | 0.10852 | 0.11022 | 0.11781 | 0.12727 | 0.13673 | 0.14428 | 0.14598 | 0.00091
|  | 2006-06-19 | 0.027 | [9 empty] | 2011-03-21 | 1029.343 | [10 empty] | 2005-04-04 | 0 |  | 2016-02-01 |  | 0.12356 | 0.10607 | 0.141 |  | 4.0833 | 0.12446 | 0.010184 | 0.10699 | 0.10858 | 0.11565 | 0.12447 | 0.13329 | 0.14033 | 0.14191 | 0.00091
|  | 2006-06-20 | 0.026 | [9 empty] | 2011-03-24 | 1029.323 | [10 empty] | 2005-04-05 | 0 |  | 2016-03-01 |  | 0.13814 | 0.11403 | 0.16216 |  | 4.1667 | 0.13903 | 0.014033 | 0.11494 | 0.11714 | 0.12688 | 0.13905 | 0.15119 | 0.16089 | 0.16307 | 0.00091
|  | 2006-07-11 | 0.016 | [9 empty] | 2011-03-28 | 1029.347 | [10 empty] | 2005-04-06 | 0 |  | 2016-04-01 |  | 0.12675 | 0.10781 | 0.14563 |  | 4.25 | 0.12765 | 0.011026 | 0.10873 | 0.11045 | 0.1181 | 0.12766 | 0.1372 | 0.14483 | 0.14654 | 0.00091
|  | 2006-07-17 | 0.023 | [9 empty] | 2011-03-31 | 1029.297 | [10 empty] | 2005-04-07 | 0 |  | 2016-05-01 |  | 0.095223 | 0.090631 | 0.099812 |  | 4.3333 | 0.096139 | 0.0026768 | 0.09155 | 0.091966 | 0.093823 | 0.096141 | 0.098458 | 0.10031 | 0.10073 | 0.000918
|  | 2006-07-18 | 0.033 | [9 empty] | 2011-04-04 | 1029.205 | [10 empty] | 2005-04-08 | 0 |  | 2016-06-01 |  | 0.096663 | 0.091416 | 0.10191 |  | 4.4167 | 0.09758 | 0.0030592 | 0.092334 | 0.09281 | 0.094932 | 0.097582 | 0.10023 | 0.10235 | 0.10283 | 0.00092
|  | 2006-07-25 | 0.028 | [9 empty] | 2011-04-07 | 1029.029 | [10 empty] | 2005-04-09 | 0 |  | 2016-07-01 |  | 0.098677 | 0.092512 | 0.10484 |  | 4.5 | 0.099593 | 0.0035938 | 0.093431 | 0.09399 | 0.096483 | 0.099596 | 0.10271 | 0.10519 | 0.10576 | 0.00092
|  | 2006-08-01 | 0.023 | [9 empty] | 2011-04-11 | 1028.858 | [10 empty] | 2005-04-10 | 0 |  | 2016-08-01 |  | 0.10401 | 0.095416 | 0.11259 |  | 4.5833 | 0.10492 | 0.0050078 | 0.096334 | 0.097114 | 0.10059 | 0.10493 | 0.10926 | 0.11273 | 0.11351 | 0.00092
|  | 2006-08-15 | 0.028 | [9 empty] | 2011-04-14 | 1028.728 | [10 empty] | 2005-04-11 | 0 |  | 2016-09-01 |  | 0.10704 | 0.097067 | 0.117 |  | 4.6667 | 0.10795 | 0.0058111 | 0.097984 | 0.09889 | 0.10292 | 0.10796 | 0.11299 | 0.11701 | 0.11791 | 0.00091
|  | 2006-08-21 | 0.026 | [9 empty] | 2011-04-18 | 1028.634 | [10 empty] | 2005-04-12 | 0 |  | 2016-10-01 |  | 0.10961 | 0.09847 | 0.12074 |  | 4.75 | 0.11053 | 0.0064936 | 0.099387 | 0.1004 | 0.10491 | 0.11053 | 0.11615 | 0.12065 | 0.12166 | 0.00092
|  | 2006-08-22 | 0.027 | [9 empty] | 2011-04-21 | 1028.581 | [10 empty] | 2005-04-13 | 0 |  | 2016-11-01 |  | 0.11586 | 0.10187 | 0.12981 |  | 4.8333 | 0.11677 | 0.0081466 | 0.10279 | 0.10406 | 0.10971 | 0.11677 | 0.12382 | 0.12946 | 0.13073 | 0.00092
|  | 2006-08-29 | 0.039 | [9 empty] | 2011-04-25 | 1028.472 | [10 empty] | 2005-04-14 | 0 |  | 2016-12-01 |  | 0.11963 | 0.10393 | 0.1353 |  | 4.9167 | 0.12054 | 0.0091454 | 0.10485 | 0.10627 | 0.11262 | 0.12055 | 0.12846 | 0.13479 | 0.13621 | 0.00091
|  | 2006-09-05 | 0.025 | [9 empty] | 2011-04-28 | 1028.403 | [10 empty] | 2005-04-15 | 0 |  | 2017-01-01 |  | 0.12636 | 0.1076 | 0.14507 |  | 5 | 0.12726 | 0.010924 | 0.10852 | 0.11022 | 0.11781 | 0.12727 | 0.13673 | 0.14428 | 0.14598 | 0.00091
|  | 2006-09-12 | 0.018 | [9 empty] | 2011-05-02 | 1028.536 | [10 empty] | 2005-04-16 | 0 |  | 2017-02-01 |  | 0.12356 | 0.10607 | 0.141 |  | 5.0833 | 0.12446 | 0.010184 | 0.10699 | 0.10858 | 0.11565 | 0.12447 | 0.13329 | 0.14033 | 0.14191 | 0.00091
|  | 2006-10-17 | 0.032 | [9 empty] | 2011-05-05 | 1028.628 | [10 empty] | 2005-04-17 | 0 |  | 2017-03-01 |  | 0.13814 | 0.11403 | 0.16216 |  | 5.1667 | 0.13903 | 0.014033 | 0.11494 | 0.11714 | 0.12688 | 0.13905 | 0.15119 | 0.16089 | 0.16307 | 0.00091
|  | 2006-11-14 | 0.052 | [9 empty] | 2011-05-09 | 1028.54 | [10 empty] | 2005-04-18 | 0 |  | 2017-04-01 |  | 0.12675 | 0.10781 | 0.14563 |  | 5.25 | 0.12765 | 0.011026 | 0.10873 | 0.11045 | 0.1181 | 0.12766 | 0.1372 | 0.14483 | 0.14654 | 0.00091
|  | 2006-12-13 | 0.06 | [9 empty] | 2011-05-12 | 1028.403 | [10 empty] | 2005-04-19 | 0 |  | 2017-05-01 |  | 0.095223 | 0.090631 | 0.099812 |  | 5.3333 | 0.096139 | 0.0026768 | 0.09155 | 0.091966 | 0.093823 | 0.096141 | 0.098458 | 0.10031 | 0.10073 | 0.000918
|  | 2007-01-16 | 0.053 | [9 empty] | 2011-05-16 | 1028.249 | [10 empty] | 2005-04-20 | 0 |  | 2017-06-01 |  | 0.096663 | 0.091416 | 0.10191 |  | 5.4167 | 0.09758 | 0.0030592 | 0.092334 | 0.09281 | 0.094932 | 0.097582 | 0.10023 | 0.10235 | 0.10283 | 0.00092
|  | 2007-02-13 | 0.031 | [9 empty] | 2011-05-19 | 1028.178 | [10 empty] | 2005-04-21 | 0 |  | 2017-07-01 |  | 0.098677 | 0.092512 | 0.10484 |  | 5.5 | 0.099593 | 0.0035938 | 0.093431 | 0.09399 | 0.096483 | 0.099596 | 0.10271 | 0.10519 | 0.10576 | 0.00092
|  | 2007-02-15 | 0.031 | [9 empty] | 2011-05-23 | 1028.087 | [10 empty] | 2005-04-22 | 0 |  | 2017-08-01 |  | 0.10401 | 0.095416 | 0.11259 |  | 5.5833 | 0.10492 | 0.0050078 | 0.096334 | 0.097114 | 0.10059 | 0.10493 | 0.10926 | 0.11273 | 0.11351 | 0.00092
|  | 2007-03-12 | 0.024 | [9 empty] | 2011-05-26 | 1027.989 | [10 empty] | 2005-04-23 | 0 |  | 2017-09-01 |  | 0.10704 | 0.097067 | 0.117 |  | 5.6667 | 0.10795 | 0.0058111 | 0.097984 | 0.09889 | 0.10292 | 0.10796 | 0.11299 | 0.11701 | 0.11791 | 0.00091
|  | 2007-04-10 | 0.22 | [9 empty] | 2011-05-30 | 1027.89 | [10 empty] | 2005-04-24 | 0 |  | 2017-10-01 |  | 0.10961 | 0.09847 | 0.12074 |  | 5.75 | 0.11053 | 0.0064936 | 0.099387 | 0.1004 | 0.10491 | 0.11053 | 0.11615 | 0.12065 | 0.12166 | 0.00092
|  | 2007-04-19 | 0.07 | [9 empty] | 2011-06-06 | 1027.664 | [10 empty] | 2005-04-25 | 0 |  | 2017-11-01 |  | 0.11586 | 0.10187 | 0.12981 |  | 5.8333 | 0.11677 | 0.0081466 | 0.10279 | 0.10406 | 0.10971 | 0.11677 | 0.12382 | 0.12946 | 0.13073 | 0.00092
|  | 2007-05-14 | 0.043 | [9 empty] | 2011-06-09 | 1027.606 | [10 empty] | 2005-04-26 | 0 |  | 2017-12-01 |  | 0.11963 | 0.10393 | 0.1353 |  | 5.9167 | 0.12054 | 0.0091454 | 0.10485 | 0.10627 | 0.11262 | 0.12055 | 0.12846 | 0.13479 | 0.13621 | 0.00091
|  | 2007-05-15 | 0.045 | [9 empty] | 2011-06-13 | 1027.634 | [10 empty] | 2005-04-27 | 0 |  | 2018-01-01 |  | 0.12636 | 0.1076 | 0.14507 |  | 6 | 0.12726 | 0.010924 | 0.10852 | 0.11022 | 0.11781 | 0.12727 | 0.13673 | 0.14428 | 0.14598 | 0.00091
|  | 2007-05-22 | 0.034 | [9 empty] | 2011-06-16 | 1027.641 | [10 empty] | 2005-04-28 | 0 |  | 2018-02-01 |  | 0.12356 | 0.10607 | 0.141 |  | 6.0833 | 0.12446 | 0.010184 | 0.10699 | 0.10858 | 0.11565 | 0.12447 | 0.13329 | 0.14033 | 0.14191 | 0.00091
|  | 2007-05-29 | 0.016 | [9 empty] | 2011-06-20 | 1027.616 | [10 empty] | 2005-04-29 | 0 |  | 2018-03-01 |  | 0.13814 | 0.11403 | 0.16216 |  | 6.1667 | 0.13903 | 0.014033 | 0.11494 | 0.11714 | 0.12688 | 0.13905 | 0.15119 | 0.16089 | 0.16307 | 0.00091
|  | 2007-06-05 | 0.014 | [9 empty] | 2011-06-23 | 1027.643 | [10 empty] | 2005-04-30 | 0 |  | 2018-04-01 |  | 0.12675 | 0.10781 | 0.14563 |  | 6.25 | 0.12765 | 0.011026 | 0.10873 | 0.11045 | 0.1181 | 0.12766 | 0.1372 | 0.14483 | 0.14654 | 0.00091
|  | 2007-06-12 | 0.016 | [9 empty] | 2011-06-27 | 1027.66 | [10 empty] | 2005-05-01 | 0 |  | 2018-05-01 |  | 0.095223 | 0.090631 | 0.099812 |  | 6.3333 | 0.096139 | 0.0026768 | 0.09155 | 0.091966 | 0.093823 | 0.096141 | 0.098458 | 0.10031 | 0.10073 | 0.000918
|  | 2007-06-18 | 0.019 | [9 empty] | 2011-07-04 | 1027.837 | [10 empty] | 2005-05-02 | 0 |  | 2018-06-01 |  | 0.096663 | 0.091416 | 0.10191 |  | 6.4167 | 0.09758 | 0.0030592 | 0.092334 | 0.09281 | 0.094932 | 0.097582 | 0.10023 | 0.10235 | 0.10283 | 0.00092
|  | 2007-06-19 | 0.019 | [9 empty] | 2011-07-07 | 1027.889 | [10 empty] | 2005-05-03 | 166.78 |  | 2018-07-01 |  | 0.098677 | 0.092512 | 0.10484 |  | 6.5 | 0.099593 | 0.0035938 | 0.093431 | 0.09399 | 0.096483 | 0.099596 | 0.10271 | 0.10519 | 0.10576 | 0.00092
|  | 2007-06-26 | 0.02 | [9 empty] | 2011-07-11 | 1027.961 | [10 empty] | 2005-05-04 | 230.41 |  | 2018-08-01 |  | 0.10401 | 0.095416 | 0.11259 |  | 6.5833 | 0.10492 | 0.0050078 | 0.096334 | 0.097114 | 0.10059 | 0.10493 | 0.10926 | 0.11273 | 0.11351 | 0.00092
|  | 2007-07-03 | 0.019 | [9 empty] | 2011-07-14 | 1027.98 | [10 empty] | 2005-05-05 | 254.55 |  | 2018-09-01 |  | 0.10704 | 0.097067 | 0.117 |  | 6.6667 | 0.10795 | 0.0058111 | 0.097984 | 0.09889 | 0.10292 | 0.10796 | 0.11299 | 0.11701 | 0.11791 | 0.00091
|  | 2007-07-10 | 0.066 | [9 empty] | 2011-07-18 | 1027.939 | [10 empty] | 2005-05-06 | 133.86 |  | 2018-10-01 |  | 0.10961 | 0.09847 | 0.12074 |  | 6.75 | 0.11053 | 0.0064936 | 0.099387 | 0.1004 | 0.10491 | 0.11053 | 0.11615 | 0.12065 | 0.12166 | 0.00092
|  | 2007-07-16 | 0.025 | [9 empty] | 2011-07-25 | 1028.053 | [10 empty] | 2005-05-07 | 133.86 |  | 2018-11-01 |  | 0.11586 | 0.10187 | 0.12981 |  | 6.8333 | 0.11677 | 0.0081466 | 0.10279 | 0.10406 | 0.10971 | 0.11677 | 0.12382 | 0.12946 | 0.13073 | 0.00092
|  | 2007-07-17 | 0.023 | [9 empty] | 2011-07-28 | 1028.011 | [10 empty] | 2005-05-08 | 133.86 |  | 2018-12-01 |  | 0.11963 | 0.10393 | 0.1353 |  | 6.9167 | 0.12054 | 0.0091454 | 0.10485 | 0.10627 | 0.11262 | 0.12055 | 0.12846 | 0.13479 | 0.13621 | 0.00091
|  | 2007-07-24 | 0.031 | [9 empty] | 2011-08-01 | 1028.013 | [10 empty] | 2005-05-09 | 133.86 |  | 2019-01-01 |  | 0.12636 | 0.1076 | 0.14507 |  | 7 | 0.12726 | 0.010924 | 0.10852 | 0.11022 | 0.11781 | 0.12727 | 0.13673 | 0.14428 | 0.14598 | 0.00091
|  | 2007-07-31 | 0.022 | [9 empty] | 2011-08-04 | 1028.024 | [10 empty] | 2005-05-10 | 38.246 |  | 2019-02-01 |  | 0.12356 | 0.10607 | 0.141 |  | 7.0833 | 0.12446 | 0.010184 | 0.10699 | 0.10858 | 0.11565 | 0.12447 | 0.13329 | 0.14033 | 0.14191 | 0.00091
|  | 2007-08-07 | 0.026 | [9 empty] | 2011-08-08 | 1028.017 | [10 empty] | 2005-05-11 | 38.246 |  | 2019-03-01 |  | 0.13814 | 0.11403 | 0.16216 |  | 7.1667 | 0.13903 | 0.014033 | 0.11494 | 0.11714 | 0.12688 | 0.13905 | 0.15119 | 0.16089 | 0.16307 | 0.00091
|  | 2007-08-13 | 0.033 | [9 empty] | 2011-08-11 | 1027.981 | [10 empty] | 2005-05-12 | 38.246 |  | 2019-04-01 |  | 0.12675 | 0.10781 | 0.14563 |  | 7.25 | 0.12765 | 0.011026 | 0.10873 | 0.11045 | 0.1181 | 0.12766 | 0.1372 | 0.14483 | 0.14654 | 0.00091
|  | 2007-08-14 | 0.032 | [9 empty] | 2011-08-15 | 1028.003 | [10 empty] | 2005-05-13 | 38.246 |  | 2019-05-01 |  | 0.095223 | 0.090631 | 0.099812 |  | 7.3333 | 0.096139 | 0.0026768 | 0.09155 | 0.091966 | 0.093823 | 0.096141 | 0.098458 | 0.10031 | 0.10073 | 0.000918
|  | 2007-08-21 | 0.0735 | [9 empty] | 2011-08-18 | 1028.016 | [10 empty] | 2005-05-14 | 38.246 |  | 2019-06-01 |  | 0.096663 | 0.091416 | 0.10191 |  | 7.4167 | 0.09758 | 0.0030592 | 0.092334 | 0.09281 | 0.094932 | 0.097582 | 0.10023 | 0.10235 | 0.10283 | 0.00092
|  | 2007-08-28 | 0.034 | [9 empty] | 2011-08-22 | 1028.045 | [10 empty] | 2005-05-15 | 38.246 |  | 2019-07-01 |  | 0.098677 | 0.092512 | 0.10484 |  | 7.5 | 0.099593 | 0.0035938 | 0.093431 | 0.09399 | 0.096483 | 0.099596 | 0.10271 | 0.10519 | 0.10576 | 0.00092
|  | 2007-09-04 | 0.038 | [9 empty] | 2011-08-25 | 1028.054 | [10 empty] | 2005-05-16 | 38.246 |  | 2019-08-01 |  | 0.10401 | 0.095416 | 0.11259 |  | 7.5833 | 0.10492 | 0.0050078 | 0.096334 | 0.097114 | 0.10059 | 0.10493 | 0.10926 | 0.11273 | 0.11351 | 0.00092
|  | 2007-09-10 | 0.038 | [9 empty] | 2011-08-29 | 1028.055 | [10 empty] | 2005-05-17 | 0 |  | 2019-09-01 |  | 0.10704 | 0.097067 | 0.117 |  | 7.6667 | 0.10795 | 0.0058111 | 0.097984 | 0.09889 | 0.10292 | 0.10796 | 0.11299 | 0.11701 | 0.11791 | 0.00091
|  | 2007-09-11 | 0.033 | [9 empty] | 2011-09-01 | 1028.045 | [10 empty] | 2005-05-18 | 0 |  | 2019-10-01 |  | 0.10961 | 0.09847 | 0.12074 |  | 7.75 | 0.11053 | 0.0064936 | 0.099387 | 0.1004 | 0.10491 | 0.11053 | 0.11615 | 0.12065 | 0.12166 | 0.00092
|  | 2007-09-17 | 0.027 | [9 empty] | 2011-09-05 | 1028.03 | [10 empty] | 2005-05-19 | 0 |  | 2019-11-01 |  | 0.11586 | 0.10187 | 0.12981 |  | 7.8333 | 0.11677 | 0.0081466 | 0.10279 | 0.10406 | 0.10971 | 0.11677 | 0.12382 | 0.12946 | 0.13073 | 0.00092
|  | 2007-09-25 | 0.0225 | [9 empty] | 2011-09-08 | 1028.053 | [10 empty] | 2005-05-20 | 0 |  | 2019-12-01 |  | 0.11963 | 0.10393 | 0.1353 |  | 7.9167 | 0.12054 | 0.0091454 | 0.10485 | 0.10627 | 0.11262 | 0.12055 | 0.12846 | 0.13479 | 0.13621 | 0.00091
|  | 2007-10-23 | 0.07 | [9 empty] | 2011-09-12 | 1028.086 | [10 empty] | 2005-05-21 | 0 |  | 2020-01-01 |  | 0.12636 | 0.1076 | 0.14507 |  | 8 | 0.12726 | 0.010924 | 0.10852 | 0.11022 | 0.11781 | 0.12727 | 0.13673 | 0.14428 | 0.14598 | 0.00091
|  | 2007-10-25 | 0.0789 | [9 empty] | 2011-09-15 | 1028.073 | [10 empty] | 2005-05-22 | 0 |  | 2020-02-01 |  | 0.12356 | 0.10607 | 0.141 |  | 8.0833 | 0.12446 | 0.010184 | 0.10699 | 0.10858 | 0.11565 | 0.12447 | 0.13329 | 0.14033 | 0.14191 | 0.00091
|  | 2007-10-29 | 0.069 | [9 empty] | 2011-09-19 | 1028.043 | [10 empty] | 2005-05-23 | 0 |  | 2020-03-01 |  | 0.13814 | 0.11403 | 0.16216 |  | 8.1667 | 0.13903 | 0.014033 | 0.11494 | 0.11714 | 0.12688 | 0.13905 | 0.15119 | 0.16089 | 0.16307 | 0.00091
|  | 2007-11-13 | [10 empty] | 2011-09-22 | 1027.741 | [10 empty] | 2005-05-24 | 0 |  | 2020-04-01 |  | 0.12675 | 0.10781 | 0.14563 |  | 8.25 | 0.12765 | 0.011026 | 0.10873 | 0.11045 | 0.1181 | 0.12766 | 0.1372 | 0.14483 | 0.14654 | 0.00091
|  | 2007-11-14 | 0.051 | [9 empty] | 2011-09-26 | 1027.344 | [10 empty] | 2005-05-25 | 0 |  | 2020-05-01 |  | 0.095223 | 0.090631 | 0.099812 |  | 8.3333 | 0.096139 | 0.0026768 | 0.09155 | 0.091966 | 0.093823 | 0.096141 | 0.098458 | 0.10031 | 0.10073 | 0.000918
|  | 2007-11-21 | 0.0508 | [9 empty] | 2011-09-30 | 1026.939 | [10 empty] | 2005-05-26 | 6.8148 |  | 2020-06-01 |  | 0.096663 | 0.091416 | 0.10191 |  | 8.4167 | 0.09758 | 0.0030592 | 0.092334 | 0.09281 | 0.094932 | 0.097582 | 0.10023 | 0.10235 | 0.10283 | 0.00092
|  | 2007-12-10 | 0.052 | [9 empty] | 2011-10-03 | 1027.022 | [10 empty] | 2005-05-27 | 27.262 |  | 2020-07-01 |  | 0.098677 | 0.092512 | 0.10484 |  | 8.5 | 0.099593 | 0.0035938 | 0.093431 | 0.09399 | 0.096483 | 0.099596 | 0.10271 | 0.10519 | 0.10576 | 0.00092
|  | 2007-12-13 | 0.0517 | [9 empty] | 2011-10-11 | 1027.222 | [10 empty] | 2005-05-28 | 27.262 |  | 2020-08-01 |  | 0.10401 | 0.095416 | 0.11259 |  | 8.5833 | 0.10492 | 0.0050078 | 0.096334 | 0.097114 | 0.10059 | 0.10493 | 0.10926 | 0.11273 | 0.11351 | 0.00092
|  | 2008-01-08 | 0.049 | [9 empty] | 2011-10-17 | 1027.511 | [10 empty] | 2005-05-29 | 27.262 |  | 2020-09-01 |  | 0.10704 | 0.097067 | 0.117 |  | 8.6667 | 0.10795 | 0.0058111 | 0.097984 | 0.09889 | 0.10292 | 0.10796 | 0.11299 | 0.11701 | 0.11791 | 0.00091
|  | 2008-01-24 | 0.0498 | [9 empty] | 2011-10-24 | 1027.579 | [10 empty] | 2005-05-30 | 27.262 |  | 2020-10-01 |  | 0.10961 | 0.09847 | 0.12074 |  | 8.75 | 0.11053 | 0.0064936 | 0.099387 | 0.1004 | 0.10491 | 0.11053 | 0.11615 | 0.12065 | 0.12166 | 0.00092
|  | 2008-02-19 | 0.052 | [9 empty] | 2011-10-31 | 1027.766 | [10 empty] | 2005-05-31 | 55.659 |  | 2020-11-01 |  | 0.11586 | 0.10187 | 0.12981 |  | 8.8333 | 0.11677 | 0.0081466 | 0.10279 | 0.10406 | 0.10971 | 0.11677 | 0.12382 | 0.12946 | 0.13073 | 0.00092
|  | 2008-02-20 | 0.0481 | [9 empty] | 2011-11-07 | 1027.92 | [10 empty] | 2005-06-01 | 55.659 |  | 2020-12-01 |  | 0.11963 | 0.10393 | 0.1353 |  | 8.9167 | 0.12054 | 0.0091454 | 0.10485 | 0.10627 | 0.11262 | 0.12055 | 0.12846 | 0.13479 | 0.13621 | 0.00091
|  | 2008-03-11 | 0.0555 | [9 empty] | 2011-11-14 | 1028.087 | [10 empty] | 2005-06-02 | 30.897 |  | 2021-01-01 |  | 0.12636 | 0.1076 | 0.14507 |  | 9 | 0.12726 | 0.010924 | 0.10852 | 0.11022 | 0.11781 | 0.12727 | 0.13673 | 0.14428 | 0.14598 | 0.00091
|  | 2008-03-18 | 0.058 | [9 empty] | 2011-11-22 | 1028.264 | [10 empty] | 2005-06-03 | 30.897 |  | 2021-02-01 |  | 0.12356 | 0.10607 | 0.141 |  | 9.0833 | 0.12446 | 0.010184 | 0.10699 | 0.10858 | 0.11565 | 0.12447 | 0.13329 | 0.14033 | 0.14191 | 0.00091
|  | 2008-04-14 | 0.1 | [9 empty] | 2011-11-28 | 1027.792 | [10 empty] | 2005-06-04 | 30.897 |  | 2021-03-01 |  | 0.13814 | 0.11403 | 0.16216 |  | 9.1667 | 0.13903 | 0.014033 | 0.11494 | 0.11714 | 0.12688 | 0.13905 | 0.15119 | 0.16089 | 0.16307 | 0.00091
|  | 2008-04-15 | 0.096 | [9 empty] | 2011-12-05 | 1027.617 | [10 empty] | 2005-06-05 | 30.897 |  | 2021-04-01 |  | 0.12675 | 0.10781 | 0.14563 |  | 9.25 | 0.12765 | 0.011026 | 0.10873 | 0.11045 | 0.1181 | 0.12766 | 0.1372 | 0.14483 | 0.14654 | 0.00091
|  | 2008-04-22 | 0.089 | [9 empty] | 2011-12-13 | 1027.339 | [10 empty] | 2005-06-06 | 30.897 |  | 2021-05-01 |  | 0.095223 | 0.090631 | 0.099812 |  | 9.3333 | 0.096139 | 0.0026768 | 0.09155 | 0.091966 | 0.093823 | 0.096141 | 0.098458 | 0.10031 | 0.10073 | 0.000918
|  | 2008-04-29 | 0.1295 | [9 empty] | 2012-01-03 | 1027.796 | [10 empty] | 2005-06-07 | 18.174 |  | 2021-06-01 |  | 0.096663 | 0.091416 | 0.10191 |  | 9.4167 | 0.09758 | 0.0030592 | 0.092334 | 0.09281 | 0.094932 | 0.097582 | 0.10023 | 0.10235 | 0.10283 | 0.00092
|  | 2008-05-06 | 0.12 | [9 empty] | 2012-01-10 | 1027.924 | [10 empty] | 2005-06-08 | 18.174 |  | 2021-07-01 |  | 0.098677 | 0.092512 | 0.10484 |  | 9.5 | 0.099593 | 0.0035938 | 0.093431 | 0.09399 | 0.096483 | 0.099596 | 0.10271 | 0.10519 | 0.10576 | 0.00092
|  | 2008-05-13 | 0.071 | [9 empty] | 2012-01-16 | 1028.014 | [10 empty] | 2005-06-09 | 0 |  | 2021-08-01 |  | 0.10401 | 0.095416 | 0.11259 |  | 9.5833 | 0.10492 | 0.0050078 | 0.096334 | 0.097114 | 0.10059 | 0.10493 | 0.10926 | 0.11273 | 0.11351 | 0.00092
|  | 2008-05-15 | 0.059 | [9 empty] | 2012-01-23 | 1028.152 | [10 empty] | 2005-06-10 | 0 |  | 2021-09-01 |  | 0.10704 | 0.097067 | 0.117 |  | 9.6667 | 0.10795 | 0.0058111 | 0.097984 | 0.09889 | 0.10292 | 0.10796 | 0.11299 | 0.11701 | 0.11791 | 0.00091
|  | 2008-05-20 | 0.034 | [9 empty] | 2012-01-30 | 1028.256 | [10 empty] | 2005-06-11 | 0 |  | 2021-10-01 |  | 0.10961 | 0.09847 | 0.12074 |  | 9.75 | 0.11053 | 0.0064936 | 0.099387 | 0.1004 | 0.10491 | 0.11053 | 0.11615 | 0.12065 | 0.12166 | 0.00092
|  | 2008-05-22 | 0.0266 | [9 empty] | 2012-02-06 | 1028.377 | [10 empty] | 2005-06-12 | 0 |  | 2021-11-01 |  | 0.11586 | 0.10187 | 0.12981 |  | 9.8333 | 0.11677 | 0.0081466 | 0.10279 | 0.10406 | 0.10971 | 0.11677 | 0.12382 | 0.12946 | 0.13073 | 0.00092
|  | 2008-05-26 | 0.0673 | [9 empty] | 2012-02-13 | 1028.523 | [10 empty] | 2005-06-13 | 0 |  | 2021-12-01 |  | 0.11963 | 0.10393 | 0.1353 |  | 9.9167 | 0.12054 | 0.0091454 | 0.10485 | 0.10627 | 0.11262 | 0.12055 | 0.12846 | 0.13479 | 0.13621 | 0.00091
|  | 2008-05-27 | 0.025 | [9 empty] | 2012-02-20 | 1028.576 | [10 empty] | 2005-06-14 | 0 |  | 2022-01-01 |  | 0.12636 | 0.1076 | 0.14507 |  | 10 | 0.12726 | 0.010924 | 0.10852 | 0.11022 | 0.11781 | 0.12727 | 0.13673 | 0.14428 | 0.14598 | 0.00091
|  | 2008-06-03 | 0.015 | [9 empty] | 2012-02-27 | 1028.651 | [10 empty] | 2005-06-15 | 0 | [12 empty] | 10
|  | 2008-06-10 | 0.025 | [9 empty] | 2012-03-05 | 1028.722 | [10 empty] | 2005-06-16 | 0
|  | 2008-06-16 | 0.021 | [9 empty] | 2012-03-12 | 1028.799 | [10 empty] | 2005-06-17 | 0
|  | 2008-06-17 | 0.018 | [9 empty] | 2012-03-19 | 1028.862 | [10 empty] | 2005-06-18 | 0
|  | 2008-06-24 | 0.02595 | [9 empty] | 2012-03-26 | 1028.93 | [10 empty] | 2005-06-19 | 0
|  | 2008-07-01 | 0.041 | [9 empty] | 2012-04-02 | 1029.005 | [10 empty] | 2005-06-20 | 0
|  | 2008-07-08 | 0.026 | [9 empty] | 2012-01-01 | 1027.796 | 1027.796 | 1027.796 | [8 empty] | 2005-06-21 | 0
|  | 2008-07-14 | 0.022 | [9 empty] | 2012-02-01 | 1027.1583 | 1027.1583 | 1027.1583 | [8 empty] | 2005-06-22 | 0
|  | 2008-07-16 | 0.031 | [9 empty] | 2012-03-01 | 1026.8325 | 1026.8325 | 1027.3612 | [8 empty] | 2005-06-23 | 0
|  | 2008-07-22 | 0.022 | [9 empty] | 2012-04-01 | 1026.6663 | 1026.6663 | 1027.5592 | [8 empty] | 2005-06-24 | 0
|  | 2008-07-30 | 0.0246 | [9 empty] | 2012-05-01 | 1026.5831 | 1026.5831 | 1027.7728 | [8 empty] | 2005-06-25 | 0
|  | 2008-07-31 | 0.027 | [9 empty] | 2012-06-01 | 1026.5428 | 1026.5426 | 1029.4474 | [8 empty] | 2005-06-26 | 0
|  | 2008-08-05 | 0.033 | [9 empty] | 2012-07-01 | 1026.5214 | 1026.5212 | 1028.0145 | [8 empty] | 2005-06-27 | 0
|  | 2008-08-11 | 0.028 | [9 empty] | 2012-08-01 | 1026.5107 | 1026.5106 | 1027.2678 | [8 empty] | 2005-06-28 | 60.203
|  | 2008-08-12 | 0.032 | [9 empty] | 2012-09-01 | 1026.5054 | 1026.5054 | 1028.8751 | [8 empty] | 2005-06-29 | 60.203
|  | 2008-08-19 | 0.031 | [9 empty] | 2012-10-01 | 1026.5027 | 1026.5027 | 1027.7133 | [8 empty] | 2005-06-30 | 102.23
|  | 2008-08-28 | 0.018 | [9 empty] | 2012-11-01 | 1026.5013 | 1026.5013 | 1027.4097 | [8 empty] | 2005-07-01 | 79.513
|  | 2008-09-02 | 0.023 | [9 empty] | 2012-12-01 | 1026.5006 | 1026.5006 | 1027.7849 | [8 empty] | 2005-07-02 | 79.513
|  | 2008-09-02 09:20 | [10 empty] | 2013-01-01 | 1026.5004 | 1026.5004 | 1028.2142 | [8 empty] | 2005-07-03 | 79.513
|  | 2008-09-09 | 0.016 | [9 empty] | 2013-02-01 | 1026.5001 | 1026.5001 | 1028.1077 | [8 empty] | 2005-07-04 | 79.513
|  | 2008-09-09 11:45 | [10 empty] | 2013-03-01 | 1026.5001 | 1026.5001 | 1027.316 | [8 empty] | 2005-07-05 | 79.513
|  | 2008-09-15 | 0.025 | [9 empty] | 2013-04-01 | 1026.5 | 1026.5 | 1027.5177 | [8 empty] | 2005-07-06 | 41.649
|  | 2008-09-15 11:50 | [10 empty] | 2013-05-01 | 1026.5 | 1026.5 | 1027.7413 | [8 empty] | 2005-07-07 | 41.649
|  | 2008-09-16 | 0.023 | [9 empty] | 2013-06-01 | 1026.5007 | 1026.5 | 1029.4481 | [8 empty] | 2005-07-08 | 41.649
|  | 2008-09-16 09:05 | [10 empty] | 2013-07-01 | 1026.5004 | 1026.5 | 1028.1882 | [8 empty] | 2005-07-09 | 0
|  | 2008-09-18 | 0.0249 | [9 empty] | 2013-08-01 | 1026.5002 | 1026.5 | 1027.3577 | [8 empty] | 2005-07-10 | 0
|  | 2008-09-23 | 0.031 | [9 empty] | 2013-09-01 | 1026.5001 | 1026.5 | 1028.9966 | [8 empty] | 2005-07-11 | 0
|  | 2008-09-23 08:30 | 0.031 | [9 empty] | 2013-10-01 | 1026.5 | 1026.5 | 1027.7761 | [8 empty] | 2005-07-12 | 56.98
|  | 2008-09-30 | 0.036 | [9 empty] | 2013-11-01 | 1026.5 | 1026.5 | 1027.3136 | [8 empty] | 2005-07-13 | 56.98
|  | 2008-09-30 08:50 | [10 empty] | 2013-12-01 | 1026.5 | 1026.5 | 1027.8658 | [8 empty] | 2005-07-14 | 56.98
|  | 2008-10-07 | 0.029367 | [9 empty] | 2014-01-01 | 1026.5 | 1026.5 | 1027.7284 | [8 empty] | 2005-07-15 | 56.98
|  | 2008-10-07 11:00 | [10 empty] | 2014-02-01 | 1026.5 | 1026.5 | 1028.0022 | [8 empty] | 2005-07-16 | 56.98
|  | 2008-10-14 | 0.059 | [9 empty] | 2014-03-01 | 1026.5 | 1026.5 | 1028.1803 | [8 empty] | 2005-07-17 | 56.98
|  | 2008-10-14 11:40 | [10 empty] | 2014-04-01 | 1026.5 | 1026.5 | 1028.351 | [8 empty] | 2005-07-18 | 56.98
|  | 2008-10-15 | 0.06 | [9 empty] | 2014-05-01 | 1026.5 | 1026.5 | 1028.5186 | [8 empty] | 2005-07-19 | 42.517
|  | 2008-10-15 16:10 | [10 empty] | 2014-06-01 | 1026.5009 | 1026.5 | 1029.4481 | [8 empty] | 2005-07-20 | 42.517
|  | 2008-10-21 | 0.076 | [9 empty] | 2014-07-01 | 1026.5004 | 1026.5 | 1028.0149 | [8 empty] | 2005-07-21 | 42.517
|  | 2008-10-21 11:50 | [10 empty] | 2014-08-01 | 1026.5002 | 1026.5 | 1027.3376 | [8 empty] | 2005-07-22 | 42.517
|  | 2008-11-03 | [10 empty] | 2014-09-01 | 1026.5001 | 1026.5 | 1029.4597 | [8 empty] | 2005-07-23 | 42.517
|  | 2008-11-04 | 0.062 | [9 empty] | 2014-10-01 | 1026.5 | 1026.5 | 1028.0208 | [8 empty] | 2005-07-24 | 42.517
|  | 2008-11-04 10:00 | [10 empty] | 2014-11-01 | 1026.5 | 1026.5 | 1028.1804 | [8 empty] | 2005-07-25 | 42.517
|  | 2008-12-01 | 0.075 | [9 empty] | 2014-12-01 | 1026.5 | 1026.5 | 1028.49 | [8 empty] | 2005-07-26 | 42.517
|  | 2008-12-01 11:55 | [10 empty] | 2015-01-01 | 1026.5 | 1026.5 | 1028.7672 | [8 empty] | 2005-07-27 | 42.791
|  | 2008-12-10 | 0.0624 | [9 empty] | 2015-02-01 | 1026.5 | 1026.5 | 1027.6573 | [8 empty] | 2005-07-28 | 42.791
|  | 2009-02-02 | 0.1 | [9 empty] | 2015-03-01 | 1026.5 | 1026.5 | 1027.6835 | [8 empty] | 2005-07-29 | 42.791
|  | 2009-03-03 | 0.088 | [9 empty] | 2015-04-01 | 1026.5031 | 1026.5 | 1027.8416 | [8 empty] | 2005-07-30 | 42.791
|  | 2009-03-03 15:45 | 0.088 | [9 empty] | 2015-05-01 | 1026.5015 | 1026.5 | 1027.9923 | [8 empty] | 2005-07-31 | 42.791
|  | 2009-04-02 | 0.131 | [9 empty] | 2015-06-01 | 1026.5061 | 1026.5 | 1029.4481 | [8 empty] | 2005-08-01 | 42.791
|  | 2009-04-02 10:45 | 0.131 | [9 empty] | 2015-07-01 | 1026.5031 | 1026.5 | 1028.0149 | [8 empty] | 2005-08-02 | 30.722
|  | 2009-04-07 10:00 | [10 empty] | 2015-08-01 | 1026.5016 | 1026.5 | 1027.2679 | [8 empty] | 2005-08-03 | 30.722
|  | 2009-04-08 | 0.146 | [9 empty] | 2015-09-01 | 1026.889 | 1026.5 | 1029.4545 | [8 empty] | 2005-08-04 | 30.722
|  | 2009-04-08 08:20 | 0.146 | [9 empty] | 2015-10-01 | 1026.6945 | 1026.5 | 1028.0181 | [8 empty] | 2005-08-05 | 30.722
|  | 2009-04-16 | 0.156 | [9 empty] | 2015-11-01 | 1026.5973 | 1026.5 | 1027.2697 | [8 empty] | 2005-08-06 | 30.722
|  | 2009-04-16 05:30 | 0.156 | [9 empty] | 2015-12-01 | 1026.5486 | 1026.5 | 1027.5084 | [8 empty] | 2005-08-07 | 30.722
|  | 2009-04-23 | 0.16 | [9 empty] | 2016-01-01 | 1026.5243 | 1026.5 | 1027.7899 | [8 empty] | 2005-08-08 | 30.722
|  | 2009-04-23 05:25 | 0.16 | [9 empty] | 2016-02-01 | 1026.5122 | 1026.5 | 1027.1553 | [8 empty] | 2005-08-09 | 42.321
|  | 2009-04-29 | 0.183 | [9 empty] | 2016-03-01 | 1026.5061 | 1026.5 | 1026.8309 | [8 empty] | 2005-08-10 | 42.321
|  | 2009-04-29 05:20 | 0.183 | [9 empty] | 2016-04-01 | 1026.5031 | 1026.5 | 1026.9943 | [8 empty] | 2005-08-11 | 42.321
|  | 2009-05-07 | 0.143 | [9 empty] | 2016-05-01 | 1026.5015 | 1026.5 | 1027.243 | [8 empty] | 2005-08-12 | 42.321
|  | 2009-05-07 15:00 | 0.143 | [9 empty] | 2016-06-01 | 1029.4429 | 1026.5 | 1029.4481 | [8 empty] | 2005-08-13 | 42.321
|  | 2009-05-14 | 0.0506 | [9 empty] | 2016-07-01 | 1028.0122 | 1026.5 | 1028.1865 | [8 empty] | 2005-08-14 | 42.321
|  | 2009-05-14 05:15 | 0.0506 | [9 empty] | 2016-08-01 | 1027.2666 | 1026.5 | 1027.3568 | [8 empty] | 2005-08-15 | 42.321
|  | 2009-05-14 05:25 | [10 empty] | 2016-09-01 | 1026.889 | 1026.5 | 1029.4545 | [8 empty] | 2005-08-16 | 41.694
|  | 2009-05-21 | 0.0439 | [9 empty] | 2016-10-01 | 1026.6946 | 1026.5 | 1028.0181 | [8 empty] | 2005-08-17 | 41.694
|  | 2009-05-21 05:20 | 0.0439 | [9 empty] | 2016-11-01 | 1026.5973 | 1026.5 | 1027.2745 | [8 empty] | 2005-08-18 | 41.694
|  | 2009-05-31 | 0.0176 | [9 empty] | 2016-12-01 | 1026.5486 | 1026.5 | 1027.7947 | [8 empty] | 2005-08-19 | 41.694
|  | 2009-05-31 06:10 | 0.0176 | [9 empty] | 2017-01-01 | 1026.5243 | 1026.5 | 1028.2335 | [8 empty] | 2005-08-20 | 41.694
|  | 2009-06-07 | 0.0132 | [9 empty] | 2017-02-01 | 1026.5122 | 1026.5 | 1028.5518 | [8 empty] | 2005-08-21 | 41.694
|  | 2009-06-07 16:40 | 0.0132 | [9 empty] | 2017-03-01 | 1026.5061 | 1026.5 | 1027.5459 | [8 empty] | 2005-08-22 | 41.694
|  | 2009-06-08 | 0.0182 | [9 empty] | 2017-04-01 | 1026.5031 | 1026.5 | 1027.0332 | [8 empty] | 2005-08-23 | 17.007
|  | 2009-06-08 11:55 | 0.0182 | [9 empty] | 2017-05-01 | 1026.5015 | 1026.5 | 1027.257 | [8 empty] | 2005-08-24 | 17.007
|  | 2009-06-14 | 0.0221 | [9 empty] | 2017-06-01 | 1029.443 | 1026.5 | 1029.4481 | [8 empty] | 2005-08-25 | 17.007
|  | 2009-06-14 11:55 | 0.0221 | [9 empty] | 2017-07-01 | 1028.0122 | 1026.5 | 1028.0149 | [8 empty] | 2005-08-26 | 17.007
|  | 2009-06-21 | 0.0375 | [9 empty] | 2017-08-01 | 1027.2666 | 1026.5 | 1027.3406 | [8 empty] | 2005-08-27 | 17.007
|  | 2009-06-21 01:10 | [10 empty] | 2017-09-01 | 1026.8892 | 1026.5 | 1029.4545 | [8 empty] | 2005-08-28 | 17.007
|  | 2009-06-21 13:10 | 0.0375 | [9 empty] | 2017-10-01 | 1026.6946 | 1026.5 | 1028.0181 | [8 empty] | 2005-08-29 | 17.007
|  | 2009-06-28 | 0.0379 | [9 empty] | 2017-11-01 | 1026.5973 | 1026.5 | 1028.4316 | [8 empty] | 2005-08-30 | 17.007
|  | 2009-06-28 06:05 | 0.0379 | [9 empty] | 2017-12-01 | 1026.5486 | 1026.5 | 1028.7589 | [8 empty] | 2005-08-31 | 0
|  | 2009-07-05 | 0.033 | [9 empty] | 2018-01-01 | 1026.5243 | 1026.5 | 1029.0321 | [8 empty] | 2005-09-01 | 0
|  | 2009-07-05 05:10 | 0.028 | [9 empty] | 2018-02-01 | 1026.5122 | 1026.5 | 1029.2832 | [8 empty] | 2005-09-02 | 0
|  | 2009-07-12 | 0.03 | [9 empty] | 2018-03-01 | 1026.5061 | 1026.5 | 1029.4392 | [8 empty] | 2005-09-03 | 0
|  | 2009-07-12 08:50 | 0.0337 | [9 empty] | 2018-04-01 | 1026.5031 | 1026.5 | 1029.4916 | [8 empty] | 2005-09-04 | 0
|  | 2009-07-13 | 0.0402 | [9 empty] | 2018-05-01 | 1026.5015 | 1026.5 | 1029.4531 | [8 empty] | 2005-09-05 | 0
|  | 2009-07-13 10:00 | 0.0402 | [9 empty] | 2018-06-01 | 1029.4425 | 1026.5 | 1029.4481 | [8 empty] | 2005-09-06 | 0
|  | 2009-07-19 | 0.0607 | [9 empty] | 2018-07-01 | 1028.012 | 1026.5 | 1028.1099 | [8 empty] | 2005-09-07 | 0
|  | 2009-07-19 10:15 | 0.0607 | [9 empty] | 2018-08-01 | 1027.2665 | 1026.5 | 1027.3171 | [8 empty] | 2005-09-08 | 0
|  | 2009-07-26 08:45 | 0.0673 | [9 empty] | 2018-09-01 | 1026.889 | 1026.5 | 1029.4545 | [8 empty] | 2005-09-09 | 0
|  | 2009-08-02 | 0.0462 | [9 empty] | 2018-10-01 | 1026.6945 | 1026.5 | 1028.0181 | [8 empty] | 2005-09-10 | 0
|  | 2009-08-02 14:55 | 0.07 | [9 empty] | 2018-11-01 | 1026.5973 | 1026.5 | 1027.2697 | [8 empty] | 2005-09-11 | 0
|  | 2009-08-09 | 0.0457 | [9 empty] | 2018-12-01 | 1026.5486 | 1026.5 | 1027.5413 | [8 empty] | 2005-09-12 | 0
|  | 2009-08-09 16:50 | 0.0457 | [9 empty] | 2019-01-01 | 1026.5243 | 1026.5 | 1027.7726 | [8 empty] | 2005-09-13 | 0
|  | 2009-08-15 | 0.0483 | [9 empty] | 2019-02-01 | 1026.5122 | 1026.5 | 1027.1466 | [8 empty] | 2005-09-14 | 0
|  | 2009-08-15 13:25 | 0.0483 | [9 empty] | 2019-03-01 | 1026.5061 | 1026.5 | 1026.8264 | [8 empty] | 2005-09-15 | 0
|  | 2009-08-23 | 0.0327 | [9 empty] | 2019-04-01 | 1026.5031 | 1026.5 | 1026.9924 | [8 empty] | 2005-09-16 | 0
|  | 2009-08-23 11:00 | 0.0327 | [9 empty] | 2019-05-01 | 1026.5015 | 1026.5 | 1027.1915 | [8 empty] | 2005-09-17 | 0
|  | 2009-08-30 | 0.0407 | [9 empty] | 2019-06-01 | 1029.4424 | 1026.5 | 1029.4481 | [8 empty] | 2005-09-18 | 0
|  | 2009-08-30 09:15 | 0.0407 | [9 empty] | 2019-07-01 | 1028.0118 | 1026.5 | 1028.0149 | [8 empty] | 2005-09-19 | 0
|  | 2009-09-02 19:15 | 0.042 | [9 empty] | 2019-08-01 | 1027.2665 | 1026.5 | 1027.3606 | [8 empty] | 2005-09-20 | 106.06
|  | 2009-09-03 | 0.042 | [9 empty] | 2019-09-01 | 1026.8889 | 1026.5 | 1029.4545 | [8 empty] | 2005-09-21 | 106.06
|  | 2009-09-06 | 0.0511 | [9 empty] | 2019-10-01 | 1026.6945 | 1026.5 | 1028.0181 | [8 empty] | 2005-09-22 | 106.06
|  | 2009-09-06 09:10 | 0.0511 | [9 empty] | 2019-11-01 | 1026.5973 | 1026.5 | 1028.601 | [8 empty] | 2005-09-23 | 143.19
|  | 2009-09-13 | 0.0577 | [9 empty] | 2019-12-01 | 1026.5486 | 1026.5 | 1028.9138 | [8 empty] | 2005-09-24 | 143.19
|  | 2009-09-13 08:20 | 0.0577 | [9 empty] | 2020-01-01 | 1026.5243 | 1026.5 | 1029.1805 | [8 empty] | 2005-09-25 | 143.19
|  | 2009-09-20 | 0.0611 | [9 empty] | 2020-02-01 | 1026.5122 | 1026.5 | 1029.4489 | [8 empty] | 2005-09-26 | 143.19
|  | 2009-09-20 09:40 | 0.0611 | [9 empty] | 2020-03-01 | 1026.5061 | 1026.5 | 1029.5 | [8 empty] | 2005-09-27 | 197.5
|  | 2009-09-24 11:40 | 0.125 | [9 empty] | 2020-04-01 | 1026.5031 | 1026.5 | 1029.4915 | [8 empty] | 2005-09-28 | 244.55
|  | 2009-09-24 17:10 | 0.0159 | [9 empty] | 2020-05-01 | 1026.5015 | 1026.5 | 1028.037 | [8 empty] | 2005-09-29 | 244.55
|  | 2009-10-07 | 0.0836 | [9 empty] | 2020-06-01 | 1029.4426 | 1026.5 | 1029.4481 | [8 empty] | 2005-09-30 | 215.15
|  | 2009-10-07 11:40 | 0.082 | [9 empty] | 2020-07-01 | 1028.012 | 1026.5 | 1028.1781 | [8 empty] | 2005-10-01 | 215.15
|  | 2009-10-07 17:49 | 0.0836 | [9 empty] | 2020-08-01 | 1027.2665 | 1026.5 | 1027.3524 | [8 empty] | 2005-10-02 | 215.15
|  | 2009-10-07 17:56 | 0.032 | [9 empty] | 2020-09-01 | 1026.8892 | 1026.5 | 1029.4545 | [8 empty] | 2005-10-03 | 215.15
|  | 2009-10-08 11:22 | 0.097 | [9 empty] | 2020-10-01 | 1026.6946 | 1026.5 | 1028.0181 | [8 empty] | 2005-10-04 | 226.2
|  | 2009-10-08 14:30 | 0.084 | [9 empty] | 2020-11-01 | 1026.5973 | 1026.5 | 1027.3201 | [8 empty] | 2005-10-05 | 226.2
|  | 2009-10-09 10:02 | 0.043 | [9 empty] | 2020-12-01 | 1026.5486 | 1026.5 | 1027.639 | [8 empty] | 2005-10-06 | 0
|  | 2009-10-09 14:49 | 0.094 | [9 empty] | 2021-01-01 | 1026.5243 | 1026.5 | 1027.9221 | [8 empty] | 2005-10-07 | 0
|  | 2009-10-10 10:53 | 0.056 | [9 empty] | 2021-02-01 | 1026.5122 | 1026.5 | 1028.1545 | [8 empty] | 2005-10-08 | 0
|  | 2009-10-10 14:38 | 0.094 | [9 empty] | 2021-03-01 | 1026.5061 | 1026.5 | 1028.3116 | [8 empty] | 2005-10-09 | 0
|  | 2009-10-11 11:55 | 0.038 | [9 empty] | 2021-04-01 | 1026.5031 | 1026.5 | 1028.4707 | [8 empty] | 2005-10-10 | 0
|  | 2009-10-11 14:40 | 0.102 | [9 empty] | 2021-05-01 | 1026.5015 | 1026.5 | 1028.6344 | [8 empty] | 2005-10-11 | 0
|  | 2009-10-12 12:05 | 0.055 | [9 empty] | 2021-06-01 | 1029.4421 | 1026.5 | 1029.4481 | [8 empty] | 2005-10-12 | 0
|  | 2009-10-12 14:35 | 0.1 | [9 empty] | 2021-07-01 | 1028.0117 | 1026.5 | 1028.1843 | [8 empty] | 2005-10-13 | 0
|  | 2009-10-16 17:40 | 0.071 | [9 empty] | 2021-08-01 | 1027.2664 | 1026.5 | 1027.3611 | [8 empty] | 2005-10-14 | 0
|  | 2009-10-17 | 0.0895 | [9 empty] | 2021-09-01 | 1026.889 | 1026.5 | 1029.4545 | [8 empty] | 2005-10-15 | 0
|  | 2009-10-17 12:25 | 0.115 | [9 empty] | 2021-10-01 | 1026.6945 | 1026.5 | 1028.0181 | [8 empty] | 2005-10-16 | 0
|  | 2009-10-17 12:35 | [10 empty] | 2021-11-01 | 1026.5973 | 1026.5 | 1028.111 | [8 empty] | 2005-10-17 | 0
|  | 2009-10-17 16:50 | 0.114 | [9 empty] | 2021-12-01 | 1026.5486 | 1026.5 | 1028.4185 | [8 empty] | 2005-10-18 | 0
|  | 2009-10-18 10:40 | 0.04 | [9 empty] | 2022-01-01 | 1026.5243 | 1026.5 | 1028.6614 | [8 empty] | 2005-10-19 | 0
|  | 2009-10-18 15:44 | 0.12 | [21 empty] | 2005-10-20 | 0
|  | 2009-10-19 11:35 | 0.053 | [21 empty] | 2005-10-21 | 0
|  | 2009-10-19 16:58 | 0.096 | [21 empty] | 2005-10-22 | 0
|  | 2009-10-20 13:05 | 0.067667 | [21 empty] | 2005-10-23 | 0
|  | 2009-10-20 16:15 | 0.091 | [21 empty] | 2005-10-24 | 0
|  | 2009-10-21 12:58 | 0.062 | [21 empty] | 2005-10-25 | 0
|  | 2009-10-21 15:28 | 0.101 | [21 empty] | 2005-10-26 | 0
|  | 2009-10-22 12:21 | 0.04 | [21 empty] | 2005-10-27 | 0
|  | 2009-10-22 15:15 | 0.111 | [21 empty] | 2005-10-28 | 0
|  | 2009-10-23 12:50 | 0.084 | [21 empty] | 2005-10-29 | 0
|  | 2009-10-23 15:30 | 0.112 | [21 empty] | 2005-10-30 | 0
|  | 2009-10-24 15:31 | 0.05 | [21 empty] | 2005-10-31 | 0
|  | 2009-10-24 16:30 | 0.125 | [21 empty] | 2005-11-01 | 0
|  | 2009-10-25 | 0.0959 | [21 empty] | 2005-11-02 | 0
|  | 2009-10-25 13:40 | 0.086 | [21 empty] | 2005-11-03 | 0
|  | 2009-10-25 15:45 | 0.118 | [21 empty] | 2005-11-04 | 0
|  | 2009-10-26 12:40 | 0.089 | [21 empty] | 2005-11-05 | 0
|  | 2009-10-26 15:45 | 0.129 | [21 empty] | 2005-11-06 | 0
|  | 2009-10-27 10:57 | 0.121 | [21 empty] | 2005-11-07 | 0
|  | 2009-10-27 15:40 | 0.098 | [21 empty] | 2005-11-08 | 0
|  | 2009-10-28 11:23 | 0.081 | [21 empty] | 2005-11-09 | 0
|  | 2009-10-28 15:24 | 0.099 | [21 empty] | 2005-11-10 | 0
|  | 2009-10-29 14:09 | 0.081 | [21 empty] | 2005-11-11 | 0
|  | 2009-10-29 15:44 | 0.09 | [21 empty] | 2005-11-12 | 0
|  | 2009-10-30 11:28 | 0.082 | [21 empty] | 2005-11-13 | 0
|  | 2009-10-30 15:48 | 0.089 | [21 empty] | 2005-11-14 | 0
|  | 2009-10-31 11:24 | 0.065 | [21 empty] | 2005-11-15 | 0
|  | 2009-10-31 15:17 | 0.078 | [21 empty] | 2005-11-16 | 0
|  | 2009-11-01 | 0.095 | [21 empty] | 2005-11-17 | 0
|  | 2009-11-01 12:16 | 0.119 | [21 empty] | 2005-11-18 | 0
|  | 2009-11-01 15:52 | 0.092 | [21 empty] | 2005-11-19 | 0
|  | 2009-11-04 | 0.03 | [21 empty] | 2005-11-20 | 0
|  | 2009-11-04 15:09 | 0.03 | [21 empty] | 2005-11-21 | 0
|  | 2009-12-01 | 0.0331 | [21 empty] | 2005-11-22 | 0
|  | 2009-12-01 14:33 | [22 empty] | 2005-11-23 | 0
|  | 2009-12-01 14:43 | 0.0331 | [21 empty] | 2005-11-24 | 0
|  | 2010-01-11 | 0.0431 | [21 empty] | 2005-11-25 | 0
|  | 2010-01-11 12:32 | 0.0431 | [21 empty] | 2005-11-26 | 0
|  | 2010-02-22 | 0.022 | [21 empty] | 2005-11-27 | 0
|  | 2010-02-22 14:20 | 0.022 | [21 empty] | 2005-11-28 | 0
|  | 2010-03-10 | 0.0241 | [21 empty] | 2005-11-29 | 0
|  | 2010-03-10 08:52 | 0.0241 | [21 empty] | 2005-11-30 | 0
|  | 2010-03-22 | 0.0321 | [21 empty] | 2005-12-01 | 0
|  | 2010-03-22 07:20 | 3.2e-05 | [21 empty] | 2005-12-02 | 0
|  | 2010-03-22 17:46 | 0.032 | [21 empty] | 2005-12-03 | 0
|  | 2010-03-23 07:25 | 5.5e-05 | [21 empty] | 2005-12-04 | 0
|  | 2010-03-23 13:10 | 0.055 | [21 empty] | 2005-12-05 | 0
|  | 2010-03-24 08:42 | 0.000145 | [21 empty] | 2005-12-06 | 0
|  | 2010-03-24 09:23 | 0.145 | [21 empty] | 2005-12-07 | 0
|  | 2010-03-25 07:14 | 0.086 | [21 empty] | 2005-12-08 | 0
|  | 2010-03-25 08:13 | 8.6e-05 | [21 empty] | 2005-12-09 | 0
|  | 2010-03-25 10:41 | 8.15e-05 | [21 empty] | 2005-12-10 | 0
|  | 2010-03-25 14:49 | 0.0815 | [21 empty] | 2005-12-11 | 0
|  | 2010-03-26 08:06 | 0.098 | [21 empty] | 2005-12-12 | 0
|  | 2010-03-26 09:10 | 9.8e-05 | [21 empty] | 2005-12-13 | 0
|  | 2010-03-27 07:30 | 0.082 | [21 empty] | 2005-12-14 | 0
|  | 2010-03-27 07:51 | 8.2e-05 | [21 empty] | 2005-12-15 | 0
|  | 2010-03-28 07:35 | 0.0915 | [21 empty] | 2005-12-16 | 0
|  | 2010-03-28 17:51 | 9.15e-05 | [21 empty] | 2005-12-17 | 0
|  | 2010-03-29 08:32 | 0.091 | [21 empty] | 2005-12-18 | 0
|  | 2010-03-29 13:21 | 9.1e-05 | [21 empty] | 2005-12-19 | 0
|  | 2010-03-30 | 0.101 | [21 empty] | 2005-12-20 | 0
|  | 2010-03-30 07:04 | 9e-05 | [21 empty] | 2005-12-21 | 0
|  | 2010-03-30 08:06 | 0.087 | [21 empty] | 2005-12-22 | 0
|  | 2010-03-30 09:11 | 8.7e-05 | [21 empty] | 2005-12-23 | 0
|  | 2010-03-30 10:50 | 0.09 | [21 empty] | 2005-12-24 | 0
|  | 2010-03-31 09:03 | 0.0795 | [21 empty] | 2005-12-25 | 0
|  | 2010-03-31 14:46 | 7.95e-05 | [21 empty] | 2005-12-26 | 0
|  | 2010-04-01 07:57 | 0.0805 | [21 empty] | 2005-12-27 | 0
|  | 2010-04-01 08:00 | 8.05e-05 | [21 empty] | 2005-12-28 | 0
|  | 2010-04-05 07:20 | 2.75e-05 | [21 empty] | 2005-12-29 | 0
|  | 2010-04-05 07:25 | 5.9e-05 | [21 empty] | 2005-12-30 | 0
|  | 2010-04-05 08:09 | 0.0275 | [21 empty] | 2005-12-31 | 0
|  | 2010-04-05 11:09 | 0.059 | [21 empty] | 2006-01-01 | 0
|  | 2010-04-06 | 0.11 | [21 empty] | 2006-01-02 | 0
|  | 2010-04-06 08:24 | 0.0915 | [21 empty] | 2006-01-03 | 0
|  | 2010-04-06 08:42 | 9.15e-05 | [21 empty] | 2006-01-04 | 0
|  | 2010-04-07 08:13 | 8.85e-05 | [21 empty] | 2006-01-05 | 0
|  | 2010-04-07 08:48 | 0.0885 | [21 empty] | 2006-01-06 | 0
|  | 2010-04-08 10:41 | 8.85e-05 | [21 empty] | 2006-01-07 | 0
|  | 2010-04-08 10:43 | 0.0885 | [21 empty] | 2006-01-08 | 0
|  | 2010-04-09 07:55 | 0.0945 | [21 empty] | 2006-01-09 | 0
|  | 2010-04-09 09:10 | 9.45e-05 | [21 empty] | 2006-01-10 | 0
|  | 2010-04-10 07:30 | 0.089 | [21 empty] | 2006-01-11 | 0
|  | 2010-04-10 07:51 | 8.9e-05 | [21 empty] | 2006-01-12 | 0
|  | 2010-04-11 07:50 | 0.0635 | [21 empty] | 2006-01-13 | 0
|  | 2010-04-11 10:54 | 6.35e-05 | [21 empty] | 2006-01-14 | 0
|  | 2010-04-12 08:14 | 0.0645 | [21 empty] | 2006-01-15 | 0
|  | 2010-04-12 08:36 | 6.45e-05 | [21 empty] | 2006-01-16 | 0
|  | 2010-04-13 | 0.0925 | [21 empty] | 2006-01-17 | 0
|  | 2010-04-13 08:57 | 7.35e-05 | [21 empty] | 2006-01-18 | 0
|  | 2010-04-13 09:04 | 0.0735 | [21 empty] | 2006-01-19 | 0
|  | 2010-04-14 08:20 | 0.059 | [21 empty] | 2006-01-20 | 0
|  | 2010-04-14 10:34 | 5.9e-05 | [21 empty] | 2006-01-21 | 0
|  | 2010-04-15 08:05 | 0.063 | [21 empty] | 2006-01-22 | 0
|  | 2010-04-15 08:07 | 6.3e-05 | [21 empty] | 2006-01-23 | 0
|  | 2010-04-20 | 0.0738 | [21 empty] | 2006-01-24 | 0
|  | 2010-04-20 14:16 | 9.3e-05 | [21 empty] | 2006-01-25 | 0
|  | 2010-04-20 14:43 | 0.093 | [21 empty] | 2006-01-26 | 0
|  | 2010-04-23 07:34 | 0.056 | [21 empty] | 2006-01-27 | 0
|  | 2010-04-23 07:40 | 5.6e-05 | [21 empty] | 2006-01-28 | 0
|  | 2010-04-25 07:40 | 6.4e-05 | [21 empty] | 2006-01-29 | 0
|  | 2010-04-25 07:44 | 0.064 | [21 empty] | 2006-01-30 | 0
|  | 2010-04-26 08:30 | 3.5e-05 | [21 empty] | 2006-01-31 | 6.8154
|  | 2010-04-26 08:43 | 0.035 | [21 empty] | 2006-02-01 | 6.8154
|  | 2010-04-27 | 0.0427 | [21 empty] | 2006-02-02 | 6.8154
|  | 2010-04-27 01:50 | 0.034 | [21 empty] | 2006-02-03 | 6.8154
|  | 2010-04-27 09:10 | 3.4e-05 | [21 empty] | 2006-02-04 | 6.8154
|  | 2010-04-27 13:50 | 0.0427 | [21 empty] | 2006-02-05 | 6.8154
|  | 2010-04-29 08:26 | 3.6e-05 | [21 empty] | 2006-02-06 | 6.8154
|  | 2010-04-29 15:35 | 0.036 | [21 empty] | 2006-02-07 | 6.8154
|  | 2010-05-02 08:12 | 5.1e-05 | [21 empty] | 2006-02-08 | 6.8154
|  | 2010-05-02 09:05 | 0.051 | [21 empty] | 2006-02-09 | 6.8154
|  | 2010-05-02 14:15 | [22 empty] | 2006-02-10 | 6.8154
|  | 2010-05-03 07:40 | 4.65e-05 | [21 empty] | 2006-02-11 | 6.8154
|  | 2010-05-03 08:29 | 0.0465 | [21 empty] | 2006-02-12 | 6.8154
|  | 2010-05-04 | 0.063 | [21 empty] | 2006-02-13 | 6.8154
|  | 2010-05-04 07:40 | 6.6e-05 | [21 empty] | 2006-02-14 | 0
|  | 2010-05-04 08:37 | 0.066 | [21 empty] | 2006-02-15 | 0
|  | 2010-05-04 08:49 | 0.063 | [21 empty] | 2006-02-16 | 5.9065
|  | 2010-05-05 08:20 | 6.4e-05 | [21 empty] | 2006-02-17 | 5.9065
|  | 2010-05-05 08:41 | 0.064 | [21 empty] | 2006-02-18 | 5.9065
|  | 2010-05-06 08:21 | 8.5e-05 | [21 empty] | 2006-02-19 | 5.9065
|  | 2010-05-06 08:50 | 0.085 | [21 empty] | 2006-02-20 | 5.9065
|  | 2010-05-07 06:35 | 0.058 | [21 empty] | 2006-02-21 | 129.49
|  | 2010-05-07 14:36 | 5.8e-05 | [21 empty] | 2006-02-22 | 141.99
|  | 2010-05-08 08:04 | 0.06 | [21 empty] | 2006-02-23 | 141.99
|  | 2010-05-08 08:52 | 6e-05 | [21 empty] | 2006-02-24 | 210.14
|  | 2010-05-09 08:13 | 0.065 | [21 empty] | 2006-02-25 | 210.14
|  | 2010-05-09 08:30 | 6.5e-05 | [21 empty] | 2006-02-26 | 210.14
|  | 2010-05-10 08:19 | 0.059 | [21 empty] | 2006-02-27 | 210.14
|  | 2010-05-10 12:15 | 5.9e-05 | [21 empty] | 2006-02-28 | 177.51
|  | 2010-05-11 | 0.0454 | [21 empty] | 2006-03-01 | 177.51
|  | 2010-05-11 08:20 | 0.046 | [21 empty] | 2006-03-02 | 208.47
|  | 2010-05-11 09:04 | [22 empty] | 2006-03-03 | 181.04
|  | 2010-05-11 13:55 | 4.6e-05 | [21 empty] | 2006-03-04 | 181.04
|  | 2010-05-12 08:39 | 0.059 | [21 empty] | 2006-03-05 | 195.3
|  | 2010-05-12 13:55 | 5.9e-05 | [21 empty] | 2006-03-06 | 195.3
|  | 2010-05-13 07:37 | 0.051 | [21 empty] | 2006-03-07 | 194.21
|  | 2010-05-13 16:52 | 5.1e-05 | [21 empty] | 2006-03-08 | 194.21
|  | 2010-05-14 07:46 | 0.052 | [21 empty] | 2006-03-09 | 208.47
|  | 2010-05-14 13:55 | 5.2e-05 | [21 empty] | 2006-03-10 | 0
|  | 2010-05-15 07:24 | 0.054 | [21 empty] | 2006-03-11 | 0
|  | 2010-05-15 07:54 | 5.4e-05 | [21 empty] | 2006-03-12 | 0
|  | 2010-05-16 08:03 | 0.043 | [21 empty] | 2006-03-13 | 0
|  | 2010-05-16 08:32 | 4.3e-05 | [21 empty] | 2006-03-14 | 0
|  | 2010-05-17 08:27 | 0.04 | [21 empty] | 2006-03-15 | 0
|  | 2010-05-17 13:56 | 4e-05 | [21 empty] | 2006-03-16 | 0
|  | 2010-05-18 | 0.0385 | [21 empty] | 2006-03-17 | 0
|  | 2010-05-18 08:34 | 0.034 | [21 empty] | 2006-03-18 | 0
|  | 2010-05-18 09:00 | 3.4e-05 | [21 empty] | 2006-03-19 | 0
|  | 2010-05-18 11:02 | 0.0385 | [21 empty] | 2006-03-20 | 0
|  | 2010-05-18 14:43 | [22 empty] | 2006-03-21 | 0
|  | 2010-05-19 | 0.0398 | [21 empty] | 2006-03-22 | 0
|  | 2010-05-19 08:25 | 0.033 | [21 empty] | 2006-03-23 | 0
|  | 2010-05-19 15:36 | 3.3e-05 | [21 empty] | 2006-03-24 | 0
|  | 2010-05-20 08:00 | 3.8e-05 | [21 empty] | 2006-03-25 | 0
|  | 2010-05-20 08:18 | 0.038 | [21 empty] | 2006-03-26 | 0
|  | 2010-05-21 08:36 | 0.026 | [21 empty] | 2006-03-27 | 0
|  | 2010-05-21 09:00 | 2.6e-05 | [21 empty] | 2006-03-28 | 0
|  | 2010-05-22 07:50 | 2.2e-05 | [21 empty] | 2006-03-29 | 0
|  | 2010-05-22 08:05 | 0.022 | [21 empty] | 2006-03-30 | 0
|  | 2010-05-23 08:16 | 0.026 | [21 empty] | 2006-03-31 | 0
|  | 2010-05-23 08:35 | 2.6e-05 | [21 empty] | 2006-04-01 | 0
|  | 2010-05-24 07:33 | 0.024 | [21 empty] | 2006-04-02 | 0
|  | 2010-05-24 08:49 | 2.4e-05 | [21 empty] | 2006-04-03 | 0
|  | 2010-05-25 | 0.0226 | [21 empty] | 2006-04-04 | 0
|  | 2010-05-25 08:40 | 0.022 | [21 empty] | 2006-04-05 | 0
|  | 2010-05-25 08:48 | 2.2e-05 | [21 empty] | 2006-04-06 | 0
|  | 2010-05-25 13:50 | [22 empty] | 2006-04-07 | 0
|  | 2010-05-26 08:19 | 0.024 | [21 empty] | 2006-04-08 | 0
|  | 2010-05-26 08:56 | 2.4e-05 | [21 empty] | 2006-04-09 | 0
|  | 2010-05-27 06:43 | 2.8e-05 | [21 empty] | 2006-04-10 | 0
|  | 2010-05-27 09:07 | 0.028 | [21 empty] | 2006-04-11 | 0
|  | 2010-06-01 | 0.0426 | [21 empty] | 2006-04-12 | 0
|  | 2010-06-01 08:40 | 0.0426 | [21 empty] | 2006-04-13 | 0
|  | 2010-06-01 08:45 | [22 empty] | 2006-04-14 | 0
|  | 2010-06-08 | 0.0399 | [21 empty] | 2006-04-15 | 0
|  | 2010-06-08 07:55 | 4e-05 | [21 empty] | 2006-04-16 | 0
|  | 2010-06-08 08:36 | 0.04 | [21 empty] | 2006-04-17 | 0
|  | 2010-06-15 | 0.0484 | [21 empty] | 2006-04-18 | 0
|  | 2010-06-15 08:07 | 4.6e-05 | [21 empty] | 2006-04-19 | 0
|  | 2010-06-15 09:01 | 0.046 | [21 empty] | 2006-04-20 | 0
|  | 2010-06-15 09:11 | [22 empty] | 2006-04-21 | 0
|  | 2010-06-22 | 0.0455 | [21 empty] | 2006-04-22 | 0
|  | 2010-06-22 08:25 | 0.000114 | [21 empty] | 2006-04-23 | 0
|  | 2010-06-22 09:56 | 0.114 | [21 empty] | 2006-04-24 | 0
|  | 2010-06-24 08:05 | 4.4e-05 | [21 empty] | 2006-04-25 | 0
|  | 2010-06-24 09:13 | 0.044 | [21 empty] | 2006-04-26 | 0
|  | 2010-06-29 | 0.0493 | [21 empty] | 2006-04-27 | 0
|  | 2010-06-29 08:31 | 4.7e-05 | [21 empty] | 2006-04-28 | 0
|  | 2010-06-29 09:50 | 0.047 | [21 empty] | 2006-04-29 | 0
|  | 2010-06-29 09:55 | [22 empty] | 2006-04-30 | 0
|  | 2010-07-06 | 0.0334 | [21 empty] | 2006-05-01 | 0
|  | 2010-07-06 07:32 | 4.8e-05 | [21 empty] | 2006-05-02 | 39.756
|  | 2010-07-06 09:56 | 0.048 | [21 empty] | 2006-05-03 | 39.756
|  | 2010-07-13 | 0.0429 | [21 empty] | 2006-05-04 | 58.158
|  | 2010-07-13 07:37 | 4e-05 | [21 empty] | 2006-05-05 | 58.158
|  | 2010-07-13 08:45 | 0.04 | [21 empty] | 2006-05-06 | 58.158
|  | 2010-07-20 | 0.0583 | [21 empty] | 2006-05-07 | 58.158
|  | 2010-07-20 07:34 | 4.6e-05 | [21 empty] | 2006-05-08 | 58.158
|  | 2010-07-20 10:08 | 0.046 | [21 empty] | 2006-05-09 | 270.34
|  | 2010-07-27 | 0.0726 | [21 empty] | 2006-05-10 | 270.34
|  | 2010-07-27 07:55 | 6.3e-05 | [21 empty] | 2006-05-11 | 270.34
|  | 2010-07-27 09:01 | 0.063 | [21 empty] | 2006-05-12 | 108.25
|  | 2010-07-27 09:11 | [22 empty] | 2006-05-13 | 108.25
|  | 2010-08-03 | 0.0179 | [21 empty] | 2006-05-14 | 108.25
|  | 2010-08-03 13:14 | 0.019 | [21 empty] | 2006-05-15 | 108.25
|  | 2010-08-03 14:50 | 0.019 | [21 empty] | 2006-05-16 | 0
|  | 2010-08-10 | 0.0614 | [21 empty] | 2006-05-17 | 0
|  | 2010-08-10 08:23 | 5.4e-05 | [21 empty] | 2006-05-18 | 0
|  | 2010-08-10 08:56 | 0.054 | [21 empty] | 2006-05-19 | 0
|  | 2010-08-17 | 0.052 | [21 empty] | 2006-05-20 | 0
|  | 2010-08-17 08:29 | 5.1e-05 | [21 empty] | 2006-05-21 | 0
|  | 2010-08-17 08:50 | 0.051 | [21 empty] | 2006-05-22 | 0
|  | 2010-08-24 | 0.0424 | [21 empty] | 2006-05-23 | 0
|  | 2010-08-24 08:22 | 3.7e-05 | [21 empty] | 2006-05-24 | 104.24
|  | 2010-08-24 08:40 | 0.037 | [21 empty] | 2006-05-25 | 104.24
|  | 2010-08-24 08:45 | [22 empty] | 2006-05-26 | 105.33
|  | 2010-08-31 | 0.0496 | [21 empty] | 2006-05-27 | 105.33
|  | 2010-08-31 08:14 | 4.6e-05 | [21 empty] | 2006-05-28 | 105.33
|  | 2010-08-31 14:10 | 0.046 | [21 empty] | 2006-05-29 | 105.33
|  | 2010-09-07 | 0.0411 | [21 empty] | 2006-05-30 | 89.24
|  | 2010-09-07 08:25 | 0.000101 | [21 empty] | 2006-05-31 | 89.24
|  | 2010-09-07 09:30 | 0.101 | [21 empty] | 2006-06-01 | 89.24
|  | 2010-10-21 | 0.0239 | [21 empty] | 2006-06-02 | 0
|  | 2010-10-21 11:30 | 0.0239 | [21 empty] | 2006-06-03 | 0
|  | 2010-11-03 14:10 | 0.0347 | [21 empty] | 2006-06-04 | 0
|  | 2010-11-09 | 0.036 | [21 empty] | 2006-06-05 | 0
|  | 2010-11-09 16:28 | 0.036 | [21 empty] | 2006-06-06 | 0
|  | 2010-11-17 07:27 | 0.000118 | [21 empty] | 2006-06-07 | 0
|  | 2010-11-17 07:59 | 0.000113 | [21 empty] | 2006-06-08 | 0
|  | 2010-11-17 08:10 | 0.000117 | [21 empty] | 2006-06-09 | 0
|  | 2010-11-17 08:30 | 0.000119 | [21 empty] | 2006-06-10 | 0
|  | 2010-11-17 12:20 | 0.113 | [21 empty] | 2006-06-11 | 0
|  | 2010-11-17 15:16 | 0.117 | [21 empty] | 2006-06-12 | 0
|  | 2010-11-17 16:40 | 0.118 | [21 empty] | 2006-06-13 | 2.9258
|  | 2010-11-17 16:41 | 0.119 | [21 empty] | 2006-06-14 | 2.9258
|  | 2010-11-18 | 0.135 | [21 empty] | 2006-06-15 | 2.9258
|  | 2010-11-18 08:15 | 0.00011 | [21 empty] | 2006-06-16 | 2.9258
|  | 2010-11-18 10:30 | 0.11 | [21 empty] | 2006-06-17 | 2.9258
|  | 2010-11-19 09:03 | 0.000109 | [21 empty] | 2006-06-18 | 2.9258
|  | 2010-11-19 11:25 | 0.109 | [21 empty] | 2006-06-19 | 2.9258
|  | 2010-11-20 07:48 | 0.000109 | [21 empty] | 2006-06-20 | 2.9258
|  | 2010-11-20 10:00 | 0.109 | [21 empty] | 2006-06-21 | 2.9258
|  | 2010-11-21 07:44 | 0.000104 | [21 empty] | 2006-06-22 | 87.046
|  | 2010-11-21 10:00 | 0.104 | [21 empty] | 2006-06-23 | 87.046
|  | 2010-11-22 07:50 | 0.000104 | [21 empty] | 2006-06-24 | 87.046
|  | 2010-11-22 09:55 | 0.104 | [21 empty] | 2006-06-25 | 87.046
|  | 2010-11-23 08:15 | 0.000101 | [21 empty] | 2006-06-26 | 87.046
|  | 2010-11-23 10:08 | 0.101 | [21 empty] | 2006-06-27 | 87.046
|  | 2010-11-24 08:25 | 9.9e-05 | [21 empty] | 2006-06-28 | 0
|  | 2010-11-24 08:37 | 0.0001 | [21 empty] | 2006-06-29 | 0
|  | 2010-11-24 09:19 | 0.099 | [21 empty] | 2006-06-30 | 0
|  | 2010-11-24 17:02 | 0.1 | [21 empty] | 2006-07-01 | 0
|  | 2010-11-25 | 0.13 | [21 empty] | 2006-07-02 | 0
|  | 2010-11-25 07:50 | 9.2e-05 | [21 empty] | 2006-07-03 | 0
|  | 2010-11-25 08:24 | 0.000101 | [21 empty] | 2006-07-04 | 0
|  | 2010-11-25 10:06 | 0.101 | [21 empty] | 2006-07-05 | 0
|  | 2010-11-25 16:20 | 0.092 | [21 empty] | 2006-07-06 | 0
|  | 2010-11-26 06:51 | 9.3e-05 | [21 empty] | 2006-07-07 | 0
|  | 2010-11-26 06:55 | 8.8e-05 | [21 empty] | 2006-07-08 | 0
|  | 2010-11-26 10:05 | 0.088 | [21 empty] | 2006-07-09 | 0
|  | 2010-11-26 17:10 | 0.093 | [21 empty] | 2006-07-10 | 0
|  | 2010-11-27 08:10 | 8.7e-05 | [21 empty] | 2006-07-11 | 21.944
|  | 2010-11-27 08:26 | 8.9e-05 | [21 empty] | 2006-07-12 | 21.944
|  | 2010-11-27 08:55 | 0.087 | [21 empty] | 2006-07-13 | 21.944
|  | 2010-11-27 17:55 | 0.089 | [21 empty] | 2006-07-14 | 0
|  | 2010-11-28 08:12 | 8.6e-05 | [21 empty] | 2006-07-15 | 0
|  | 2010-11-28 08:25 | 8.8e-05 | [21 empty] | 2006-07-16 | 0
|  | 2010-11-28 08:32 | 0.088 | [21 empty] | 2006-07-17 | 0
|  | 2010-11-28 16:00 | 0.086 | [21 empty] | 2006-07-18 | 0
|  | 2010-11-29 07:45 | 8.9e-05 | [21 empty] | 2006-07-19 | 0
|  | 2010-11-29 07:55 | 9.1e-05 | [21 empty] | 2006-07-20 | 1.7553
|  | 2010-11-29 09:51 | 0.091 | [21 empty] | 2006-07-21 | 1.7553
|  | 2010-11-29 15:09 | 0.089 | [21 empty] | 2006-07-22 | 1.7553
|  | 2010-11-30 08:10 | 8.9e-05 | [21 empty] | 2006-07-23 | 1.7553
|  | 2010-11-30 08:21 | 9e-05 | [21 empty] | 2006-07-24 | 1.7553
|  | 2010-11-30 12:02 | 0.089 | [21 empty] | 2006-07-25 | 25.393
|  | 2010-11-30 15:23 | 0.09 | [21 empty] | 2006-07-26 | 25.393
|  | 2010-12-01 08:17 | 8.3e-05 | [21 empty] | 2006-07-27 | 25.393
|  | 2010-12-01 08:28 | 8.5e-05 | [21 empty] | 2006-07-28 | 25.393
|  | 2010-12-01 08:37 | 0.085 | [21 empty] | 2006-07-29 | 25.393
|  | 2010-12-01 15:25 | 0.083 | [21 empty] | 2006-07-30 | 25.393
|  | 2010-12-02 | 0.108 | [21 empty] | 2006-07-31 | 25.393
|  | 2010-12-02 08:10 | 8.7e-05 | [21 empty] | 2006-08-01 | 0
|  | 2010-12-02 08:42 | 0.087 | [21 empty] | 2006-08-02 | 0
|  | 2011-01-18 14:10 | 0.0296 | [21 empty] | 2006-08-03 | 0
|  | 2011-02-01 16:21 | 0.0256 | [21 empty] | 2006-08-04 | 0
|  | 2011-03-14 14:12 | 0.0259 | [21 empty] | 2006-08-05 | 0
|  | 2011-03-24 17:23 | 0.125 | [21 empty] | 2006-08-06 | 0
|  | 2011-03-29 14:02 | 0.109 | [21 empty] | 2006-08-07 | 0
|  | 2011-04-05 08:42 | 0.109 | [21 empty] | 2006-08-08 | 52.666
|  | 2011-04-12 09:35 | 0.113 | [21 empty] | 2006-08-09 | 52.666
|  | 2011-04-19 09:47 | 0.107 | [21 empty] | 2006-08-10 | 52.666
|  | 2011-04-26 11:29 | 0.0975 | [21 empty] | 2006-08-11 | 52.666
|  | 2011-05-03 14:30 | 0.189 | [21 empty] | 2006-08-12 | 52.666
|  | 2011-05-04 14:45 | 0.0628 | [21 empty] | 2006-08-13 | 52.666
|  | 2011-05-10 08:37 | 0.0997 | [21 empty] | 2006-08-14 | 52.666
|  | 2011-05-17 09:07 | 0.0625 | [21 empty] | 2006-08-15 | 0
|  | 2011-05-24 09:10 | 0.0226 | [21 empty] | 2006-08-16 | 0
|  | 2011-05-31 10:15 | 0.0138 | [21 empty] | 2006-08-17 | 0
|  | 2011-06-07 09:45 | 0.074 | [21 empty] | 2006-08-18 | 0
|  | 2011-06-14 14:09 | 0.0186 | [21 empty] | 2006-08-19 | 0
|  | 2011-06-21 11:10 | 0.0137 | [21 empty] | 2006-08-20 | 0
|  | 2011-06-28 11:22 | 0.0194 | [21 empty] | 2006-08-21 | 0
|  | 2011-07-05 09:50 | 0.0206 | [21 empty] | 2006-08-22 | 0
|  | 2011-07-12 08:51 | 0.019 | [21 empty] | 2006-08-23 | 0
|  | 2011-07-19 09:19 | 0.0223 | [21 empty] | 2006-08-24 | 0
|  | 2011-07-26 08:44 | 0.0356 | [21 empty] | 2006-08-25 | 0
|  | 2011-08-02 08:28 | 0.0351 | [21 empty] | 2006-08-26 | 0
|  | 2011-08-09 08:49 | 0.0276 | [21 empty] | 2006-08-27 | 0
|  | 2011-08-16 08:51 | 0.0161 | [21 empty] | 2006-08-28 | 0
|  | 2011-08-23 08:35 | 0.0166 | [21 empty] | 2006-08-29 | 98.749
|  | 2011-08-25 11:31 | 0.0166 | [21 empty] | 2006-08-30 | 80.567
|  | 2011-08-30 08:54 | 0.0182 | [21 empty] | 2006-08-31 | 80.567
|  | 2011-09-06 08:47 | 0.0236 | [21 empty] | 2006-09-01 | 80.567
|  | 2011-09-13 09:45 | 0.0211 | [21 empty] | 2006-09-02 | 80.567
|  | 2011-09-20 09:06 | 0.0247 | [21 empty] | 2006-09-03 | 80.567
|  | 2011-09-27 09:55 | 0.0296 | [21 empty] | 2006-09-04 | 80.567
|  | 2011-10-25 13:40 | 0.0263 | [21 empty] | 2006-09-05 | 80.567
|  | 2011-11-23 09:20 | 0.0861 | [21 empty] | 2006-09-06 | 0
|  | 2011-11-29 09:35 | 0.102 | [21 empty] | 2006-09-07 | 0
|  | 2011-12-08 08:00 | 0.146 | [21 empty] | 2006-09-08 | 0
|  | 2012-01-18 15:20 | 0.031 | [21 empty] | 2006-09-09 | 0
|  | 2012-02-02 12:52 | 0.0281 | [21 empty] | 2006-09-10 | 0
| 41275 | 2012-03-05 11:30 | 0.0322 | [21 empty] | 2006-09-11 | 0
| 0 | 2012-01-01 | 0.043562 | 0.03505 | 0.061341 | [19 empty] | 2006-09-12 | 0
| 0 | 2012-02-01 | 0.035739 | 0.019279 | 0.048247 | [19 empty] | 2006-09-13 | 7.2103
| 0 | 2012-03-01 | 0.034746 | 0.020029 | 0.049816 | [19 empty] | 2006-09-14 | 7.2103
| 0 | 2012-04-01 | 0.029226 | 0.023132 | 0.037673 | [19 empty] | 2006-09-15 | 7.2103
| 1 | 2012-05-01 | 0.03291 | 0.012723 | 0.078062 | 0.03291 | 0.012723 | 0.078062 | [16 empty] | 2006-09-16 | 7.2103
| 1 | 2012-06-01 | 0.040068 | 0.02373 | 0.060937 | 0.040068 | 0.02373 | 0.060937 | [16 empty] | 2006-09-17 | 7.2103
| 1 | 2012-07-01 | 0.036449 | 0.023397 | 0.055183 | 0.036449 | 0.023397 | 0.055183 | [16 empty] | 2006-09-18 | 7.2103
| 1 | 2012-08-01 | 0.027906 | 0.016274 | 0.041481 | 0.027906 | 0.016274 | 0.041481 | [16 empty] | 2006-09-19 | 7.2103
| 1 | 2012-09-01 | 0.028363 | 0.021307 | 0.037889 | 0.028363 | 0.021307 | 0.037889 | [16 empty] | 2006-09-20 | 250.16
| 0 | 2012-10-01 | 0.024037 | 0.014072 | 0.032163 | [19 empty] | 2006-09-21 | 239.19
| 0 | 2012-11-01 | 0.026527 | 0.016931 | 0.035981 | [19 empty] | 2006-09-22 | 0
| 0 | 2012-12-01 | 0.024726 | 0.013529 | 0.035442 | [19 empty] | 2006-09-23 | 0
| 0 | 2013-01-01 | 0.027983 | 0.019754 | 0.037248 | [19 empty] | 2006-09-24 | 0
| 0 | 2013-02-01 | 0.0279 | 0.01931 | 0.036224 | [19 empty] | 2006-09-25 | 0
| 0 | 2013-03-01 | 0.030084 | 0.013619 | 0.04853 | [19 empty] | 2006-09-26 | 0
| 0 | 2013-04-01 | 0.028809 | 0.01724 | 0.040474 | [19 empty] | 2006-09-27 | 0
| 1 | 2013-05-01 | 0.035968 | 0.0073042 | 0.074552 | 0.035968 | 0.0073042 | 0.074552 | [16 empty] | 2006-09-28 | 0
| 1 | 2013-06-01 | 0.030771 | 0.017114 | 0.053453 | 0.030771 | 0.017114 | 0.053453 | [16 empty] | 2006-09-29 | 0
| 1 | 2013-07-01 | 0.034269 | 0.020989 | 0.054704 | 0.034269 | 0.020989 | 0.054704 | [16 empty] | 2006-09-30 | 0
| 1 | 2013-08-01 | 0.028828 | 0.012688 | 0.043224 | 0.028828 | 0.012688 | 0.043224 | [16 empty] | 2006-10-01 | 0
| 1 | 2013-09-01 | 0.028609 | 0.020589 | 0.034568 | 0.028609 | 0.020589 | 0.034568 | [16 empty] | 2006-10-02 | 0
| 0 | 2013-10-01 | 0.023061 | 0.018595 | 0.03312 | [19 empty] | 2006-10-03 | 0
| 0 | 2013-11-01 | 0.026453 | 0.017967 | 0.033847 | [19 empty] | 2006-10-04 | 0
| 0 | 2013-12-01 | 0.024758 | 0.016108 | 0.032347 | [19 empty] | 2006-10-05 | 0
| 0 | 2014-01-01 | 0.02675 | 0.018796 | 0.040658 | [19 empty] | 2006-10-06 | 0
| 0 | 2014-02-01 | 0.026481 | 0.019345 | 0.034852 | [19 empty] | 2006-10-07 | 0
| 0 | 2014-03-01 | 0.029855 | 0.016422 | 0.048154 | [19 empty] | 2006-10-08 | 0
| 0 | 2014-04-01 | 0.027693 | 0.018151 | 0.034598 | [19 empty] | 2006-10-09 | 0
| 1 | 2014-05-01 | 0.02994 | 0.0093934 | 0.073432 | 0.02994 | 0.0093934 | 0.073432 | [16 empty] | 2006-10-10 | 0
| 1 | 2014-06-01 | 0.02819 | 0.016558 | 0.059009 | 0.02819 | 0.016558 | 0.059009 | [16 empty] | 2006-10-11 | 0
| 1 | 2014-07-01 | 0.034718 | 0.019767 | 0.053082 | 0.034718 | 0.019767 | 0.053082 | [16 empty] | 2006-10-12 | 0
| 1 | 2014-08-01 | 0.028547 | 0.0078834 | 0.041012 | 0.028547 | 0.0078834 | 0.041012 | [16 empty] | 2006-10-13 | 0
| 1 | 2014-09-01 | 0.028473 | 0.021929 | 0.037403 | 0.028473 | 0.021929 | 0.037403 | [16 empty] | 2006-10-14 | 0
| 0 | 2014-10-01 | 0.02441 | 0.012238 | 0.034427 | [19 empty] | 2006-10-15 | 0
| 0 | 2014-11-01 | 0.0266 | 0.018032 | 0.035645 | [19 empty] | 2006-10-16 | 0
| 0 | 2014-12-01 | 0.024529 | 0.013597 | 0.033847 | [19 empty] | 2006-10-17 | 0
| 0 | 2015-01-01 | 0.027053 | 0.015672 | 0.038981 | [19 empty] | 2006-10-18 | 0
| 0 | 2015-02-01 | 0.02686 | 0.017158 | 0.036739 | [19 empty] | 2006-10-19 | 0
| 0 | 2015-03-01 | 0.030406 | 0.014159 | 0.04188 | [19 empty] | 2006-10-20 | 0
| 0 | 2015-04-01 | 0.027621 | 0.018348 | 0.037712 | [19 empty] | 2006-10-21 | 0
| 1 | 2015-05-01 | 0.030315 | 0.0097334 | 0.071824 | 0.030315 | 0.0097334 | 0.071824 | [16 empty] | 2006-10-22 | 0
| 1 | 2015-06-01 | 0.032507 | 0.014502 | 0.053577 | 0.032507 | 0.014502 | 0.053577 | [16 empty] | 2006-10-23 | 0
| 1 | 2015-07-01 | 0.035232 | 0.022222 | 0.052554 | 0.035232 | 0.022222 | 0.052554 | [16 empty] | 2006-10-24 | 0
| 1 | 2015-08-01 | 0.027863 | 0.011888 | 0.045062 | 0.027863 | 0.011888 | 0.045062 | [16 empty] | 2006-10-25 | 0
| 1 | 2015-09-01 | 0.02816 | 0.0218 | 0.035002 | 0.02816 | 0.0218 | 0.035002 | [16 empty] | 2006-10-26 | 0
| 0 | 2015-10-01 | 0.024129 | 0.015628 | 0.032931 | [19 empty] | 2006-10-27 | 0
| 0 | 2015-11-01 | 0.025954 | 0.017386 | 0.034371 | [19 empty] | 2006-10-28 | 0
| 0 | 2015-12-01 | 0.024159 | 0.016308 | 0.031234 | [19 empty] | 2006-10-29 | 0
| 0 | 2016-01-01 | 0.025549 | 0.015127 | 0.032798 | [19 empty] | 2006-10-30 | 0
| 0 | 2016-02-01 | 0.025654 | 0.016275 | 0.032509 | [19 empty] | 2006-10-31 | 0
| 0 | 2016-03-01 | 0.029158 | 0.01298 | 0.044248 | [19 empty] | 2006-11-01 | 0
| 0 | 2016-04-01 | 0.02706 | 0.017251 | 0.035667 | [19 empty] | 2006-11-02 | 0
| 1 | 2016-05-01 | 0.034111 | 0.0081652 | 0.081648 | 0.034111 | 0.0081652 | 0.081648 | [16 empty] | 2006-11-03 | 0
| 1 | 2016-06-01 | 0.032554 | 0.018214 | 0.063085 | 0.032554 | 0.018214 | 0.063085 | [16 empty] | 2006-11-04 | 0
| 1 | 2016-07-01 | 0.033846 | 0.02235 | 0.05156 | 0.033846 | 0.02235 | 0.05156 | [16 empty] | 2006-11-05 | 0
| 1 | 2016-08-01 | 0.028666 | 0.0077669 | 0.040922 | 0.028666 | 0.0077669 | 0.040922 | [16 empty] | 2006-11-06 | 0
| 1 | 2016-09-01 | 0.028549 | 0.019662 | 0.03638 | 0.028549 | 0.019662 | 0.03638 | [16 empty] | 2006-11-07 | 0
| 0 | 2016-10-01 | 0.024245 | 0.015555 | 0.033803 | [19 empty] | 2006-11-08 | 0
| 0 | 2016-11-01 | 0.026075 | 0.013808 | 0.032979 | [19 empty] | 2006-11-09 | 0
| 0 | 2016-12-01 | 0.024116 | 0.016716 | 0.032821 | [19 empty] | 2006-11-10 | 0
| 0 | 2017-01-01 | 0.025663 | 0.016644 | 0.03438 | [19 empty] | 2006-11-11 | 0
| 0 | 2017-02-01 | 0.025473 | 0.017557 | 0.039962 | [19 empty] | 2006-11-12 | 0
| 0 | 2017-03-01 | 0.03011 | 0.017254 | 0.043924 | [19 empty] | 2006-11-13 | 0
| 0 | 2017-04-01 | 0.026503 | 0.016094 | 0.036008 | [19 empty] | 2006-11-14 | 0
| 1 | 2017-05-01 | 0.031339 | 0.0077787 | 0.062316 | 0.031339 | 0.0077787 | 0.062316 | [16 empty] | 2006-11-15 | 0
| 1 | 2017-06-01 | 0.031356 | 0.017312 | 0.05029 | 0.031356 | 0.017312 | 0.05029 | [16 empty] | 2006-11-16 | 0
| 1 | 2017-07-01 | 0.035158 | 0.021057 | 0.047217 | 0.035158 | 0.021057 | 0.047217 | [16 empty] | 2006-11-17 | 0
| 1 | 2017-08-01 | 0.026911 | 0.0095551 | 0.045035 | 0.026911 | 0.0095551 | 0.045035 | [16 empty] | 2006-11-18 | 0
| 1 | 2017-09-01 | 0.028815 | 0.02118 | 0.035362 | 0.028815 | 0.02118 | 0.035362 | [16 empty] | 2006-11-19 | 0
| 0 | 2017-10-01 | 0.024239 | 0.018069 | 0.033326 | [19 empty] | 2006-11-20 | 0
| 0 | 2017-11-01 | 0.026411 | 0.018625 | 0.03297 | [19 empty] | 2006-11-21 | 0
| 0 | 2017-12-01 | 0.02428 | 0.010992 | 0.031639 | [19 empty] | 2006-11-22 | 0
| 0 | 2018-01-01 | 0.025614 | 0.015719 | 0.032575 | [19 empty] | 2006-11-23 | 0
| 0 | 2018-02-01 | 0.025505 | 0.017545 | 0.033206 | [19 empty] | 2006-11-24 | 0
| 0 | 2018-03-01 | 0.029251 | 0.015634 | 0.039922 | [19 empty] | 2006-11-25 | 0
| 0 | 2018-04-01 | 0.02738 | 0.019521 | 0.042181 | [19 empty] | 2006-11-26 | 0
| 1 | 2018-05-01 | 0.030564 | 0.010669 | 0.063891 | 0.030564 | 0.010669 | 0.063891 | [16 empty] | 2006-11-27 | 0
| 1 | 2018-06-01 | 0.031959 | 0.018819 | 0.060724 | 0.031959 | 0.018819 | 0.060724 | [16 empty] | 2006-11-28 | 0
| 1 | 2018-07-01 | 0.035298 | 0.01776 | 0.046443 | 0.035298 | 0.01776 | 0.046443 | [16 empty] | 2006-11-29 | 0
| 1 | 2018-08-01 | 0.027649 | 0.011595 | 0.043018 | 0.027649 | 0.011595 | 0.043018 | [16 empty] | 2006-11-30 | 0
| 1 | 2018-09-01 | 0.028238 | 0.022198 | 0.03543 | 0.028238 | 0.022198 | 0.03543 | [16 empty] | 2006-12-01 | 0
| 0 | 2018-10-01 | 0.023726 | 0.016383 | 0.031315 | [19 empty] | 2006-12-02 | 0
| 0 | 2018-11-01 | 0.026384 | 0.021562 | 0.032299 | [19 empty] | 2006-12-03 | 0
| 0 | 2018-12-01 | 0.024644 | 0.012284 | 0.031523 | [19 empty] | 2006-12-04 | 0
| 0 | 2019-01-01 | 0.025399 | 0.019896 | 0.032821 | [19 empty] | 2006-12-05 | 0
| 0 | 2019-02-01 | 0.025238 | 0.015595 | 0.034748 | [19 empty] | 2006-12-06 | 0
| 0 | 2019-03-01 | 0.028664 | 0.010556 | 0.039844 | [19 empty] | 2006-12-07 | 0
| 0 | 2019-04-01 | 0.027035 | 0.018852 | 0.037013 | [19 empty] | 2006-12-08 | 0
| 1 | 2019-05-01 | 0.029731 | 0.0082009 | 0.077275 | 0.029731 | 0.0082009 | 0.077275 | [16 empty] | 2006-12-09 | 0
| 1 | 2019-06-01 | 0.03103 | 0.018678 | 0.055377 | 0.03103 | 0.018678 | 0.055377 | [16 empty] | 2006-12-10 | 0
| 1 | 2019-07-01 | 0.035137 | 0.022597 | 0.051768 | 0.035137 | 0.022597 | 0.051768 | [16 empty] | 2006-12-11 | 0
| 1 | 2019-08-01 | 0.029359 | 0.010137 | 0.046619 | 0.029359 | 0.010137 | 0.046619 | [16 empty] | 2006-12-12 | 0
| 1 | 2019-09-01 | 0.028849 | 0.022095 | 0.034159 | 0.028849 | 0.022095 | 0.034159 | [16 empty] | 2006-12-13 | 0
| 0 | 2019-10-01 | 0.024337 | 0.015624 | 0.032032 | [19 empty] | 2006-12-14 | 0
| 0 | 2019-11-01 | 0.026562 | 0.018164 | 0.035999 | [19 empty] | 2006-12-15 | 0
| 0 | 2019-12-01 | 0.023739 | 0.013643 | 0.034462 | [19 empty] | 2006-12-16 | 0
| 0 | 2020-01-01 | 0.025765 | 0.016579 | 0.033803 | [19 empty] | 2006-12-17 | 0
| 0 | 2020-02-01 | 0.026131 | 0.014213 | 0.035047 | [19 empty] | 2006-12-18 | 0
| 0 | 2020-03-01 | 0.029357 | 0.015709 | 0.049081 | [19 empty] | 2006-12-19 | 0
| 0 | 2020-04-01 | 0.026954 | 0.016246 | 0.037367 | [19 empty] | 2006-12-20 | 0
| 1 | 2020-05-01 | 0.033753 | 0.0087311 | 0.073995 | 0.033753 | 0.0087311 | 0.073995 | [16 empty] | 2006-12-21 | 0
| 1 | 2020-06-01 | 0.033121 | 0.018365 | 0.060132 | 0.033121 | 0.018365 | 0.060132 | [16 empty] | 2006-12-22 | 0
| 1 | 2020-07-01 | 0.035735 | 0.021539 | 0.049385 | 0.035735 | 0.021539 | 0.049385 | [16 empty] | 2006-12-23 | 0
| 1 | 2020-08-01 | 0.028892 | 0.011471 | 0.044732 | 0.028892 | 0.011471 | 0.044732 | [16 empty] | 2006-12-24 | 0
| 1 | 2020-09-01 | 0.0287 | 0.020495 | 0.036264 | 0.0287 | 0.020495 | 0.036264 | [16 empty] | 2006-12-25 | 0
| 0 | 2020-10-01 | 0.025029 | 0.015125 | 0.033636 | [19 empty] | 2006-12-26 | 0
| 0 | 2020-11-01 | 0.026347 | 0.020706 | 0.032143 | [19 empty] | 2006-12-27 | 0
| 0 | 2020-12-01 | 0.024172 | 0.01617 | 0.032228 | [19 empty] | 2006-12-28 | 0
| 0 | 2021-01-01 | 0.025849 | 0.016926 | 0.031896 | [19 empty] | 2006-12-29 | 0
| 0 | 2021-02-01 | 0.02619 | 0.018702 | 0.03508 | [19 empty] | 2006-12-30 | 0
| 0 | 2021-03-01 | 0.02934 | 0.014257 | 0.042904 | [19 empty] | 2006-12-31 | 0
| 0 | 2021-04-01 | 0.026719 | 0.018197 | 0.036405 | [19 empty] | 2007-01-01 | 0
| 1 | 2021-05-01 | 0.030102 | 0.008087 | 0.066864 | 0.030102 | 0.008087 | 0.066864 | [16 empty] | 2007-01-02 | 0
| 1 | 2021-06-01 | 0.032976 | 0.018895 | 0.05694 | 0.032976 | 0.018895 | 0.05694 | [16 empty] | 2007-01-03 | 0
| 1 | 2021-07-01 | 0.035141 | 0.021779 | 0.047783 | 0.035141 | 0.021779 | 0.047783 | [16 empty] | 2007-01-04 | 0
| 1 | 2021-08-01 | 0.028261 | 0.01344 | 0.043843 | 0.028261 | 0.01344 | 0.043843 | [16 empty] | 2007-01-05 | 0
| 1 | 2021-09-01 | 0.028349 | 0.020841 | 0.03792 | 0.028349 | 0.020841 | 0.03792 | [16 empty] | 2007-01-06 | 0
| 0 | 2021-10-01 | 0.024659 | 0.015252 | 0.034793 | [19 empty] | 2007-01-07 | 0
| 0 | 2021-11-01 | 0.026963 | 0.017804 | 0.035422 | [19 empty] | 2007-01-08 | 0
| 0 | 2021-12-01 | 0.024618 | 0.015911 | 0.034723 | [19 empty] | 2007-01-09 | 0
| 0 | 2022-01-01 | 0.026529 | 0.018275 | 0.032644 | [19 empty] | 2007-01-10 | 0
[25 empty] | 2007-01-11 | 0
[25 empty] | 2007-01-12 | 0
[25 empty] | 2007-01-13 | 0
[25 empty] | 2007-01-14 | 0
[25 empty] | 2007-01-15 | 0
[25 empty] | 2007-01-16 | 0
[25 empty] | 2007-01-17 | 0
[25 empty] | 2007-01-18 | 0
[25 empty] | 2007-01-19 | 0
[25 empty] | 2007-01-20 | 0
[25 empty] | 2007-01-21 | 0
[25 empty] | 2007-01-22 | 0
[25 empty] | 2007-01-23 | 0
[25 empty] | 2007-01-24 | 0
[25 empty] | 2007-01-25 | 0
[25 empty] | 2007-01-26 | 0
[25 empty] | 2007-01-27 | 0
[25 empty] | 2007-01-28 | 0
[25 empty] | 2007-01-29 | 0
[25 empty] | 2007-01-30 | 0
[25 empty] | 2007-01-31 | 0
[25 empty] | 2007-02-01 | 0
[25 empty] | 2007-02-02 | 0
[25 empty] | 2007-02-03 | 0
[25 empty] | 2007-02-04 | 0
[25 empty] | 2007-02-05 | 0
[25 empty] | 2007-02-06 | 0
[25 empty] | 2007-02-07 | 0
[25 empty] | 2007-02-08 | 0
[25 empty] | 2007-02-09 | 0
[25 empty] | 2007-02-10 | 0
[25 empty] | 2007-02-11 | 0
[25 empty] | 2007-02-12 | 0
[25 empty] | 2007-02-13 | 0
[25 empty] | 2007-02-14 | 0
[25 empty] | 2007-02-15 | 0
[25 empty] | 2007-02-16 | 0
[25 empty] | 2007-02-17 | 0
[25 empty] | 2007-02-18 | 0
[25 empty] | 2007-02-19 | 0
[25 empty] | 2007-02-20 | 0
[25 empty] | 2007-02-21 | 0
[25 empty] | 2007-02-22 | 0
[25 empty] | 2007-02-23 | 0
[25 empty] | 2007-02-24 | 0
[25 empty] | 2007-02-25 | 0
[25 empty] | 2007-02-26 | 0
[25 empty] | 2007-02-27 | 0
[25 empty] | 2007-02-28 | 0
[25 empty] | 2007-03-01 | 0
[25 empty] | 2007-03-02 | 0
[25 empty] | 2007-03-03 | 0
[25 empty] | 2007-03-04 | 0
[25 empty] | 2007-03-05 | 0
[25 empty] | 2007-03-06 | 0
[25 empty] | 2007-03-07 | 0
[25 empty] | 2007-03-08 | 0
[25 empty] | 2007-03-09 | 0
[25 empty] | 2007-03-10 | 0
[25 empty] | 2007-03-11 | 0
[25 empty] | 2007-03-12 | 0
[25 empty] | 2007-03-13 | 0
[25 empty] | 2007-03-14 | 0
[25 empty] | 2007-03-15 | 0
[25 empty] | 2007-03-16 | 0
[25 empty] | 2007-03-17 | 0
[25 empty] | 2007-03-18 | 0
[25 empty] | 2007-03-19 | 0
[25 empty] | 2007-03-20 | 0
[25 empty] | 2007-03-21 | 0
[25 empty] | 2007-03-22 | 0
[25 empty] | 2007-03-23 | 0
[25 empty] | 2007-03-24 | 0
[25 empty] | 2007-03-25 | 0
[25 empty] | 2007-03-26 | 0
[25 empty] | 2007-03-27 | 0
[25 empty] | 2007-03-28 | 0
[25 empty] | 2007-03-29 | 0
[25 empty] | 2007-03-30 | 0
[25 empty] | 2007-03-31 | 0
[25 empty] | 2007-04-01 | 0
[25 empty] | 2007-04-02 | 0
[25 empty] | 2007-04-03 | 207.95
[25 empty] | 2007-04-04 | 207.95
[25 empty] | 2007-04-05 | 207.95
[25 empty] | 2007-04-06 | 207.95
[25 empty] | 2007-04-07 | 207.95
[25 empty] | 2007-04-08 | 207.95
[25 empty] | 2007-04-09 | 207.95
[25 empty] | 2007-04-10 | 207.95
[25 empty] | 2007-04-11 | 207.95
[25 empty] | 2007-04-12 | 207.95
[25 empty] | 2007-04-13 | 0
[25 empty] | 2007-04-14 | 0
[25 empty] | 2007-04-15 | 0
[25 empty] | 2007-04-16 | 0
[25 empty] | 2007-04-17 | 0
[25 empty] | 2007-04-18 | 0
[25 empty] | 2007-04-19 | 0
[25 empty] | 2007-04-20 | 0
[25 empty] | 2007-04-21 | 0
[25 empty] | 2007-04-22 | 0
[25 empty] | 2007-04-23 | 0
[25 empty] | 2007-04-24 | 0
[25 empty] | 2007-04-25 | 0
[25 empty] | 2007-04-26 | 0
[25 empty] | 2007-04-27 | 0
[25 empty] | 2007-04-28 | 0
[25 empty] | 2007-04-29 | 0
[25 empty] | 2007-04-30 | 0
[25 empty] | 2007-05-01 | 0
[25 empty] | 2007-05-02 | 0
[25 empty] | 2007-05-03 | 0
[25 empty] | 2007-05-04 | 0
[25 empty] | 2007-05-05 | 0
[25 empty] | 2007-05-06 | 0
[25 empty] | 2007-05-07 | 0
[25 empty] | 2007-05-08 | 236.02
[25 empty] | 2007-05-09 | 236.02
[25 empty] | 2007-05-10 | 241.84
[25 empty] | 2007-05-11 | 241.68
[25 empty] | 2007-05-12 | 241.68
[25 empty] | 2007-05-13 | 241.68
[25 empty] | 2007-05-14 | 241.68
[25 empty] | 2007-05-15 | 0
[25 empty] | 2007-05-16 | 0
[25 empty] | 2007-05-17 | 0
[25 empty] | 2007-05-18 | 21.355
[25 empty] | 2007-05-19 | 21.355
[25 empty] | 2007-05-20 | 21.355
[25 empty] | 2007-05-21 | 21.355
[25 empty] | 2007-05-22 | 21.355
[25 empty] | 2007-05-23 | 109.05
[25 empty] | 2007-05-24 | 109.05
[25 empty] | 2007-05-25 | 0
[25 empty] | 2007-05-26 | 0
[25 empty] | 2007-05-27 | 0
[25 empty] | 2007-05-28 | 0
[25 empty] | 2007-05-29 | 4.5432
[25 empty] | 2007-05-30 | 4.5432
[25 empty] | 2007-05-31 | 4.5432
[25 empty] | 2007-06-01 | 101.66
[25 empty] | 2007-06-02 | 101.66
[25 empty] | 2007-06-03 | 101.66
[25 empty] | 2007-06-04 | 101.66
[25 empty] | 2007-06-05 | 11.359
[25 empty] | 2007-06-06 | 11.359
[25 empty] | 2007-06-07 | 11.359
[25 empty] | 2007-06-08 | 11.359
[25 empty] | 2007-06-09 | 11.359
[25 empty] | 2007-06-10 | 11.359
[25 empty] | 2007-06-11 | 11.359
[25 empty] | 2007-06-12 | 15.902
[25 empty] | 2007-06-13 | 15.902
[25 empty] | 2007-06-14 | 15.902
[25 empty] | 2007-06-15 | 24.99
[25 empty] | 2007-06-16 | 24.99
[25 empty] | 2007-06-17 | 24.99
[25 empty] | 2007-06-18 | 24.99
[25 empty] | 2007-06-19 | 0.75733
[25 empty] | 2007-06-20 | 0.75733
[25 empty] | 2007-06-21 | 0.75733
[25 empty] | 2007-06-22 | 0
[25 empty] | 2007-06-23 | 0
[25 empty] | 2007-06-24 | 0
[25 empty] | 2007-06-25 | 0
[25 empty] | 2007-06-26 | 22.718
[25 empty] | 2007-06-27 | 22.718
[25 empty] | 2007-06-28 | 22.718
[25 empty] | 2007-06-29 | 28.624
[25 empty] | 2007-06-30 | 28.624
[25 empty] | 2007-07-01 | 28.624
[25 empty] | 2007-07-02 | 28.624
[25 empty] | 2007-07-03 | 28.624
[25 empty] | 2007-07-04 | 0
[25 empty] | 2007-07-05 | 0
[25 empty] | 2007-07-06 | 0
[25 empty] | 2007-07-07 | 0
[25 empty] | 2007-07-08 | 0
[25 empty] | 2007-07-09 | 0
[25 empty] | 2007-07-10 | 34.834
[25 empty] | 2007-07-11 | 34.834
[25 empty] | 2007-07-12 | 34.834
[25 empty] | 2007-07-13 | 12.008
[25 empty] | 2007-07-14 | 12.008
[25 empty] | 2007-07-15 | 12.008
[25 empty] | 2007-07-16 | 12.008
[25 empty] | 2007-07-17 | 12.008
[25 empty] | 2007-07-18 | 12.008
[25 empty] | 2007-07-19 | 12.008
[25 empty] | 2007-07-20 | 23.042
[25 empty] | 2007-07-21 | 23.042
[25 empty] | 2007-07-22 | 23.042
[25 empty] | 2007-07-23 | 23.042
[25 empty] | 2007-07-24 | 23.042
[25 empty] | 2007-07-25 | 23.042
[25 empty] | 2007-07-26 | 23.042
[25 empty] | 2007-07-27 | 27.262
[25 empty] | 2007-07-28 | 27.262
[25 empty] | 2007-07-29 | 27.262
[25 empty] | 2007-07-30 | 27.262
[25 empty] | 2007-07-31 | 27.262
[25 empty] | 2007-08-01 | 27.262
[25 empty] | 2007-08-02 | 27.262
[25 empty] | 2007-08-03 | 19.797
[25 empty] | 2007-08-04 | 19.797
[25 empty] | 2007-08-05 | 19.797
[25 empty] | 2007-08-06 | 19.797
[25 empty] | 2007-08-07 | 19.797
[25 empty] | 2007-08-08 | 19.797
[25 empty] | 2007-08-09 | 19.797
[25 empty] | 2007-08-10 | 56.146
[25 empty] | 2007-08-11 | 56.146
[25 empty] | 2007-08-12 | 56.146
[25 empty] | 2007-08-13 | 56.146
[25 empty] | 2007-08-14 | 56.146
[25 empty] | 2007-08-15 | 56.146
[25 empty] | 2007-08-16 | 56.146
[25 empty] | 2007-08-17 | 93.793
[25 empty] | 2007-08-18 | 93.793
[25 empty] | 2007-08-19 | 93.793
[25 empty] | 2007-08-20 | 93.793
[25 empty] | 2007-08-21 | 93.793
[25 empty] | 2007-08-22 | 93.793
[25 empty] | 2007-08-23 | 93.793
[25 empty] | 2007-08-24 | 15.253
[25 empty] | 2007-08-25 | 15.253
[25 empty] | 2007-08-26 | 15.253
[25 empty] | 2007-08-27 | 15.253
[25 empty] | 2007-08-28 | 15.253
[25 empty] | 2007-08-29 | 15.253
[25 empty] | 2007-08-30 | 15.253
[25 empty] | 2007-08-31 | 4.2191
[25 empty] | 2007-09-01 | 4.2191
[25 empty] | 2007-09-02 | 4.2191
[25 empty] | 2007-09-03 | 4.2191
[25 empty] | 2007-09-04 | 4.2191
[25 empty] | 2007-09-05 | 4.2191
[25 empty] | 2007-09-06 | 4.2191
[25 empty] | 2007-09-07 | 0
[25 empty] | 2007-09-08 | 0
[25 empty] | 2007-09-09 | 0
[25 empty] | 2007-09-10 | 0
[25 empty] | 2007-09-11 | 0
[25 empty] | 2007-09-12 | 254.34
[25 empty] | 2007-09-13 | 142.64
[25 empty] | 2007-09-14 | 156.9
[25 empty] | 2007-09-15 | 156.9
[25 empty] | 2007-09-16 | 156.9
[25 empty] | 2007-09-17 | 156.9
[25 empty] | 2007-09-18 | 0
[25 empty] | 2007-09-19 | 0
[25 empty] | 2007-09-20 | 0
[25 empty] | 2007-09-21 | 0
[25 empty] | 2007-09-22 | 0
[25 empty] | 2007-09-23 | 0
[25 empty] | 2007-09-24 | 0
[25 empty] | 2007-09-25 | 0
[25 empty] | 2007-09-26 | 0
[25 empty] | 2007-09-27 | 0
[25 empty] | 2007-09-28 | 0
[25 empty] | 2007-09-29 | 0
[25 empty] | 2007-09-30 | 0
[25 empty] | 2007-10-01 | 0
[25 empty] | 2007-10-02 | 0
[25 empty] | 2007-10-03 | 0
[25 empty] | 2007-10-04 | 0
[25 empty] | 2007-10-05 | 0
[25 empty] | 2007-10-06 | 0
[25 empty] | 2007-10-07 | 0
[25 empty] | 2007-10-08 | 0
[25 empty] | 2007-10-09 | 0
[25 empty] | 2007-10-10 | 0
[25 empty] | 2007-10-11 | 0
[25 empty] | 2007-10-12 | 0
[25 empty] | 2007-10-13 | 0
[25 empty] | 2007-10-14 | 0
[25 empty] | 2007-10-15 | 0
[25 empty] | 2007-10-16 | 0
[25 empty] | 2007-10-17 | 0
[25 empty] | 2007-10-18 | 0
[25 empty] | 2007-10-19 | 0
[25 empty] | 2007-10-20 | 0
[25 empty] | 2007-10-21 | 0
[25 empty] | 2007-10-22 | 0
[25 empty] | 2007-10-23 | 168.11
[25 empty] | 2007-10-24 | 168.11
[25 empty] | 2007-10-25 | 168.11
[25 empty] | 2007-10-26 | 126.61
[25 empty] | 2007-10-27 | 126.61
[25 empty] | 2007-10-28 | 126.61
[25 empty] | 2007-10-29 | 126.61
[25 empty] | 2007-10-30 | 0
[25 empty] | 2007-10-31 | 0
[25 empty] | 2007-11-01 | 0
[25 empty] | 2007-11-02 | 0
[25 empty] | 2007-11-03 | 0
[25 empty] | 2007-11-04 | 0
[25 empty] | 2007-11-05 | 0
[25 empty] | 2007-11-06 | 0
[25 empty] | 2007-11-07 | 0
[25 empty] | 2007-11-08 | 0
[25 empty] | 2007-11-09 | 0
[25 empty] | 2007-11-10 | 0
[25 empty] | 2007-11-11 | 0
[25 empty] | 2007-11-12 | 0
[25 empty] | 2007-11-13 | 0
[25 empty] | 2007-11-14 | 0
[25 empty] | 2007-11-15 | 0
[25 empty] | 2007-11-16 | 0
[25 empty] | 2007-11-17 | 0
[25 empty] | 2007-11-18 | 0
[25 empty] | 2007-11-19 | 0
[25 empty] | 2007-11-20 | 0
[25 empty] | 2007-11-21 | 0
[25 empty] | 2007-11-22 | 0
[25 empty] | 2007-11-23 | 0
[25 empty] | 2007-11-24 | 0
[25 empty] | 2007-11-25 | 0
[25 empty] | 2007-11-26 | 0
[25 empty] | 2007-11-27 | 0
[25 empty] | 2007-11-28 | 0
[25 empty] | 2007-11-29 | 0
[25 empty] | 2007-11-30 | 0
[25 empty] | 2007-12-01 | 0
[25 empty] | 2007-12-02 | 0
[25 empty] | 2007-12-03 | 0
[25 empty] | 2007-12-04 | 0
[25 empty] | 2007-12-05 | 0
[25 empty] | 2007-12-06 | 0
[25 empty] | 2007-12-07 | 0
[25 empty] | 2007-12-08 | 0
[25 empty] | 2007-12-09 | 0
[25 empty] | 2007-12-10 | 0
[25 empty] | 2007-12-11 | 0
[25 empty] | 2007-12-12 | 0
[25 empty] | 2007-12-13 | 0
[25 empty] | 2007-12-14 | 0
[25 empty] | 2007-12-15 | 0
[25 empty] | 2007-12-16 | 0
[25 empty] | 2007-12-17 | 0
[25 empty] | 2007-12-18 | 0
[25 empty] | 2007-12-19 | 0
[25 empty] | 2007-12-20 | 0
[25 empty] | 2007-12-21 | 0
[25 empty] | 2007-12-22 | 0
[25 empty] | 2007-12-23 | 0
[25 empty] | 2007-12-24 | 0
[25 empty] | 2007-12-25 | 0
[25 empty] | 2007-12-26 | 0
[25 empty] | 2007-12-27 | 0
[25 empty] | 2007-12-28 | 0
[25 empty] | 2007-12-29 | 0
[25 empty] | 2007-12-30 | 0
[25 empty] | 2007-12-31 | 0
[25 empty] | 2008-01-01 | 0
[25 empty] | 2008-01-02 | 0
[25 empty] | 2008-01-03 | 0
[25 empty] | 2008-01-04 | 0
[25 empty] | 2008-01-05 | 0
[25 empty] | 2008-01-06 | 0
[25 empty] | 2008-01-07 | 0
[25 empty] | 2008-01-08 | 0
[25 empty] | 2008-01-09 | 0
[25 empty] | 2008-01-10 | 0
[25 empty] | 2008-01-11 | 0
[25 empty] | 2008-01-12 | 0
[25 empty] | 2008-01-13 | 0
[25 empty] | 2008-01-14 | 0
[25 empty] | 2008-01-15 | 0
[25 empty] | 2008-01-16 | 0
[25 empty] | 2008-01-17 | 0
[25 empty] | 2008-01-18 | 0
[25 empty] | 2008-01-19 | 0
[25 empty] | 2008-01-20 | 0
[25 empty] | 2008-01-21 | 0
[25 empty] | 2008-01-22 | 0
[25 empty] | 2008-01-23 | 0
[25 empty] | 2008-01-24 | 0
[25 empty] | 2008-01-25 | 0
[25 empty] | 2008-01-26 | 0
[25 empty] | 2008-01-27 | 0
[25 empty] | 2008-01-28 | 0
[25 empty] | 2008-01-29 | 0
[25 empty] | 2008-01-30 | 0
[25 empty] | 2008-01-31 | 0
[25 empty] | 2008-02-01 | 0
[25 empty] | 2008-02-02 | 0
[25 empty] | 2008-02-03 | 0
[25 empty] | 2008-02-04 | 0
[25 empty] | 2008-02-05 | 0
[25 empty] | 2008-02-06 | 0
[25 empty] | 2008-02-07 | 0
[25 empty] | 2008-02-08 | 0
[25 empty] | 2008-02-09 | 0
[25 empty] | 2008-02-10 | 0
[25 empty] | 2008-02-11 | 0
[25 empty] | 2008-02-12 | 0
[25 empty] | 2008-02-13 | 0
[25 empty] | 2008-02-14 | 0
[25 empty] | 2008-02-15 | 0
[25 empty] | 2008-02-16 | 0
[25 empty] | 2008-02-17 | 0
[25 empty] | 2008-02-18 | 0
[25 empty] | 2008-02-19 | 0
[25 empty] | 2008-02-20 | 0
[25 empty] | 2008-02-21 | 0
[25 empty] | 2008-02-22 | 0
[25 empty] | 2008-02-23 | 0
[25 empty] | 2008-02-24 | 0
[25 empty] | 2008-02-25 | 0
[25 empty] | 2008-02-26 | 0
[25 empty] | 2008-02-27 | 0
[25 empty] | 2008-02-28 | 0
[25 empty] | 2008-02-29 | 0
[25 empty] | 2008-03-01 | 0
[25 empty] | 2008-03-02 | 0
[25 empty] | 2008-03-03 | 0
[25 empty] | 2008-03-04 | 0
[25 empty] | 2008-03-05 | 0
[25 empty] | 2008-03-06 | 0
[25 empty] | 2008-03-07 | 0
[25 empty] | 2008-03-08 | 0
[25 empty] | 2008-03-09 | 0
[25 empty] | 2008-03-10 | 0
[25 empty] | 2008-03-11 | 0
[25 empty] | 2008-03-12 | 0
[25 empty] | 2008-03-13 | 0
[25 empty] | 2008-03-14 | 0
[25 empty] | 2008-03-15 | 0
[25 empty] | 2008-03-16 | 0
[25 empty] | 2008-03-17 | 0
[25 empty] | 2008-03-18 | 0
[25 empty] | 2008-03-19 | 0
[25 empty] | 2008-03-20 | 0
[25 empty] | 2008-03-21 | 0
[25 empty] | 2008-03-22 | 0
[25 empty] | 2008-03-23 | 0
[25 empty] | 2008-03-24 | 0
[25 empty] | 2008-03-25 | 0
[25 empty] | 2008-03-26 | 0
[25 empty] | 2008-03-27 | 0
[25 empty] | 2008-03-28 | 0
[25 empty] | 2008-03-29 | 0
[25 empty] | 2008-03-30 | 0
[25 empty] | 2008-03-31 | 0
[25 empty] | 2008-04-01 | 0
[25 empty] | 2008-04-02 | 0
[25 empty] | 2008-04-03 | 0
[25 empty] | 2008-04-04 | 0
[25 empty] | 2008-04-05 | 0
[25 empty] | 2008-04-06 | 0
[25 empty] | 2008-04-07 | 0
[25 empty] | 2008-04-08 | 0
[25 empty] | 2008-04-09 | 0
[25 empty] | 2008-04-10 | 0
[25 empty] | 2008-04-11 | 191.25
[25 empty] | 2008-04-12 | 191.25
[25 empty] | 2008-04-13 | 191.25
[25 empty] | 2008-04-14 | 191.25
[25 empty] | 2008-04-15 | 101.32
[25 empty] | 2008-04-16 | 101.32
[25 empty] | 2008-04-17 | 101.32
[25 empty] | 2008-04-18 | 101.32
[25 empty] | 2008-04-19 | 101.32
[25 empty] | 2008-04-20 | 101.32
[25 empty] | 2008-04-21 | 101.32
[25 empty] | 2008-04-22 | 175.95
[25 empty] | 2008-04-23 | 175.95
[25 empty] | 2008-04-24 | 175.95
[25 empty] | 2008-04-25 | 86.038
[25 empty] | 2008-04-26 | 86.038
[25 empty] | 2008-04-27 | 86.038
[25 empty] | 2008-04-28 | 86.038
[25 empty] | 2008-04-29 | 0
[25 empty] | 2008-04-30 | 0
[25 empty] | 2008-05-01 | 0
[25 empty] | 2008-05-02 | 0
[25 empty] | 2008-05-03 | 0
[25 empty] | 2008-05-04 | 0
[25 empty] | 2008-05-05 | 0
[25 empty] | 2008-05-06 | 0
[25 empty] | 2008-05-07 | 44.183
[25 empty] | 2008-05-08 | 44.181
[25 empty] | 2008-05-09 | 23.254
[25 empty] | 2008-05-10 | 23.254
[25 empty] | 2008-05-11 | 23.254
[25 empty] | 2008-05-12 | 23.254
[25 empty] | 2008-05-13 | 6.3947
[25 empty] | 2008-05-14 | 6.3947
[25 empty] | 2008-05-15 | 6.3947
[25 empty] | 2008-05-16 | 6.3947
[25 empty] | 2008-05-17 | 6.3947
[25 empty] | 2008-05-18 | 6.3947
[25 empty] | 2008-05-19 | 6.3947
[25 empty] | 2008-05-20 | 6.3947
[25 empty] | 2008-05-21 | 11.628
[25 empty] | 2008-05-22 | 6.9745
[25 empty] | 2008-05-23 | 32.555
[25 empty] | 2008-05-24 | 32.555
[25 empty] | 2008-05-25 | 32.555
[25 empty] | 2008-05-26 | 32.555
[25 empty] | 2008-05-27 | 25.579
[25 empty] | 2008-05-28 | 25.579
[25 empty] | 2008-05-29 | 1.3954
[25 empty] | 2008-05-30 | 1.3954
[25 empty] | 2008-05-31 | 1.3954
[25 empty] | 2008-06-01 | 1.3954
[25 empty] | 2008-06-02 | 1.3954
[25 empty] | 2008-06-03 | 67.435
[25 empty] | 2008-06-04 | 67.435
[25 empty] | 2008-06-05 | 67.435
[25 empty] | 2008-06-06 | 72.655
[25 empty] | 2008-06-07 | 72.655
[25 empty] | 2008-06-08 | 72.655
[25 empty] | 2008-06-09 | 72.655
[25 empty] | 2008-06-10 | 72.655
[25 empty] | 2008-06-11 | 72.655
[25 empty] | 2008-06-12 | 27.586
[25 empty] | 2008-06-13 | 27.586
[25 empty] | 2008-06-14 | 27.586
[25 empty] | 2008-06-15 | 27.586
[25 empty] | 2008-06-16 | 27.586
[25 empty] | 2008-06-17 | 27.586
[25 empty] | 2008-06-18 | 27.586
[25 empty] | 2008-06-19 | 93.144
[25 empty] | 2008-06-20 | 93.144
[25 empty] | 2008-06-21 | 93.144
[25 empty] | 2008-06-22 | 93.144
[25 empty] | 2008-06-23 | 93.144
[25 empty] | 2008-06-24 | 109.05
[25 empty] | 2008-06-25 | 101.09
[25 empty] | 2008-06-26 | 101.09
[25 empty] | 2008-06-27 | 105.26
[25 empty] | 2008-06-28 | 105.26
[25 empty] | 2008-06-29 | 105.26
[25 empty] | 2008-06-30 | 105.26
[25 empty] | 2008-07-01 | 105.26
[25 empty] | 2008-07-02 | 105.26
[25 empty] | 2008-07-03 | 70.427
[25 empty] | 2008-07-04 | 10.223
[25 empty] | 2008-07-05 | 10.223
[25 empty] | 2008-07-06 | 10.223
[25 empty] | 2008-07-07 | 10.223
[25 empty] | 2008-07-08 | 0
[25 empty] | 2008-07-09 | 0
[25 empty] | 2008-07-10 | 0
[25 empty] | 2008-07-11 | 0
[25 empty] | 2008-07-12 | 0
[25 empty] | 2008-07-13 | 0
[25 empty] | 2008-07-14 | 0
[25 empty] | 2008-07-15 | 0
[25 empty] | 2008-07-16 | 0
[25 empty] | 2008-07-17 | 0
[25 empty] | 2008-07-18 | 2.2718
[25 empty] | 2008-07-19 | 2.2718
[25 empty] | 2008-07-20 | 2.2718
[25 empty] | 2008-07-21 | 2.2718
[25 empty] | 2008-07-22 | 2.2718
[25 empty] | 2008-07-23 | 2.2718
[25 empty] | 2008-07-24 | 2.2718
[25 empty] | 2008-07-25 | 22.177
[25 empty] | 2008-07-26 | 22.177
[25 empty] | 2008-07-27 | 22.177
[25 empty] | 2008-07-28 | 22.177
[25 empty] | 2008-07-29 | 22.177
[25 empty] | 2008-07-30 | 22.177
[25 empty] | 2008-07-31 | 22.177
[25 empty] | 2008-08-01 | 22.177
[25 empty] | 2008-08-02 | 22.177
[25 empty] | 2008-08-03 | 22.177
[25 empty] | 2008-08-04 | 22.177
[25 empty] | 2008-08-05 | 22.177
[25 empty] | 2008-08-06 | 22.177
[25 empty] | 2008-08-07 | 22.177
[25 empty] | 2008-08-08 | 22.177
[25 empty] | 2008-08-09 | 22.177
[25 empty] | 2008-08-10 | 22.177
[25 empty] | 2008-08-11 | 22.177
[25 empty] | 2008-08-12 | 22.177
[25 empty] | 2008-08-13 | 22.177
[25 empty] | 2008-08-14 | 22.177
[25 empty] | 2008-08-15 | 0
[25 empty] | 2008-08-16 | 0
[25 empty] | 2008-08-17 | 0
[25 empty] | 2008-08-18 | 0
[25 empty] | 2008-08-19 | 0
[25 empty] | 2008-08-20 | 0
[25 empty] | 2008-08-21 | 0
[25 empty] | 2008-08-22 | 0
[25 empty] | 2008-08-23 | 0
[25 empty] | 2008-08-24 | 0
[25 empty] | 2008-08-25 | 0
[25 empty] | 2008-08-26 | 0
[25 empty] | 2008-08-27 | 0
[25 empty] | 2008-08-28 | 0
[25 empty] | 2008-08-29 | 0
[25 empty] | 2008-08-30 | 0
[25 empty] | 2008-08-31 | 0
[25 empty] | 2008-09-01 | 0
[25 empty] | 2008-09-02 | 0
[25 empty] | 2008-09-03 | 0
[25 empty] | 2008-09-04 | 0
[25 empty] | 2008-09-05 | 0
[25 empty] | 2008-09-06 | 0
[25 empty] | 2008-09-07 | 0
[25 empty] | 2008-09-08 | 0
[25 empty] | 2008-09-09 | 0
[25 empty] | 2008-09-10 | 0
[25 empty] | 2008-09-11 | 0
[25 empty] | 2008-09-12 | 0
[25 empty] | 2008-09-13 | 0
[25 empty] | 2008-09-14 | 0
[25 empty] | 2008-09-15 | 0
[25 empty] | 2008-09-16 | 0
[25 empty] | 2008-09-17 | 0
[25 empty] | 2008-09-18 | 0
[25 empty] | 2008-09-19 | 31.805
[25 empty] | 2008-09-20 | 31.805
[25 empty] | 2008-09-21 | 31.805
[25 empty] | 2008-09-22 | 31.805
[25 empty] | 2008-09-23 | 59.067
[25 empty] | 2008-09-24 | 59.067
[25 empty] | 2008-09-25 | 59.067
[25 empty] | 2008-09-26 | 57.931
[25 empty] | 2008-09-27 | 57.931
[25 empty] | 2008-09-28 | 57.931
[25 empty] | 2008-09-29 | 57.931
[25 empty] | 2008-09-30 | 132.52
[25 empty] | 2008-10-01 | 132.52
[25 empty] | 2008-10-02 | 132.52
[25 empty] | 2008-10-03 | 104.5
[25 empty] | 2008-10-04 | 104.5
[25 empty] | 2008-10-05 | 104.5
[25 empty] | 2008-10-06 | 104.5
[25 empty] | 2008-10-07 | 28.776
[25 empty] | 2008-10-08 | 28.776
[25 empty] | 2008-10-09 | 28.776
[25 empty] | 2008-10-10 | 200.69
[25 empty] | 2008-10-11 | 200.69
[25 empty] | 2008-10-12 | 200.69
[25 empty] | 2008-10-13 | 200.69
[25 empty] | 2008-10-14 | 200.69
[25 empty] | 2008-10-15 | 200.69
[25 empty] | 2008-10-16 | 200.69
[25 empty] | 2008-10-17 | 84.119
[25 empty] | 2008-10-18 | 84.119
[25 empty] | 2008-10-19 | 84.119
[25 empty] | 2008-10-20 | 84.119
[25 empty] | 2008-10-21 | 84.119
[25 empty] | 2008-10-22 | 84.119
[25 empty] | 2008-10-23 | 0
[25 empty] | 2008-10-24 | 0
[25 empty] | 2008-10-25 | 0
[25 empty] | 2008-10-26 | 0
[25 empty] | 2008-10-27 | 0
[25 empty] | 2008-10-28 | 0
[25 empty] | 2008-10-29 | 0
[25 empty] | 2008-10-30 | 0
[25 empty] | 2008-10-31 | 0
[25 empty] | 2008-11-01 | 0
[25 empty] | 2008-11-02 | 0
[25 empty] | 2008-11-03 | 0
[25 empty] | 2008-11-04 | 0
[25 empty] | 2008-11-05 | 0
[25 empty] | 2008-11-06 | 0
[25 empty] | 2008-11-07 | 0
[25 empty] | 2008-11-08 | 0
[25 empty] | 2008-11-09 | 0
[25 empty] | 2008-11-10 | 0
[25 empty] | 2008-11-11 | 0
[25 empty] | 2008-11-12 | 0
[25 empty] | 2008-11-13 | 0
[25 empty] | 2008-11-14 | 0
[25 empty] | 2008-11-15 | 0
[25 empty] | 2008-11-16 | 0
[25 empty] | 2008-11-17 | 0
[25 empty] | 2008-11-18 | 0
[25 empty] | 2008-11-19 | 0
[25 empty] | 2008-11-20 | 0
[25 empty] | 2008-11-21 | 0
[25 empty] | 2008-11-22 | 0
[25 empty] | 2008-11-23 | 0
[25 empty] | 2008-11-24 | 0
[25 empty] | 2008-11-25 | 0
[25 empty] | 2008-11-26 | 0
[25 empty] | 2008-11-27 | 0
[25 empty] | 2008-11-28 | 0
[25 empty] | 2008-11-29 | 0
[25 empty] | 2008-11-30 | 0
[25 empty] | 2008-12-01 | 0
[25 empty] | 2008-12-02 | 0
[25 empty] | 2008-12-03 | 0
[25 empty] | 2008-12-04 | 0
[25 empty] | 2008-12-05 | 0
[25 empty] | 2008-12-06 | 0
[25 empty] | 2008-12-07 | 0
[25 empty] | 2008-12-08 | 0
[25 empty] | 2008-12-09 | 0
[25 empty] | 2008-12-10 | 0
[25 empty] | 2008-12-11 | 0
[25 empty] | 2008-12-12 | 0
[25 empty] | 2008-12-13 | 0
[25 empty] | 2008-12-14 | 0
[25 empty] | 2008-12-15 | 0
[25 empty] | 2008-12-16 | 0
[25 empty] | 2008-12-17 | 0
[25 empty] | 2008-12-18 | 0
[25 empty] | 2008-12-19 | 0
[25 empty] | 2008-12-20 | 0
[25 empty] | 2008-12-21 | 0
[25 empty] | 2008-12-22 | 0
[25 empty] | 2008-12-23 | 0
[25 empty] | 2008-12-24 | 0
[25 empty] | 2008-12-25 | 0
[25 empty] | 2008-12-26 | 0
[25 empty] | 2008-12-27 | 0
[25 empty] | 2008-12-28 | 0
[25 empty] | 2008-12-29 | 0
[25 empty] | 2008-12-30 | 0
[25 empty] | 2008-12-31 | 0
[25 empty] | 2009-01-01 | 0
[25 empty] | 2009-01-02 | 0
[25 empty] | 2009-01-03 | 0
[25 empty] | 2009-01-04 | 0
[25 empty] | 2009-01-05 | 0
[25 empty] | 2009-01-06 | 0
[25 empty] | 2009-01-07 | 0
[25 empty] | 2009-01-08 | 0
[25 empty] | 2009-01-09 | 0
[25 empty] | 2009-01-10 | 0
[25 empty] | 2009-01-11 | 0
[25 empty] | 2009-01-12 | 0
[25 empty] | 2009-01-13 | 0
[25 empty] | 2009-01-14 | 0
[25 empty] | 2009-01-15 | 0
[25 empty] | 2009-01-16 | 0
[25 empty] | 2009-01-17 | 0
[25 empty] | 2009-01-18 | 0
[25 empty] | 2009-01-19 | 0
[25 empty] | 2009-01-20 | 0
[25 empty] | 2009-01-21 | 0
[25 empty] | 2009-01-22 | 0
[25 empty] | 2009-01-23 | 0
[25 empty] | 2009-01-24 | 0
[25 empty] | 2009-01-25 | 0
[25 empty] | 2009-01-26 | 0
[25 empty] | 2009-01-27 | 0
[25 empty] | 2009-01-28 | 0
[25 empty] | 2009-01-29 | 0
[25 empty] | 2009-01-30 | 0
[25 empty] | 2009-01-31 | 0
[25 empty] | 2009-02-01 | 0
[25 empty] | 2009-02-02 | 0
[25 empty] | 2009-02-03 | 0
[25 empty] | 2009-02-04 | 0
[25 empty] | 2009-02-05 | 0
[25 empty] | 2009-02-06 | 0
[25 empty] | 2009-02-07 | 0
[25 empty] | 2009-02-08 | 0
[25 empty] | 2009-02-09 | 0
[25 empty] | 2009-02-10 | 0
[25 empty] | 2009-02-11 | 0
[25 empty] | 2009-02-12 | 0
[25 empty] | 2009-02-13 | 0
[25 empty] | 2009-02-14 | 0
[25 empty] | 2009-02-15 | 0
[25 empty] | 2009-02-16 | 0
[25 empty] | 2009-02-17 | 0
[25 empty] | 2009-02-18 | 0
[25 empty] | 2009-02-19 | 0
[25 empty] | 2009-02-20 | 0
[25 empty] | 2009-02-21 | 0
[25 empty] | 2009-02-22 | 0
[25 empty] | 2009-02-23 | 0
[25 empty] | 2009-02-24 | 0
[25 empty] | 2009-02-25 | 0
[25 empty] | 2009-02-26 | 0
[25 empty] | 2009-02-27 | 0
[25 empty] | 2009-02-28 | 0
[25 empty] | 2009-03-01 | 0
[25 empty] | 2009-03-02 | 0
[25 empty] | 2009-03-03 | 0
[25 empty] | 2009-03-04 | 0
[25 empty] | 2009-03-05 | 0
[25 empty] | 2009-03-06 | 0
[25 empty] | 2009-03-07 | 0
[25 empty] | 2009-03-08 | 0
[25 empty] | 2009-03-09 | 0
[25 empty] | 2009-03-10 | 0
[25 empty] | 2009-03-11 | 0
[25 empty] | 2009-03-12 | 0
[25 empty] | 2009-03-13 | 0
[25 empty] | 2009-03-14 | 0
[25 empty] | 2009-03-15 | 0
[25 empty] | 2009-03-16 | 0
[25 empty] | 2009-03-17 | 0
[25 empty] | 2009-03-18 | 0
[25 empty] | 2009-03-19 | 0
[25 empty] | 2009-03-20 | 0
[25 empty] | 2009-03-21 | 0
[25 empty] | 2009-03-22 | 0
[25 empty] | 2009-03-23 | 0
[25 empty] | 2009-03-24 | 0
[25 empty] | 2009-03-25 | 31.78
[25 empty] | 2009-03-26 | 31.78
[25 empty] | 2009-03-27 | 31.78
[25 empty] | 2009-03-28 | 167.42
[25 empty] | 2009-03-29 | 148.82
[25 empty] | 2009-03-30 | 148.82
[25 empty] | 2009-03-31 | 176.73
[25 empty] | 2009-04-01 | 176.73
[25 empty] | 2009-04-02 | 176.73
[25 empty] | 2009-04-03 | 248.59
[25 empty] | 2009-04-04 | 248.59
[25 empty] | 2009-04-05 | 248.59
[25 empty] | 2009-04-06 | 248.59
[25 empty] | 2009-04-07 | 230.59
[25 empty] | 2009-04-08 | 230.59
[25 empty] | 2009-04-09 | 259.89
[25 empty] | 2009-04-10 | 259.89
[25 empty] | 2009-04-11 | 259.89
[25 empty] | 2009-04-12 | 259.89
[25 empty] | 2009-04-13 | 259.89
[25 empty] | 2009-04-14 | 311.46
[25 empty] | 2009-04-15 | 311.46
[25 empty] | 2009-04-16 | 311.46
[25 empty] | 2009-04-17 | 15.361
[25 empty] | 2009-04-18 | 15.361
[25 empty] | 2009-04-19 | 15.361
[25 empty] | 2009-04-20 | 15.361
[25 empty] | 2009-04-21 | 167.51
[25 empty] | 2009-04-22 | 167.51
[25 empty] | 2009-04-23 | 167.51
[25 empty] | 2009-04-24 | 117.4
[25 empty] | 2009-04-25 | 117.4
[25 empty] | 2009-04-26 | 117.4
[25 empty] | 2009-04-27 | 117.4
[25 empty] | 2009-04-28 | 83.388
[25 empty] | 2009-04-29 | 83.388
[25 empty] | 2009-04-30 | 83.388
[25 empty] | 2009-05-01 | 0
[25 empty] | 2009-05-02 | 0
[25 empty] | 2009-05-03 | 0
[25 empty] | 2009-05-04 | 0
[25 empty] | 2009-05-05 | 0
[25 empty] | 2009-05-06 | 0
[25 empty] | 2009-05-07 | 0
[25 empty] | 2009-05-08 | 0
[25 empty] | 2009-05-09 | 0
[25 empty] | 2009-05-10 | 0
[25 empty] | 2009-05-11 | 0
[25 empty] | 2009-05-12 | 0
[25 empty] | 2009-05-13 | 0
[25 empty] | 2009-05-14 | 0
[25 empty] | 2009-05-15 | 0
[25 empty] | 2009-05-16 | 0
[25 empty] | 2009-05-17 | 0
[25 empty] | 2009-05-18 | 0
[25 empty] | 2009-05-19 | 0
[25 empty] | 2009-05-20 | 0
[25 empty] | 2009-05-21 | 0
[25 empty] | 2009-05-22 | 0
[25 empty] | 2009-05-23 | 0
[25 empty] | 2009-05-24 | 0
[25 empty] | 2009-05-25 | 0
[25 empty] | 2009-05-26 | 0
[25 empty] | 2009-05-27 | 0
[25 empty] | 2009-05-28 | 0
[25 empty] | 2009-05-29 | 0
[25 empty] | 2009-05-30 | 0
[25 empty] | 2009-05-31 | 0
[25 empty] | 2009-06-01 | 0
[25 empty] | 2009-06-02 | 0
[25 empty] | 2009-06-03 | 0
[25 empty] | 2009-06-04 | 0
[25 empty] | 2009-06-05 | 0
[25 empty] | 2009-06-06 | 0
[25 empty] | 2009-06-07 | 0
[25 empty] | 2009-06-08 | 0
[25 empty] | 2009-06-09 | 32.714
[25 empty] | 2009-06-10 | 32.714
[25 empty] | 2009-06-11 | 32.714
[25 empty] | 2009-06-12 | 32.714
[25 empty] | 2009-06-13 | 32.714
[25 empty] | 2009-06-14 | 83.306
[25 empty] | 2009-06-15 | 83.306
[25 empty] | 2009-06-16 | 83.306
[25 empty] | 2009-06-17 | 83.306
[25 empty] | 2009-06-18 | 83.306
[25 empty] | 2009-06-19 | 83.306
[25 empty] | 2009-06-20 | 83.306
[25 empty] | 2009-06-21 | 83.306
[25 empty] | 2009-06-22 | 83.306
[25 empty] | 2009-06-23 | 83.306
[25 empty] | 2009-06-24 | 83.306
[25 empty] | 2009-06-25 | 83.306
[25 empty] | 2009-06-26 | 83.306
[25 empty] | 2009-06-27 | 83.306
[25 empty] | 2009-06-28 | 83.306
[25 empty] | 2009-06-29 | 83.306
[25 empty] | 2009-06-30 | 0
[25 empty] | 2009-07-01 | 0
[25 empty] | 2009-07-02 | 0
[25 empty] | 2009-07-03 | 0
[25 empty] | 2009-07-04 | 0
[25 empty] | 2009-07-05 | 0
[25 empty] | 2009-07-06 | 0
[25 empty] | 2009-07-07 | 0
[25 empty] | 2009-07-08 | 0
[25 empty] | 2009-07-09 | 0
[25 empty] | 2009-07-10 | 0
[25 empty] | 2009-07-11 | 0
[25 empty] | 2009-07-12 | 0
[25 empty] | 2009-07-13 | 0
[25 empty] | 2009-07-14 | 65.264
[25 empty] | 2009-07-15 | 65.264
[25 empty] | 2009-07-16 | 65.264
[25 empty] | 2009-07-17 | 65.264
[25 empty] | 2009-07-18 | 65.264
[25 empty] | 2009-07-19 | 65.264
[25 empty] | 2009-07-20 | 65.264
[25 empty] | 2009-07-21 | 36.051
[25 empty] | 2009-07-22 | 36.051
[25 empty] | 2009-07-23 | 36.051
[25 empty] | 2009-07-24 | 36.051
[25 empty] | 2009-07-25 | 36.051
[25 empty] | 2009-07-26 | 36.051
[25 empty] | 2009-07-27 | 36.051
[25 empty] | 2009-07-28 | 0
[25 empty] | 2009-07-29 | 0
[25 empty] | 2009-07-30 | 0
[25 empty] | 2009-07-31 | 0
[25 empty] | 2009-08-01 | 0
[25 empty] | 2009-08-02 | 0
[25 empty] | 2009-08-03 | 0
[25 empty] | 2009-08-04 | 10.424
[25 empty] | 2009-08-05 | 10.424
[25 empty] | 2009-08-06 | 10.424
[25 empty] | 2009-08-07 | 10.424
[25 empty] | 2009-08-08 | 0
[25 empty] | 2009-08-09 | 0
[25 empty] | 2009-08-10 | 0
[25 empty] | 2009-08-11 | 2.2717
[25 empty] | 2009-08-12 | 2.2717
[25 empty] | 2009-08-13 | 2.2717
[25 empty] | 2009-08-14 | 2.2717
[25 empty] | 2009-08-15 | 2.2717
[25 empty] | 2009-08-16 | 2.2717
[25 empty] | 2009-08-17 | 2.2717
[25 empty] | 2009-08-18 | 2.2717
[25 empty] | 2009-08-19 | 0
[25 empty] | 2009-08-20 | 0
[25 empty] | 2009-08-21 | 0
[25 empty] | 2009-08-22 | 0
[25 empty] | 2009-08-23 | 0
[25 empty] | 2009-08-24 | 0
[25 empty] | 2009-08-25 | 11.684
[25 empty] | 2009-08-26 | 11.684
[25 empty] | 2009-08-27 | 11.684
[25 empty] | 2009-08-28 | 11.684
[25 empty] | 2009-08-29 | 11.684
[25 empty] | 2009-08-30 | 11.684
[25 empty] | 2009-08-31 | 11.684
[25 empty] | 2009-09-01 | 0.3244
[25 empty] | 2009-09-02 | 0.3244
[25 empty] | 2009-09-03 | 0.3244
[25 empty] | 2009-09-04 | 0.3244
[25 empty] | 2009-09-05 | 0.3244
[25 empty] | 2009-09-06 | 0.3244
[25 empty] | 2009-09-07 | 0.3244
[25 empty] | 2009-09-08 | 0
[25 empty] | 2009-09-09 | 0
[25 empty] | 2009-09-10 | 0
[25 empty] | 2009-09-11 | 0
[25 empty] | 2009-09-12 | 0
[25 empty] | 2009-09-13 | 0
[25 empty] | 2009-09-14 | 0
[25 empty] | 2009-09-15 | 0
[25 empty] | 2009-09-16 | 0
[25 empty] | 2009-09-17 | 0
[25 empty] | 2009-09-18 | 0
[25 empty] | 2009-09-19 | 0
[25 empty] | 2009-09-20 | 0
[25 empty] | 2009-09-21 | 0
[25 empty] | 2009-09-22 | 0
[25 empty] | 2009-09-23 | 0
[25 empty] | 2009-09-24 | 0
[25 empty] | 2009-09-25 | 0
[25 empty] | 2009-09-26 | 0
[25 empty] | 2009-09-27 | 0
[25 empty] | 2009-09-28 | 0
[25 empty] | 2009-09-29 | 0
[25 empty] | 2009-09-30 | 0
[25 empty] | 2009-10-01 | 0
[25 empty] | 2009-10-02 | 23.854
[25 empty] | 2009-10-03 | 23.854
[25 empty] | 2009-10-04 | 23.854
[25 empty] | 2009-10-05 | 23.854
[25 empty] | 2009-10-06 | 153.35
[25 empty] | 2009-10-07 | 153.35
[25 empty] | 2009-10-08 | 153.35
[25 empty] | 2009-10-09 | 153.35
[25 empty] | 2009-10-10 | 181.74
[25 empty] | 2009-10-11 | 181.74
[25 empty] | 2009-10-12 | 181.74
[25 empty] | 2009-10-13 | 204.46
[25 empty] | 2009-10-14 | 0
[25 empty] | 2009-10-15 | 0
[25 empty] | 2009-10-16 | 0
[25 empty] | 2009-10-17 | 197.65
[25 empty] | 2009-10-18 | 197.65
[25 empty] | 2009-10-19 | 197.65
[25 empty] | 2009-10-20 | 299.92
[25 empty] | 2009-10-21 | 164.58
[25 empty] | 2009-10-22 | 133.86
[25 empty] | 2009-10-23 | 195.3
[25 empty] | 2009-10-24 | 232.61
[25 empty] | 2009-10-25 | 278.69
[25 empty] | 2009-10-26 | 100.94
[25 empty] | 2009-10-27 | 221.64
[25 empty] | 2009-10-28 | 164.58
[25 empty] | 2009-10-29 | 186.53
[25 empty] | 2009-10-30 | 103.14
[25 empty] | 2009-10-31 | 142.64
[25 empty] | 2009-11-01 | 195.3
[25 empty] | 2009-11-02 | 158.73
[25 empty] | 2009-11-03 | 0
[25 empty] | 2009-11-04 | 0
[25 empty] | 2009-11-05 | 0
[25 empty] | 2009-11-06 | 0
[25 empty] | 2009-11-07 | 0
[25 empty] | 2009-11-08 | 0
[25 empty] | 2009-11-09 | 0
[25 empty] | 2009-11-10 | 0
[25 empty] | 2009-11-11 | 0
[25 empty] | 2009-11-12 | 0
[25 empty] | 2009-11-13 | 0
[25 empty] | 2009-11-14 | 0
[25 empty] | 2009-11-15 | 0
[25 empty] | 2009-11-16 | 0
[25 empty] | 2009-11-17 | 0
[25 empty] | 2009-11-18 | 0
[25 empty] | 2009-11-19 | 0
[25 empty] | 2009-11-20 | 0
[25 empty] | 2009-11-21 | 0
[25 empty] | 2009-11-22 | 0
[25 empty] | 2009-11-23 | 0
[25 empty] | 2009-11-24 | 0
[25 empty] | 2009-11-25 | 0
[25 empty] | 2009-11-26 | 0
[25 empty] | 2009-11-27 | 0
[25 empty] | 2009-11-28 | 0
[25 empty] | 2009-11-29 | 0
[25 empty] | 2009-11-30 | 0
[25 empty] | 2009-12-01 | 0
[25 empty] | 2009-12-02 | 0
[25 empty] | 2009-12-03 | 0
[25 empty] | 2009-12-04 | 0
[25 empty] | 2009-12-05 | 0
[25 empty] | 2009-12-06 | 0
[25 empty] | 2009-12-07 | 0
[25 empty] | 2009-12-08 | 0
[25 empty] | 2009-12-09 | 0
[25 empty] | 2009-12-10 | 0
[25 empty] | 2009-12-11 | 0
[25 empty] | 2009-12-12 | 0
[25 empty] | 2009-12-13 | 0
[25 empty] | 2009-12-14 | 0
[25 empty] | 2009-12-15 | 0
[25 empty] | 2009-12-16 | 0
[25 empty] | 2009-12-17 | 0
[25 empty] | 2009-12-18 | 0
[25 empty] | 2009-12-19 | 0
[25 empty] | 2009-12-20 | 0
[25 empty] | 2009-12-21 | 0
[25 empty] | 2009-12-22 | 0
[25 empty] | 2009-12-23 | 0
[25 empty] | 2009-12-24 | 0
[25 empty] | 2009-12-25 | 0
[25 empty] | 2009-12-26 | 0
[25 empty] | 2009-12-27 | 0
[25 empty] | 2009-12-28 | 0
[25 empty] | 2009-12-29 | 0
[25 empty] | 2009-12-30 | 0
[25 empty] | 2009-12-31 | 0
[25 empty] | 2010-01-01 | 0
[25 empty] | 2010-01-02 | 0
[25 empty] | 2010-01-03 | 0
[25 empty] | 2010-01-04 | 0
[25 empty] | 2010-01-05 | 0
[25 empty] | 2010-01-06 | 0
[25 empty] | 2010-01-07 | 0
[25 empty] | 2010-01-08 | 0
[25 empty] | 2010-01-09 | 0
[25 empty] | 2010-01-10 | 0
[25 empty] | 2010-01-11 | 0
[25 empty] | 2010-01-12 | 0
[25 empty] | 2010-01-13 | 0
[25 empty] | 2010-01-14 | 0
[25 empty] | 2010-01-15 | 0
[25 empty] | 2010-01-16 | 0
[25 empty] | 2010-01-17 | 0
[25 empty] | 2010-01-18 | 0
[25 empty] | 2010-01-19 | 0
[25 empty] | 2010-01-20 | 0
[25 empty] | 2010-01-21 | 0
[25 empty] | 2010-01-22 | 0
[25 empty] | 2010-01-23 | 0
[25 empty] | 2010-01-24 | 0
[25 empty] | 2010-01-25 | 0
[25 empty] | 2010-01-26 | 0
[25 empty] | 2010-01-27 | 0
[25 empty] | 2010-01-28 | 0
[25 empty] | 2010-01-29 | 0
[25 empty] | 2010-01-30 | 0
[25 empty] | 2010-01-31 | 0
[25 empty] | 2010-02-01 | 0
[25 empty] | 2010-02-02 | 0
[25 empty] | 2010-02-03 | 0
[25 empty] | 2010-02-04 | 0
[25 empty] | 2010-02-05 | 0
[25 empty] | 2010-02-06 | 0
[25 empty] | 2010-02-07 | 0
[25 empty] | 2010-02-08 | 0
[25 empty] | 2010-02-09 | 0
[25 empty] | 2010-02-10 | 0
[25 empty] | 2010-02-11 | 0
[25 empty] | 2010-02-12 | 0
[25 empty] | 2010-02-13 | 0
[25 empty] | 2010-02-14 | 0
[25 empty] | 2010-02-15 | 0
[25 empty] | 2010-02-16 | 0
[25 empty] | 2010-02-17 | 0
[25 empty] | 2010-02-18 | 0
[25 empty] | 2010-02-19 | 0
[25 empty] | 2010-02-20 | 0
[25 empty] | 2010-02-21 | 0
[25 empty] | 2010-02-22 | 0
[25 empty] | 2010-02-23 | 0
[25 empty] | 2010-02-24 | 0
[25 empty] | 2010-02-25 | 0
[25 empty] | 2010-02-26 | 0
[25 empty] | 2010-02-27 | 0
[25 empty] | 2010-02-28 | 0
[25 empty] | 2010-03-01 | 0
[25 empty] | 2010-03-02 | 0
[25 empty] | 2010-03-03 | 0
[25 empty] | 2010-03-04 | 0
[25 empty] | 2010-03-05 | 0
[25 empty] | 2010-03-06 | 0
[25 empty] | 2010-03-07 | 0
[25 empty] | 2010-03-08 | 0
[25 empty] | 2010-03-09 | 0
[25 empty] | 2010-03-10 | 0
[25 empty] | 2010-03-11 | 0
[25 empty] | 2010-03-12 | 0
[25 empty] | 2010-03-13 | 0
[25 empty] | 2010-03-14 | 0
[25 empty] | 2010-03-15 | 0
[25 empty] | 2010-03-16 | 0
[25 empty] | 2010-03-17 | 0
[25 empty] | 2010-03-18 | 0
[25 empty] | 2010-03-19 | 0
[25 empty] | 2010-03-20 | 0
[25 empty] | 2010-03-21 | 0
[25 empty] | 2010-03-22 | 0
[25 empty] | 2010-03-23 | 0
[25 empty] | 2010-03-24 | 88.364
[25 empty] | 2010-03-25 | 88.364
[25 empty] | 2010-03-26 | 48.251
[25 empty] | 2010-03-27 | 48.251
[25 empty] | 2010-03-28 | 48.251
[25 empty] | 2010-03-29 | 48.251
[25 empty] | 2010-03-30 | 13.952
[25 empty] | 2010-03-31 | 13.952
[25 empty] | 2010-04-01 | 13.952
[25 empty] | 2010-04-02 | 13.952
[25 empty] | 2010-04-03 | 13.952
[25 empty] | 2010-04-04 | 13.952
[25 empty] | 2010-04-05 | 13.952
[25 empty] | 2010-04-06 | 17.939
[25 empty] | 2010-04-07 | 17.939
[25 empty] | 2010-04-08 | 17.939
[25 empty] | 2010-04-09 | 17.939
[25 empty] | 2010-04-10 | 17.939
[25 empty] | 2010-04-11 | 17.939
[25 empty] | 2010-04-12 | 17.939
[25 empty] | 2010-04-13 | 0
[25 empty] | 2010-04-14 | 0
[25 empty] | 2010-04-15 | 0
[25 empty] | 2010-04-16 | 0
[25 empty] | 2010-04-17 | 0
[25 empty] | 2010-04-18 | 0
[25 empty] | 2010-04-19 | 0
[25 empty] | 2010-04-20 | 0
[25 empty] | 2010-04-21 | 0
[25 empty] | 2010-04-22 | 0
[25 empty] | 2010-04-23 | 0
[25 empty] | 2010-04-24 | 0
[25 empty] | 2010-04-25 | 0
[25 empty] | 2010-04-26 | 0
[25 empty] | 2010-04-27 | 4.3186
[25 empty] | 2010-04-28 | 4.3186
[25 empty] | 2010-04-29 | 4.3186
[25 empty] | 2010-04-30 | 4.3186
[25 empty] | 2010-05-01 | 4.3186
[25 empty] | 2010-05-02 | 4.3186
[25 empty] | 2010-05-03 | 4.3186
[25 empty] | 2010-05-04 | 92.35
[25 empty] | 2010-05-05 | 92.35
[25 empty] | 2010-05-06 | 92.35
[25 empty] | 2010-05-07 | 92.35
[25 empty] | 2010-05-08 | 92.35
[25 empty] | 2010-05-09 | 92.35
[25 empty] | 2010-05-10 | 92.35
[25 empty] | 2010-05-11 | 70.285
[25 empty] | 2010-05-12 | 70.285
[25 empty] | 2010-05-13 | 70.285
[25 empty] | 2010-05-14 | 70.285
[25 empty] | 2010-05-15 | 70.285
[25 empty] | 2010-05-16 | 70.285
[25 empty] | 2010-05-17 | 70.285
[25 empty] | 2010-05-18 | 62.961
[25 empty] | 2010-05-19 | 62.961
[25 empty] | 2010-05-20 | 62.961
[25 empty] | 2010-05-21 | 62.961
[25 empty] | 2010-05-22 | 62.961
[25 empty] | 2010-05-23 | 62.961
[25 empty] | 2010-05-24 | 62.961
[25 empty] | 2010-05-25 | 51.278
[25 empty] | 2010-05-26 | 51.278
[25 empty] | 2010-05-27 | 51.278
[25 empty] | 2010-05-28 | 51.278
[25 empty] | 2010-05-29 | 51.278
[25 empty] | 2010-05-30 | 51.278
[25 empty] | 2010-05-31 | 51.278
[25 empty] | 2010-06-01 | 33.103
[25 empty] | 2010-06-02 | 33.103
[25 empty] | 2010-06-03 | 33.103
[25 empty] | 2010-06-04 | 33.103
[25 empty] | 2010-06-05 | 33.103
[25 empty] | 2010-06-06 | 33.103
[25 empty] | 2010-06-07 | 33.103
[25 empty] | 2010-06-08 | 15.578
[25 empty] | 2010-06-09 | 15.578
[25 empty] | 2010-06-10 | 15.578
[25 empty] | 2010-06-11 | 15.578
[25 empty] | 2010-06-12 | 15.578
[25 empty] | 2010-06-13 | 15.578
[25 empty] | 2010-06-14 | 15.578
[25 empty] | 2010-06-15 | 72.048
[25 empty] | 2010-06-16 | 72.048
[25 empty] | 2010-06-17 | 72.048
[25 empty] | 2010-06-18 | 72.048
[25 empty] | 2010-06-19 | 72.048
[25 empty] | 2010-06-20 | 72.048
[25 empty] | 2010-06-21 | 72.048
[25 empty] | 2010-06-22 | 81.512
[25 empty] | 2010-06-23 | 81.512
[25 empty] | 2010-06-24 | 81.512
[25 empty] | 2010-06-25 | 81.512
[25 empty] | 2010-06-26 | 81.512
[25 empty] | 2010-06-27 | 81.512
[25 empty] | 2010-06-28 | 81.512
[25 empty] | 2010-06-29 | 80.253
[25 empty] | 2010-06-30 | 80.253
[25 empty] | 2010-07-01 | 80.253
[25 empty] | 2010-07-02 | 80.253
[25 empty] | 2010-07-03 | 80.253
[25 empty] | 2010-07-04 | 80.253
[25 empty] | 2010-07-05 | 80.253
[25 empty] | 2010-07-06 | 65.206
[25 empty] | 2010-07-07 | 65.206
[25 empty] | 2010-07-08 | 65.206
[25 empty] | 2010-07-09 | 65.206
[25 empty] | 2010-07-10 | 65.206
[25 empty] | 2010-07-11 | 65.206
[25 empty] | 2010-07-12 | 65.206
[25 empty] | 2010-07-13 | 48.277
[25 empty] | 2010-07-14 | 48.277
[25 empty] | 2010-07-15 | 48.277
[25 empty] | 2010-07-16 | 48.277
[25 empty] | 2010-07-17 | 48.277
[25 empty] | 2010-07-18 | 48.277
[25 empty] | 2010-07-19 | 48.277
[25 empty] | 2010-07-20 | 40.754
[25 empty] | 2010-07-21 | 40.754
[25 empty] | 2010-07-22 | 40.754
[25 empty] | 2010-07-23 | 40.754
[25 empty] | 2010-07-24 | 40.754
[25 empty] | 2010-07-25 | 40.754
[25 empty] | 2010-07-26 | 40.754
[25 empty] | 2010-07-27 | 33.857
[25 empty] | 2010-07-28 | 33.857
[25 empty] | 2010-07-29 | 33.857
[25 empty] | 2010-07-30 | 33.857
[25 empty] | 2010-07-31 | 33.857
[25 empty] | 2010-08-01 | 33.857
[25 empty] | 2010-08-02 | 33.857
[25 empty] | 2010-08-03 | 0
[25 empty] | 2010-08-04 | 0
[25 empty] | 2010-08-05 | 0
[25 empty] | 2010-08-06 | 0
[25 empty] | 2010-08-07 | 0
[25 empty] | 2010-08-08 | 0
[25 empty] | 2010-08-09 | 0
[25 empty] | 2010-08-10 | 53.607
[25 empty] | 2010-08-11 | 53.607
[25 empty] | 2010-08-12 | 53.607
[25 empty] | 2010-08-13 | 53.607
[25 empty] | 2010-08-14 | 53.607
[25 empty] | 2010-08-15 | 53.607
[25 empty] | 2010-08-16 | 53.607
[25 empty] | 2010-08-17 | 0
[25 empty] | 2010-08-18 | 0
[25 empty] | 2010-08-19 | 0
[25 empty] | 2010-08-20 | 0
[25 empty] | 2010-08-21 | 0
[25 empty] | 2010-08-22 | 0
[25 empty] | 2010-08-23 | 0
[25 empty] | 2010-08-24 | 14.734
[25 empty] | 2010-08-25 | 14.734
[25 empty] | 2010-08-26 | 14.734
[25 empty] | 2010-08-27 | 14.734
[25 empty] | 2010-08-28 | 14.734
[25 empty] | 2010-08-29 | 14.734
[25 empty] | 2010-08-30 | 14.734
[25 empty] | 2010-08-31 | 133.86
[25 empty] | 2010-09-01 | 133.86
[25 empty] | 2010-09-02 | 133.86
[25 empty] | 2010-09-03 | 133.86
[25 empty] | 2010-09-04 | 133.86
[25 empty] | 2010-09-05 | 133.86
[25 empty] | 2010-09-06 | 133.86
[25 empty] | 2010-09-07 | 37.305
[25 empty] | 2010-09-08 | 37.305
[25 empty] | 2010-09-09 | 37.305
[25 empty] | 2010-09-10 | 37.305
[25 empty] | 2010-09-11 | 37.305
[25 empty] | 2010-09-12 | 37.305
[25 empty] | 2010-09-13 | 37.305
[25 empty] | 2010-09-14 | 0
[25 empty] | 2010-09-15 | 0
[25 empty] | 2010-09-16 | 0
[25 empty] | 2010-09-17 | 0
[25 empty] | 2010-09-18 | 0
[25 empty] | 2010-09-19 | 0
[25 empty] | 2010-09-20 | 0
[25 empty] | 2010-09-21 | 0
[25 empty] | 2010-09-22 | 0
[25 empty] | 2010-09-23 | 0
[25 empty] | 2010-09-24 | 0
[25 empty] | 2010-09-25 | 0
[25 empty] | 2010-09-26 | 0
[25 empty] | 2010-09-27 | 0
[25 empty] | 2010-09-28 | 0
[25 empty] | 2010-09-29 | 0
[25 empty] | 2010-09-30 | 0
[25 empty] | 2010-10-01 | 0
[25 empty] | 2010-10-02 | 0
[25 empty] | 2010-10-03 | 0
[25 empty] | 2010-10-04 | 0
[25 empty] | 2010-10-05 | 0
[25 empty] | 2010-10-06 | 0
[25 empty] | 2010-10-07 | 0
[25 empty] | 2010-10-08 | 0
[25 empty] | 2010-10-09 | 0
[25 empty] | 2010-10-10 | 0
[25 empty] | 2010-10-11 | 0
[25 empty] | 2010-10-12 | 0
[25 empty] | 2010-10-13 | 0
[25 empty] | 2010-10-14 | 0
[25 empty] | 2010-10-15 | 0
[25 empty] | 2010-10-16 | 0
[25 empty] | 2010-10-17 | 0
[25 empty] | 2010-10-18 | 0
[25 empty] | 2010-10-19 | 0
[25 empty] | 2010-10-20 | 0
[25 empty] | 2010-10-21 | 0
[25 empty] | 2010-10-22 | 0
[25 empty] | 2010-10-23 | 0
[25 empty] | 2010-10-24 | 0
[25 empty] | 2010-10-25 | 0
[25 empty] | 2010-10-26 | 0
[25 empty] | 2010-10-27 | 0
[25 empty] | 2010-10-28 | 0
[25 empty] | 2010-10-29 | 0
[25 empty] | 2010-10-30 | 0
[25 empty] | 2010-10-31 | 0
[25 empty] | 2010-11-01 | 0
[25 empty] | 2010-11-02 | 0
[25 empty] | 2010-11-03 | 0
[25 empty] | 2010-11-04 | 0
[25 empty] | 2010-11-05 | 0
[25 empty] | 2010-11-06 | 0
[25 empty] | 2010-11-07 | 0
[25 empty] | 2010-11-08 | 0
[25 empty] | 2010-11-09 | 0
[25 empty] | 2010-11-10 | 0
[25 empty] | 2010-11-11 | 0
[25 empty] | 2010-11-12 | 0
[25 empty] | 2010-11-13 | 0
[25 empty] | 2010-11-14 | 0
[25 empty] | 2010-11-15 | 0
[25 empty] | 2010-11-16 | 12.873
[25 empty] | 2010-11-17 | 12.873
[25 empty] | 2010-11-18 | 12.873
[25 empty] | 2010-11-19 | 140.85
[25 empty] | 2010-11-20 | 106.77
[25 empty] | 2010-11-21 | 106.78
[25 empty] | 2010-11-22 | 63.609
[25 empty] | 2010-11-23 | 120.41
[25 empty] | 2010-11-24 | 111.32
[25 empty] | 2010-11-25 | 79.513
[25 empty] | 2010-11-26 | 106.78
[25 empty] | 2010-11-27 | 102.23
[25 empty] | 2010-11-28 | 87.786
[25 empty] | 2010-11-29 | 87.786
[25 empty] | 2010-11-30 | 92.166
[25 empty] | 2010-12-01 | 92.166
[25 empty] | 2010-12-02 | 92.166
[25 empty] | 2010-12-03 | 0
[25 empty] | 2010-12-04 | 0
[25 empty] | 2010-12-05 | 0
[25 empty] | 2010-12-06 | 0
[25 empty] | 2010-12-07 | 0
[25 empty] | 2010-12-08 | 0
[25 empty] | 2010-12-09 | 0
[25 empty] | 2010-12-10 | 0
[25 empty] | 2010-12-11 | 0
[25 empty] | 2010-12-12 | 0
[25 empty] | 2010-12-13 | 0
[25 empty] | 2010-12-14 | 0
[25 empty] | 2010-12-15 | 0
[25 empty] | 2010-12-16 | 0
[25 empty] | 2010-12-17 | 0
[25 empty] | 2010-12-18 | 0
[25 empty] | 2010-12-19 | 0
[25 empty] | 2010-12-20 | 0
[25 empty] | 2010-12-21 | 0
[25 empty] | 2010-12-22 | 0
[25 empty] | 2010-12-23 | 0
[25 empty] | 2010-12-24 | 0
[25 empty] | 2010-12-25 | 0
[25 empty] | 2010-12-26 | 0
[25 empty] | 2010-12-27 | 0
[25 empty] | 2010-12-28 | 0
[25 empty] | 2010-12-29 | 0
[25 empty] | 2010-12-30 | 0
[25 empty] | 2010-12-31 | 0
[25 empty] | 2011-01-01 | 0
[25 empty] | 2011-01-02 | 0
[25 empty] | 2011-01-03 | 0
[25 empty] | 2011-01-04 | 0
[25 empty] | 2011-01-05 | 0
[25 empty] | 2011-01-06 | 0
[25 empty] | 2011-01-07 | 0
[25 empty] | 2011-01-08 | 0
[25 empty] | 2011-01-09 | 0
[25 empty] | 2011-01-10 | 0
[25 empty] | 2011-01-11 | 0
[25 empty] | 2011-01-12 | 0
[25 empty] | 2011-01-13 | 0
[25 empty] | 2011-01-14 | 0
[25 empty] | 2011-01-15 | 0
[25 empty] | 2011-01-16 | 0
[25 empty] | 2011-01-17 | 0
[25 empty] | 2011-01-18 | 0
[25 empty] | 2011-01-19 | 0
[25 empty] | 2011-01-20 | 0
[25 empty] | 2011-01-21 | 0
[25 empty] | 2011-01-22 | 0
[25 empty] | 2011-01-23 | 0
[25 empty] | 2011-01-24 | 0
[25 empty] | 2011-01-25 | 0
[25 empty] | 2011-01-26 | 0
[25 empty] | 2011-01-27 | 0
[25 empty] | 2011-01-28 | 0
[25 empty] | 2011-01-29 | 0
[25 empty] | 2011-01-30 | 0
[25 empty] | 2011-01-31 | 0
[25 empty] | 2011-02-01 | 0
[25 empty] | 2011-02-02 | 0
[25 empty] | 2011-02-03 | 0
[25 empty] | 2011-02-04 | 0
[25 empty] | 2011-02-05 | 0
[25 empty] | 2011-02-06 | 0
[25 empty] | 2011-02-07 | 0
[25 empty] | 2011-02-08 | 0
[25 empty] | 2011-02-09 | 0
[25 empty] | 2011-02-10 | 0
[25 empty] | 2011-02-11 | 0
[25 empty] | 2011-02-12 | 0
[25 empty] | 2011-02-13 | 0
[25 empty] | 2011-02-14 | 0
[25 empty] | 2011-02-15 | 0
[25 empty] | 2011-02-16 | 0
[25 empty] | 2011-02-17 | 0
[25 empty] | 2011-02-18 | 0
[25 empty] | 2011-02-19 | 0
[25 empty] | 2011-02-20 | 0
[25 empty] | 2011-02-21 | 0
[25 empty] | 2011-02-22 | 0
[25 empty] | 2011-02-23 | 0
[25 empty] | 2011-02-24 | 0
[25 empty] | 2011-02-25 | 0
[25 empty] | 2011-02-26 | 0
[25 empty] | 2011-02-27 | 0
[25 empty] | 2011-02-28 | 0
[25 empty] | 2011-03-01 | 0
[25 empty] | 2011-03-02 | 0
[25 empty] | 2011-03-03 | 0
[25 empty] | 2011-03-04 | 0
[25 empty] | 2011-03-05 | 0
[25 empty] | 2011-03-06 | 0
[25 empty] | 2011-03-07 | 0
[25 empty] | 2011-03-08 | 0
[25 empty] | 2011-03-09 | 0
[25 empty] | 2011-03-10 | 0
[25 empty] | 2011-03-11 | 0
[25 empty] | 2011-03-12 | 0
[25 empty] | 2011-03-13 | 0
[25 empty] | 2011-03-14 | 0
[25 empty] | 2011-03-15 | 0
[25 empty] | 2011-03-16 | 0
[25 empty] | 2011-03-17 | 0
[25 empty] | 2011-03-18 | 0
[25 empty] | 2011-03-19 | 0
[25 empty] | 2011-03-20 | 0
[25 empty] | 2011-03-21 | 0
[25 empty] | 2011-03-22 | 15.502
[25 empty] | 2011-03-23 | 15.502
[25 empty] | 2011-03-24 | 15.502
[25 empty] | 2011-03-25 | 0
[25 empty] | 2011-03-26 | 0
[25 empty] | 2011-03-27 | 0
[25 empty] | 2011-03-28 | 0
[25 empty] | 2011-03-29 | 38.756
[25 empty] | 2011-03-30 | 38.756
[25 empty] | 2011-03-31 | 38.756
[25 empty] | 2011-04-01 | 53.483
[25 empty] | 2011-04-02 | 53.483
[25 empty] | 2011-04-03 | 53.483
[25 empty] | 2011-04-04 | 53.483
[25 empty] | 2011-04-05 | 136.42
[25 empty] | 2011-04-06 | 136.42
[25 empty] | 2011-04-07 | 136.42
[25 empty] | 2011-04-08 | 97.519
[25 empty] | 2011-04-09 | 97.519
[25 empty] | 2011-04-10 | 97.519
[25 empty] | 2011-04-11 | 97.519
[25 empty] | 2011-04-12 | 98.445
[25 empty] | 2011-04-13 | 98.445
[25 empty] | 2011-04-14 | 98.445
[25 empty] | 2011-04-15 | 53.387
[25 empty] | 2011-04-16 | 53.387
[25 empty] | 2011-04-17 | 53.387
[25 empty] | 2011-04-18 | 53.387
[25 empty] | 2011-04-19 | 40.135
[25 empty] | 2011-04-20 | 40.135
[25 empty] | 2011-04-21 | 40.135
[25 empty] | 2011-04-22 | 61.906
[25 empty] | 2011-04-23 | 61.906
[25 empty] | 2011-04-24 | 61.906
[25 empty] | 2011-04-25 | 61.906
[25 empty] | 2011-04-26 | 52.252
[25 empty] | 2011-04-27 | 52.252
[25 empty] | 2011-04-28 | 52.252
[25 empty] | 2011-04-29 | 0
[25 empty] | 2011-04-30 | 0
[25 empty] | 2011-05-01 | 0
[25 empty] | 2011-05-02 | 0
[25 empty] | 2011-05-03 | 0
[25 empty] | 2011-05-04 | 0
[25 empty] | 2011-05-05 | 0
[25 empty] | 2011-05-06 | 49.979
[25 empty] | 2011-05-07 | 49.979
[25 empty] | 2011-05-08 | 49.979
[25 empty] | 2011-05-09 | 49.979
[25 empty] | 2011-05-10 | 103.75
[25 empty] | 2011-05-11 | 103.75
[25 empty] | 2011-05-12 | 103.75
[25 empty] | 2011-05-13 | 87.464
[25 empty] | 2011-05-14 | 87.464
[25 empty] | 2011-05-15 | 87.464
[25 empty] | 2011-05-16 | 87.464
[25 empty] | 2011-05-17 | 53.766
[25 empty] | 2011-05-18 | 53.766
[25 empty] | 2011-05-19 | 53.766
[25 empty] | 2011-05-20 | 51.683
[25 empty] | 2011-05-21 | 51.683
[25 empty] | 2011-05-22 | 51.683
[25 empty] | 2011-05-23 | 51.683
[25 empty] | 2011-05-24 | 73.944
[25 empty] | 2011-05-25 | 73.944
[25 empty] | 2011-05-26 | 73.944
[25 empty] | 2011-05-27 | 54.312
[25 empty] | 2011-05-28 | 54.312
[25 empty] | 2011-05-29 | 54.312
[25 empty] | 2011-05-30 | 54.312
[25 empty] | 2011-05-31 | 70.849
[25 empty] | 2011-06-01 | 70.849
[25 empty] | 2011-06-02 | 70.849
[25 empty] | 2011-06-03 | 70.849
[25 empty] | 2011-06-04 | 70.849
[25 empty] | 2011-06-05 | 70.849
[25 empty] | 2011-06-06 | 70.849
[25 empty] | 2011-06-07 | 42.426
[25 empty] | 2011-06-08 | 42.426
[25 empty] | 2011-06-09 | 42.426
[25 empty] | 2011-06-10 | 0
[25 empty] | 2011-06-11 | 0
[25 empty] | 2011-06-12 | 0
[25 empty] | 2011-06-13 | 0
[25 empty] | 2011-06-14 | 0
[25 empty] | 2011-06-15 | 0
[25 empty] | 2011-06-16 | 0
[25 empty] | 2011-06-17 | 13.715
[25 empty] | 2011-06-18 | 13.715
[25 empty] | 2011-06-19 | 13.715
[25 empty] | 2011-06-20 | 13.715
[25 empty] | 2011-06-21 | 0
[25 empty] | 2011-06-22 | 0
[25 empty] | 2011-06-23 | 0
[25 empty] | 2011-06-24 | 0
[25 empty] | 2011-06-25 | 0
[25 empty] | 2011-06-26 | 0
[25 empty] | 2011-06-27 | 0
[25 empty] | 2011-06-28 | 0
[25 empty] | 2011-06-29 | 0
[25 empty] | 2011-06-30 | 0
[25 empty] | 2011-07-01 | 0
[25 empty] | 2011-07-02 | 0
[25 empty] | 2011-07-03 | 0
[25 empty] | 2011-07-04 | 0
[25 empty] | 2011-07-05 | 0
[25 empty] | 2011-07-06 | 0
[25 empty] | 2011-07-07 | 0
[25 empty] | 2011-07-08 | 0
[25 empty] | 2011-07-09 | 0
[25 empty] | 2011-07-10 | 0
[25 empty] | 2011-07-11 | 0
[25 empty] | 2011-07-12 | 0
[25 empty] | 2011-07-13 | 0
[25 empty] | 2011-07-14 | 0
[25 empty] | 2011-07-15 | 22.493
[25 empty] | 2011-07-16 | 22.493
[25 empty] | 2011-07-17 | 22.493
[25 empty] | 2011-07-18 | 22.493
[25 empty] | 2011-07-19 | 0
[25 empty] | 2011-07-20 | 0
[25 empty] | 2011-07-21 | 0
[25 empty] | 2011-07-22 | 0
[25 empty] | 2011-07-23 | 0
[25 empty] | 2011-07-24 | 0
[25 empty] | 2011-07-25 | 0
[25 empty] | 2011-07-26 | 31.805
[25 empty] | 2011-07-27 | 31.805
[25 empty] | 2011-07-28 | 31.805
[25 empty] | 2011-07-29 | 0
[25 empty] | 2011-07-30 | 0
[25 empty] | 2011-07-31 | 0
[25 empty] | 2011-08-01 | 0
[25 empty] | 2011-08-02 | 0
[25 empty] | 2011-08-03 | 0
[25 empty] | 2011-08-04 | 0
[25 empty] | 2011-08-05 | 3.9757
[25 empty] | 2011-08-06 | 3.9757
[25 empty] | 2011-08-07 | 3.9757
[25 empty] | 2011-08-08 | 3.9757
[25 empty] | 2011-08-09 | 26.787
[25 empty] | 2011-08-10 | 26.787
[25 empty] | 2011-08-11 | 26.787
[25 empty] | 2011-08-12 | 0
[25 empty] | 2011-08-13 | 0
[25 empty] | 2011-08-14 | 0
[25 empty] | 2011-08-15 | 0
[25 empty] | 2011-08-16 | 0
[25 empty] | 2011-08-17 | 0
[25 empty] | 2011-08-18 | 0
[25 empty] | 2011-08-19 | 0
[25 empty] | 2011-08-20 | 0
[25 empty] | 2011-08-21 | 0
[25 empty] | 2011-08-22 | 0
[25 empty] | 2011-08-23 | 0
[25 empty] | 2011-08-24 | 0
[25 empty] | 2011-08-25 | 0
[25 empty] | 2011-08-26 | 0
[25 empty] | 2011-08-27 | 0
[25 empty] | 2011-08-28 | 0
[25 empty] | 2011-08-29 | 0
[25 empty] | 2011-08-30 | 7.5725
[25 empty] | 2011-08-31 | 7.5725
[25 empty] | 2011-09-01 | 7.5725
[25 empty] | 2011-09-02 | 8.5194
[25 empty] | 2011-09-03 | 8.5194
[25 empty] | 2011-09-04 | 8.5194
[25 empty] | 2011-09-05 | 8.5194
[25 empty] | 2011-09-06 | 0
[25 empty] | 2011-09-07 | 0
[25 empty] | 2011-09-08 | 0
[25 empty] | 2011-09-09 | 0
[25 empty] | 2011-09-10 | 0
[25 empty] | 2011-09-11 | 0
[25 empty] | 2011-09-12 | 0
[25 empty] | 2011-09-13 | 9.8449
[25 empty] | 2011-09-14 | 9.8449
[25 empty] | 2011-09-15 | 9.8449
[25 empty] | 2011-09-16 | 17.038
[25 empty] | 2011-09-17 | 17.038
[25 empty] | 2011-09-18 | 17.038
[25 empty] | 2011-09-19 | 17.038
[25 empty] | 2011-09-20 | 222.03
[25 empty] | 2011-09-21 | 222.03
[25 empty] | 2011-09-22 | 222.03
[25 empty] | 2011-09-23 | 217.8
[25 empty] | 2011-09-24 | 217.8
[25 empty] | 2011-09-25 | 217.8
[25 empty] | 2011-09-26 | 217.8
[25 empty] | 2011-09-27 | 220.8
[25 empty] | 2011-09-28 | 220.8
[25 empty] | 2011-09-29 | 220.8
[25 empty] | 2011-09-30 | 220.8
[25 empty] | 2011-10-01 | 0
[25 empty] | 2011-10-02 | 0
[25 empty] | 2011-10-03 | 0
[25 empty] | 2011-10-04 | 0
[25 empty] | 2011-10-05 | 0
[25 empty] | 2011-10-06 | 0
[25 empty] | 2011-10-07 | 0
[25 empty] | 2011-10-08 | 0
[25 empty] | 2011-10-09 | 0
[25 empty] | 2011-10-10 | 0
[25 empty] | 2011-10-11 | 0
[25 empty] | 2011-10-12 | 0
[25 empty] | 2011-10-13 | 0
[25 empty] | 2011-10-14 | 0
[25 empty] | 2011-10-15 | 0
[25 empty] | 2011-10-16 | 0
[25 empty] | 2011-10-17 | 0
[25 empty] | 2011-10-18 | 0
[25 empty] | 2011-10-19 | 0
[25 empty] | 2011-10-20 | 0
[25 empty] | 2011-10-21 | 0
[25 empty] | 2011-10-22 | 0
[25 empty] | 2011-10-23 | 0
[25 empty] | 2011-10-24 | 0
[25 empty] | 2011-10-25 | 0
[25 empty] | 2011-10-26 | 0
[25 empty] | 2011-10-27 | 0
[25 empty] | 2011-10-28 | 0
[25 empty] | 2011-10-29 | 0
[25 empty] | 2011-10-30 | 0
[25 empty] | 2011-10-31 | 0
[25 empty] | 2011-11-01 | 0
[25 empty] | 2011-11-02 | 0
[25 empty] | 2011-11-03 | 0
[25 empty] | 2011-11-04 | 0
[25 empty] | 2011-11-05 | 0
[25 empty] | 2011-11-06 | 0
[25 empty] | 2011-11-07 | 0
[25 empty] | 2011-11-08 | 0
[25 empty] | 2011-11-09 | 0
[25 empty] | 2011-11-10 | 0
[25 empty] | 2011-11-11 | 0
[25 empty] | 2011-11-12 | 0
[25 empty] | 2011-11-13 | 0
[25 empty] | 2011-11-14 | 0
[25 empty] | 2011-11-15 | 0
[25 empty] | 2011-11-16 | 0
[25 empty] | 2011-11-17 | 0
[25 empty] | 2011-11-18 | 0
[25 empty] | 2011-11-19 | 0
[25 empty] | 2011-11-20 | 0
[25 empty] | 2011-11-21 | 0
[25 empty] | 2011-11-22 | 0
[25 empty] | 2011-11-23 | 176.04
[25 empty] | 2011-11-24 | 176.04
[25 empty] | 2011-11-25 | 176.04
[25 empty] | 2011-11-26 | 176.04
[25 empty] | 2011-11-27 | 176.04
[25 empty] | 2011-11-28 | 176.04
[25 empty] | 2011-11-29 | 54.86
[25 empty] | 2011-11-30 | 54.86
[25 empty] | 2011-12-01 | 54.86
[25 empty] | 2011-12-02 | 54.86
[25 empty] | 2011-12-03 | 54.86
[25 empty] | 2011-12-04 | 54.86
[25 empty] | 2011-12-05 | 54.86
[25 empty] | 2011-12-06 | 76.256
[25 empty] | 2011-12-07 | 76.256
[25 empty] | 2011-12-08 | 76.256
[25 empty] | 2011-12-09 | 76.256
[25 empty] | 2011-12-10 | 76.256
[25 empty] | 2011-12-11 | 76.256
[25 empty] | 2011-12-12 | 76.256
[25 empty] | 2011-12-13 | 76.256
[25 empty] | 2011-12-14 | 0
[25 empty] | 2011-12-15 | 0
[25 empty] | 2011-12-16 | 0
[25 empty] | 2011-12-17 | 0
[25 empty] | 2011-12-18 | 0
[25 empty] | 2011-12-19 | 0
[25 empty] | 2011-12-20 | 0
[25 empty] | 2011-12-21 | 0
[25 empty] | 2011-12-22 | 0
[25 empty] | 2011-12-23 | 0
[25 empty] | 2011-12-24 | 0
[25 empty] | 2011-12-25 | 0
[25 empty] | 2011-12-26 | 0
[25 empty] | 2011-12-27 | 0
[25 empty] | 2011-12-28 | 0
[25 empty] | 2011-12-29 | 0
[25 empty] | 2011-12-30 | 0
[25 empty] | 2011-12-31 | 0
[25 empty] | 2012-01-01 | 0
Note on BD2: GoldSim Version: 10.50.200 Model: C:\Projects\Faro\Model\Current Model\FMC_WB_WQModel_V2.0\X14Analysis\FMC_WB_WQModel_V2.04_S4.gsm Element ID: \Faro_SWWQM\Results\SingleWQ_4Dash\SingleWQ_CVD\R_SingleWQ Element Description: Simulated on: 5/10/2013 12:06:40 Exported on: 5/10/2013 12:07:46 # of Realizations: 100 # of Time Values: 121 Time Display Units: yr
Note on AH4: GoldSim Version: 10.50.200 Model: C:\Projects\Faro\Model\Current Model\FMC_WB_WQModel_V2.0\X14Analysis\FMC_WB_WQModel_V2.04_S4.gsm Element ID: \Faro_SWWQM\Results\SingleWQ_4Dash\SingleWQ_EfluentWTP_Faro\R_SingleWQ Element Description: Simulated on: 5/10/2013 12:06:40 Exported on: 5/10/2013 12:07:46 # of Realizations: 100 # of Time Values: 121 Time Display Units: yr

## WTP
Plot E - Range of Monthly WTP flows - Scenario C-1c | [10 empty] | JAN | FEB | MAR | APR | MAY | JUN | JUL | AUG | SEP | OCT | NOV | DEC
[10 empty] | Max | 0 | 0 | 0 | 0 | 8099.9999 | 6568.8817 | 4791.529 | 2632.5923 | 1964.5332 | 0 | 0 | 0
[10 empty] | 95% percentile | 0 | 0 | 0 | 0 | 8099.9999 | 5389.628 | 4174.6921 | 2543.6897 | 1843.7745 | 0 | 0 | 0
[10 empty] | 75% Percentile | 0 | 0 | 0 | 0 | 7976.1405 | 4418.4356 | 3734.9884 | 2128.3375 | 1496.2971 | 0 | 0 | 0
[10 empty] | Median | 0 | 0 | 0 | 0 | 7050.9721 | 3799.265 | 3310.2406 | 1778.7958 | 1242.4154 | 0 | 0 | 0
[10 empty] | Mean | 0 | 0 | 0 | 0 | 6994.4573 | 3986.1569 | 3370.2771 | 1826.0018 | 1298.1304 | 0 | 0 | 0
| Mean | S.D. | Least Result | 5% | 25% | Median | 75% | 95% | Greatest Result | Min | 0 | 0 | 0 | 0 | 4603.1794 | 2308.4506 | 2137.6323 | 874.7139 | 599.9169 | 0 | 0 | 0
| 0 | [9 empty] | JAN: MIN |  | MEAN | [12 empty] | MEDIAN | [12 empty] | 75% | [12 empty] | 95% | [12 empty] | MAX
Time (yr) | Total_Faro_Discharge:Mean | Total_Faro_Discharge:Least Result | Total_Faro_Discharge:5% | Total_Faro_Discharge:25% | Total_Faro_Discharge:Median | Total_Faro_Discharge:75% | Total_Faro_Discharge:95% | Total_Faro_Discharge:Greatest Result | Greatest Result |  | 1 | 2 | 3 | 4 | 5 | 6 | 7 | 8 | 9 | 10 | 11 | 12 |  | 1 | 2 | 3 | 4 | 5 | 6 | 7 | 8 | 9 | 10 | 11 | 12 |  | 1 | 2 | 3 | 4 | 5 | 6 | 7 | 8 | 9 | 10 | 11 | 12 |  | 1 | 2 | 3 | 4 | 5 | 6 | 7 | 8 | 9 | 10 | 11 | 12 |  | 1 | 2 | 3 | 4 | 5 | 6 | 7 | 8 | 9 | 10 | 11 | 12 |  | 1 | 2 | 3 | 4 | 5 | 6 | 7 | 8 | 9 | 10 | 11 | 12
0 | 0 | 0 | 0 | 0 | 0 | 0 | 0 | 0 | 0 | 1 | 0 | 0 | 0 | 0 | 8099.9999 | 3556.0747 | 1532.7949 | 883.2192 | 602.5498 | 0 | 0 | 0 | 1 | 0 | 0 | 0 | 0 | 8099.9999 | 6753.2475 | 3526.6471 | 1839.9907 | 1313.7439 | 0 | 0 | 0 | 1 | 0 | 0 | 0 | 0 | 8099.9999 | 6590.8352 | 3324.3592 | 1802.3196 | 1247.9598 | 0 | 0 | 0 | 1 | 0 | 0 | 0 | 0 | 8099.9999 | 7962.0471 | 3776.4791 | 2152.1758 | 1501.7709 | 0 | 0 | 0 | 1 | 0 | 0 | 0 | 0 | 8099.9999 | 8099.9999 | 5175.1656 | 2546.8387 | 1862.1033 | 0 | 0 | 0 | 1 | 0 | 0 | 0 | 0 | 8099.9999 | 8099.9999 | 6743.5951 | 2580.4386 | 1969.6063 | 0 | 0 | 0
0.083333 | 0 | 0 | 0 | 0 | 0 | 0 | 0 | 0 | 0 | 2 | 0 | 0 | 0 | 0 | 4215.2386 | 2170.2479 | 2205.1147 | 874.0798 | 600.8655 | 0 | 0 | 0 | 2 | 0 | 0 | 0 | 0 | 6896.0319 | 3692.3825 | 3353.5079 | 1831.9433 | 1295.5822 | 0 | 0 | 0 | 2 | 0 | 0 | 0 | 0 | 6988.8969 | 3527.0301 | 3308.0388 | 1808.4415 | 1252.4083 | 0 | 0 | 0 | 2 | 0 | 0 | 0 | 0 | 7973.2821 | 4057.7044 | 3768.3758 | 2152.7117 | 1494.9228 | 0 | 0 | 0 | 2 | 0 | 0 | 0 | 0 | 8099.9999 | 5100.2014 | 4076.6873 | 2545.5907 | 1830.7727 | 0 | 0 | 0 | 2 | 0 | 0 | 0 | 0 | 8099.9999 | 6439.6804 | 4524.4251 | 2583.3706 | 1970.5884 | 0 | 0 | 0
0.16667 | 0 | 0 | 0 | 0 | 0 | 0 | 0 | 0 | 0 | 3 | 0 | 0 | 0 | 0 | 4187.2239 | 2165.5409 | 2201.8646 | 870.4517 | 596.7553 | 0 | 0 | 0 | 3 | 0 | 0 | 0 | 0 | 6871.401 | 3705.9059 | 3357.0616 | 1832.7413 | 1295.7834 | 0 | 0 | 0 | 3 | 0 | 0 | 0 | 0 | 6980.3133 | 3511.4332 | 3297.6654 | 1795.4981 | 1229.5151 | 0 | 0 | 0 | 3 | 0 | 0 | 0 | 0 | 7981.5062 | 4048.0958 | 3769.3989 | 2162.4025 | 1492.6414 | 0 | 0 | 0 | 3 | 0 | 0 | 0 | 0 | 8099.9999 | 5156.8591 | 4064.1538 | 2546.7329 | 1844.9372 | 0 | 0 | 0 | 3 | 0 | 0 | 0 | 0 | 8099.9999 | 6415.3256 | 4521.3088 | 2845.9326 | 1966.649 | 0 | 0 | 0
0.25 | 0 | 0 | 0 | 0 | 0 | 0 | 0 | 0 | 0 | 4 | 0 | 0 | 0 | 0 | 4236.899 | 2173.8866 | 2207.6278 | 876.8853 | 604.0441 | 0 | 0 | 0 | 4 | 0 | 0 | 0 | 0 | 6914.3197 | 3683.4145 | 3372.5691 | 1835.9821 | 1307.6619 | 0 | 0 | 0 | 4 | 0 | 0 | 0 | 0 | 6960.8047 | 3506.6273 | 3331.2311 | 1791.7814 | 1253.3594 | 0 | 0 | 0 | 4 | 0 | 0 | 0 | 0 | 7993.3562 | 4022.4543 | 3772.5827 | 2145.3331 | 1492.978 | 0 | 0 | 0 | 4 | 0 | 0 | 0 | 0 | 8099.9999 | 5076.7176 | 4063.2728 | 2543.6775 | 1840.2129 | 0 | 0 | 0 | 4 | 0 | 0 | 0 | 0 | 8099.9999 | 6424.4496 | 4522.476 | 2581.1805 | 1968.1243 | 0 | 0 | 0
0.33333 | 8099.9999 | 8099.9999 | 8099.9999 | 8099.9999 | 8099.9999 | 8099.9999 | 8099.9999 | 8099.9999 | 0 | 5 | 0 | 0 | 0 | 0 | 4230.5224 | 2172.816 | 2206.8883 | 876.0595 | 603.1083 | 0 | 0 | 0 | 5 | 0 | 0 | 0 | 0 | 6884.9909 | 3671.1192 | 3351.4324 | 1816.8878 | 1294.0273 | 0 | 0 | 0 | 5 | 0 | 0 | 0 | 0 | 6940.5227 | 3514.0197 | 3309.6085 | 1794.4574 | 1235.514 | 0 | 0 | 0 | 5 | 0 | 0 | 0 | 0 | 8006.237 | 4042.8954 | 3772.3749 | 2150.2681 | 1497.4472 | 0 | 0 | 0 | 5 | 0 | 0 | 0 | 0 | 8099.9999 | 5097.4446 | 4065.9205 | 2541.3124 | 1840.8577 | 0 | 0 | 0 | 5 | 0 | 0 | 0 | 0 | 8099.9999 | 6412.2873 | 5019.9167 | 2579.4324 | 1966.1579 | 0 | 0 | 0
0.41667 | 6753.2475 | 3556.0747 | 5033.0318 | 6140.8197 | 6590.8352 | 7962.0471 | 8099.9999 | 8099.9999 | 0 | 6 | 0 | 0 | 0 | 0 | 4197.1943 | 2167.7091 | 2203.3417 | 872.101 | 590.6229 | 0 | 0 | 0 | 6 | 0 | 0 | 0 | 0 | 6866.4196 | 3672.8604 | 3359.8866 | 1823.6075 | 1303.5925 | 0 | 0 | 0 | 6 | 0 | 0 | 0 | 0 | 6928.2168 | 3462.5172 | 3312.1707 | 1743.2174 | 1254.489 | 0 | 0 | 0 | 6 | 0 | 0 | 0 | 0 | 7974.8929 | 4044.2497 | 3773.9984 | 2151.4908 | 1500.4896 | 0 | 0 | 0 | 6 | 0 | 0 | 0 | 0 | 8099.9999 | 5043.5474 | 4059.0356 | 2541.412 | 1846.2237 | 0 | 0 | 0 | 6 | 0 | 0 | 0 | 0 | 8099.9999 | 6339.2447 | 4511.5736 | 2568.9315 | 1954.3447 | 0 | 0 | 0
0.5 | 3526.6471 | 1532.7949 | 2691.4149 | 3078.7279 | 3324.3592 | 3776.4791 | 5175.1656 | 6743.5951 | 0 | 7 | 0 | 0 | 0 | 0 | 4185.9414 | 2165.3262 | 2201.716 | 870.2857 | 596.567 | 0 | 0 | 0 | 7 | 0 | 0 | 0 | 0 | 6884.0641 | 3673.1788 | 3358.4267 | 1821.4564 | 1300.6698 | 0 | 0 | 0 | 7 | 0 | 0 | 0 | 0 | 6969.743 | 3517.2697 | 3322.2961 | 1796.9855 | 1242.4218 | 0 | 0 | 0 | 7 | 0 | 0 | 0 | 0 | 7992.4124 | 4015.174 | 3771.7001 | 2147.1499 | 1492.1475 | 0 | 0 | 0 | 7 | 0 | 0 | 0 | 0 | 8099.9999 | 5039.3971 | 4058.5051 | 2542.7687 | 1841.2685 | 0 | 0 | 0 | 7 | 0 | 0 | 0 | 0 | 8099.9999 | 6375.7594 | 4516.2459 | 2574.1808 | 1960.2499 | 0 | 0 | 0
0.58333 | 1839.9907 | 883.2192 | 1308.6286 | 1636.4517 | 1802.3196 | 2152.1758 | 2546.8387 | 2580.4386 | 0 | 8 | 0 | 0 | 0 | 0 | 4254.0642 | 2176.8898 | 2209.697 | 879.1952 | 606.6613 | 0 | 0 | 0 | 8 | 0 | 0 | 0 | 0 | 6834.9403 | 3649.2359 | 3329.3789 | 1808.7156 | 1282.0426 | 0 | 0 | 0 | 8 | 0 | 0 | 0 | 0 | 6871.2785 | 3435.5698 | 3292.007 | 1731.3011 | 1232.5185 | 0 | 0 | 0 | 8 | 0 | 0 | 0 | 0 | 7970.8626 | 3944.738 | 3579.2358 | 1983.2277 | 1477.7344 | 0 | 0 | 0 | 8 | 0 | 0 | 0 | 0 | 8099.9999 | 5044.8521 | 4056.2226 | 2540.1909 | 1835.2783 | 0 | 0 | 0 | 8 | 0 | 0 | 0 | 0 | 8099.9999 | 6345.3242 | 4512.3516 | 2569.8054 | 1955.3275 | 0 | 0 | 0
0.66667 | 1313.7439 | 602.5498 | 994.3897 | 1156.2565 | 1247.9598 | 1501.7709 | 1862.1033 | 1969.6063 | 0 | 9 | 0 | 0 | 0 | 0 | 4203.7722 | 2168.3218 | 2203.7848 | 872.595 | 599.1832 | 0 | 0 | 0 | 9 | 0 | 0 | 0 | 0 | 6842.85 | 3660.7021 | 3348.7241 | 1820.6537 | 1294.9627 | 0 | 0 | 0 | 9 | 0 | 0 | 0 | 0 | 6879.6372 | 3464.2515 | 3301.8412 | 1765.1857 | 1234.6743 | 0 | 0 | 0 | 9 | 0 | 0 | 0 | 0 | 7795.2623 | 3972.9681 | 3682.8614 | 2086.5669 | 1493.6396 | 0 | 0 | 0 | 9 | 0 | 0 | 0 | 0 | 8099.9999 | 5183.12 | 4076.8649 | 2553.9333 | 1839.568 | 0 | 0 | 0 | 9 | 0 | 0 | 0 | 0 | 8099.9999 | 6442.7121 | 4524.8129 | 2583.8059 | 1971.0781 | 0 | 0 | 0
0.75 | 0 | 0 | 0 | 0 | 0 | 0 | 0 | 0 | 0 | 10 | 0 | 0 | 0 | 0 | 4220.9383 | 2167.6928 | 2203.4928 | 872.2666 | 598.8117 | 0 | 0 | 0 | 10 | 0 | 0 | 0 | 0 | 6849.5557 | 3699.5225 | 3345.1365 | 1828.04 | 1293.2374 | 0 | 0 | 0 | 10 | 0 | 0 | 0 | 0 | 6890.3077 | 3463.0966 | 3303.188 | 1758.7704 | 1241.2934 | 0 | 0 | 0 | 10 | 0 | 0 | 0 | 0 | 7973.5929 | 4074.0288 | 3682.877 | 2152.0487 | 1519.1999 | 0 | 0 | 0 | 10 | 0 | 0 | 0 | 0 | 8099.9999 | 5054.1404 | 4051.0926 | 2534.4402 | 1856.523 | 0 | 0 | 0 | 10 | 0 | 0 | 0 | 0 | 8099.9999 | 6394.0333 | 4518.5841 | 2858.8447 | 1963.2061 | 0 | 0 | 0
0.83333 | 0 | 0 | 0 | 0 | 0 | 0 | 0 | 0 | 0
0.91667 | 0 | 0 | 0 | 0 | 0 | 0 | 0 | 0 | 0
1 | 0 | 0 | 0 | 0 | 0 | 0 | 0 | 0 | 0
1.0833 | 0 | 0 | 0 | 0 | 0 | 0 | 0 | 0 | 0
1.1667 | 0 | 0 | 0 | 0 | 0 | 0 | 0 | 0 | 0
1.25 | 0 | 0 | 0 | 0 | 0 | 0 | 0 | 0 | 0
1.3333 | 6896.0319 | 4215.2386 | 5430.6641 | 5937.3043 | 6988.8969 | 7973.2821 | 8099.9999 | 8099.9999 | 0
1.4167 | 3692.3825 | 2170.2479 | 2741.1531 | 3285.8177 | 3527.0301 | 4057.7044 | 5100.2014 | 6439.6804 | 0
1.5 | 3353.5079 | 2205.1147 | 2708.6281 | 3041.7085 | 3308.0388 | 3768.3758 | 4076.6873 | 4524.4251 | 0
1.5833 | 1831.9433 | 874.0798 | 1303.6873 | 1604.9763 | 1808.4415 | 2152.7117 | 2545.5907 | 2583.3706 | 0
1.6667 | 1295.5822 | 600.8655 | 819.7109 | 1145.6386 | 1252.4083 | 1494.9228 | 1830.7727 | 1970.5884 | 0
1.75 | 0 | 0 | 0 | 0 | 0 | 0 | 0 | 0 | 0
1.8333 | 0 | 0 | 0 | 0 | 0 | 0 | 0 | 0 | 0
1.9167 | 0 | 0 | 0 | 0 | 0 | 0 | 0 | 0 | 0
2 | 0 | 0 | 0 | 0 | 0 | 0 | 0 | 0 | 0
2.0833 | 0 | 0 | 0 | 0 | 0 | 0 | 0 | 0 | 0
2.1667 | 0 | 0 | 0 | 0 | 0 | 0 | 0 | 0 | 0
2.25 | 0 | 0 | 0 | 0 | 0 | 0 | 0 | 0 | 0
2.3333 | 6871.401 | 4187.2239 | 5482.4583 | 5914.5013 | 6980.3133 | 7981.5062 | 8099.9999 | 8099.9999 | 0
2.4167 | 3705.9059 | 2165.5409 | 2746.8906 | 3304.1684 | 3511.4332 | 4048.0958 | 5156.8591 | 6415.3256 | 0
2.5 | 3357.0616 | 2201.8646 | 2704.5057 | 3052.5389 | 3297.6654 | 3769.3989 | 4064.1538 | 4521.3088 | 0
2.5833 | 1832.7413 | 870.4517 | 1306.0239 | 1574.8517 | 1795.4981 | 2162.4025 | 2546.7329 | 2845.9326 | 0
2.6667 | 1295.7834 | 596.7553 | 818.0559 | 1141.0513 | 1229.5151 | 1492.6414 | 1844.9372 | 1966.649 | 0
2.75 | 0 | 0 | 0 | 0 | 0 | 0 | 0 | 0 | 0
2.8333 | 0 | 0 | 0 | 0 | 0 | 0 | 0 | 0 | 0
2.9167 | 0 | 0 | 0 | 0 | 0 | 0 | 0 | 0 | 0
3 | 0 | 0 | 0 | 0 | 0 | 0 | 0 | 0 | 0
3.0833 | 0 | 0 | 0 | 0 | 0 | 0 | 0 | 0 | 0
3.1667 | 0 | 0 | 0 | 0 | 0 | 0 | 0 | 0 | 0
3.25 | 0 | 0 | 0 | 0 | 0 | 0 | 0 | 0 | 0
3.3333 | 6914.3197 | 4236.899 | 5417.687 | 6173.7108 | 6960.8047 | 7993.3562 | 8099.9999 | 8099.9999 | 0
3.4167 | 3683.4145 | 2173.8866 | 2738.3958 | 3297.1916 | 3506.6273 | 4022.4543 | 5076.7176 | 6424.4496 | 0
3.5 | 3372.5691 | 2207.6278 | 2703.8998 | 3069.8231 | 3331.2311 | 3772.5827 | 4063.2728 | 4522.476 | 0
3.5833 | 1835.9821 | 876.8853 | 1302.6169 | 1641.8484 | 1791.7814 | 2145.3331 | 2543.6775 | 2581.1805 | 0
3.6667 | 1307.6619 | 604.0441 | 817.2935 | 1149.7481 | 1253.3594 | 1492.978 | 1840.2129 | 1968.1243 | 0
3.75 | 0 | 0 | 0 | 0 | 0 | 0 | 0 | 0 | 0
3.8333 | 0 | 0 | 0 | 0 | 0 | 0 | 0 | 0 | 0
3.9167 | 0 | 0 | 0 | 0 | 0 | 0 | 0 | 0 | 0
4 | 0 | 0 | 0 | 0 | 0 | 0 | 0 | 0 | 0
4.0833 | 0 | 0 | 0 | 0 | 0 | 0 | 0 | 0 | 0
4.1667 | 0 | 0 | 0 | 0 | 0 | 0 | 0 | 0 | 0
4.25 | 0 | 0 | 0 | 0 | 0 | 0 | 0 | 0 | 0
4.3333 | 6884.9909 | 4230.5224 | 5453.4662 | 5890.3534 | 6940.5227 | 8006.237 | 8099.9999 | 8099.9999 | 0
4.4167 | 3671.1192 | 2172.816 | 2744.3449 | 3254.2403 | 3514.0197 | 4042.8954 | 5097.4446 | 6412.2873 | 0
4.5 | 3351.4324 | 2206.8883 | 2708.0237 | 3038.9737 | 3309.6085 | 3772.3749 | 4065.9205 | 5019.9167 | 0
4.5833 | 1816.8878 | 876.0595 | 1299.8108 | 1534.4338 | 1794.4574 | 2150.2681 | 2541.3124 | 2579.4324 | 0
4.6667 | 1294.0273 | 603.1083 | 822.5089 | 1130.3512 | 1235.514 | 1497.4472 | 1840.8577 | 1966.1579 | 0
4.75 | 0 | 0 | 0 | 0 | 0 | 0 | 0 | 0 | 0
4.8333 | 0 | 0 | 0 | 0 | 0 | 0 | 0 | 0 | 0
4.9167 | 0 | 0 | 0 | 0 | 0 | 0 | 0 | 0 | 0
5 | 0 | 0 | 0 | 0 | 0 | 0 | 0 | 0 | 0
5.0833 | 0 | 0 | 0 | 0 | 0 | 0 | 0 | 0 | 0
5.1667 | 0 | 0 | 0 | 0 | 0 | 0 | 0 | 0 | 0
5.25 | 0 | 0 | 0 | 0 | 0 | 0 | 0 | 0 | 0
5.3333 | 6866.4196 | 4197.1943 | 5406.2347 | 5925.9961 | 6928.2168 | 7974.8929 | 8099.9999 | 8099.9999 | 0
5.4167 | 3672.8604 | 2167.7091 | 2745.9411 | 3272.1226 | 3462.5172 | 4044.2497 | 5043.5474 | 6339.2447 | 0
5.5 | 3359.8866 | 2203.3417 | 2709.1302 | 3050.5204 | 3312.1707 | 3773.9984 | 4059.0356 | 4511.5736 | 0
5.5833 | 1823.6075 | 872.101 | 1302.8012 | 1575.5381 | 1743.2174 | 2151.4908 | 2541.412 | 2568.9315 | 0
5.6667 | 1303.5925 | 590.6229 | 823.9084 | 1148.2533 | 1254.489 | 1500.4896 | 1846.2237 | 1954.3447 | 0
5.75 | 0 | 0 | 0 | 0 | 0 | 0 | 0 | 0 | 0
5.8333 | 0 | 0 | 0 | 0 | 0 | 0 | 0 | 0 | 0
5.9167 | 0 | 0 | 0 | 0 | 0 | 0 | 0 | 0 | 0
6 | 0 | 0 | 0 | 0 | 0 | 0 | 0 | 0 | 0
6.0833 | 0 | 0 | 0 | 0 | 0 | 0 | 0 | 0 | 0
6.1667 | 0 | 0 | 0 | 0 | 0 | 0 | 0 | 0 | 0
6.25 | 0 | 0 | 0 | 0 | 0 | 0 | 0 | 0 | 0
6.3333 | 6884.0641 | 4185.9414 | 5463.5122 | 5905.0902 | 6969.743 | 7992.4124 | 8099.9999 | 8099.9999 | 0
6.4167 | 3673.1788 | 2165.3262 | 2743.3296 | 3276.4833 | 3517.2697 | 4015.174 | 5039.3971 | 6375.7594 | 0
6.5 | 3358.4267 | 2201.716 | 2707.3198 | 3070.5371 | 3322.2961 | 3771.7001 | 4058.5051 | 4516.2459 | 0
6.5833 | 1821.4564 | 870.2857 | 1298.1194 | 1583.3651 | 1796.9855 | 2147.1499 | 2542.7687 | 2574.1808 | 0
6.6667 | 1300.6698 | 596.567 | 821.6189 | 1151.0233 | 1242.4218 | 1492.1475 | 1841.2685 | 1960.2499 | 0
6.75 | 0 | 0 | 0 | 0 | 0 | 0 | 0 | 0 | 0
6.8333 | 0 | 0 | 0 | 0 | 0 | 0 | 0 | 0 | 0
6.9167 | 0 | 0 | 0 | 0 | 0 | 0 | 0 | 0 | 0
7 | 0 | 0 | 0 | 0 | 0 | 0 | 0 | 0 | 0
7.0833 | 0 | 0 | 0 | 0 | 0 | 0 | 0 | 0 | 0
7.1667 | 0 | 0 | 0 | 0 | 0 | 0 | 0 | 0 | 0
7.25 | 0 | 0 | 0 | 0 | 0 | 0 | 0 | 0 | 0
7.3333 | 6834.9403 | 4254.0642 | 5439.0644 | 5889.2278 | 6871.2785 | 7970.8626 | 8099.9999 | 8099.9999 | 0
7.4167 | 3649.2359 | 2176.8898 | 2811.5395 | 3281.8958 | 3435.5698 | 3944.738 | 5044.8521 | 6345.3242 | 0
7.5 | 3329.3789 | 2209.697 | 2704.949 | 3035.3231 | 3292.007 | 3579.2358 | 4056.2226 | 4512.3516 | 0
7.5833 | 1808.7156 | 879.1952 | 1300.0509 | 1573.2026 | 1731.3011 | 1983.2277 | 2540.1909 | 2569.8054 | 0
7.6667 | 1282.0426 | 606.6613 | 818.5659 | 1129.8567 | 1232.5185 | 1477.7344 | 1835.2783 | 1955.3275 | 0
7.75 | 0 | 0 | 0 | 0 | 0 | 0 | 0 | 0 | 0
7.8333 | 0 | 0 | 0 | 0 | 0 | 0 | 0 | 0 | 0
7.9167 | 0 | 0 | 0 | 0 | 0 | 0 | 0 | 0 | 0
8 | 0 | 0 | 0 | 0 | 0 | 0 | 0 | 0 | 0
8.0833 | 0 | 0 | 0 | 0 | 0 | 0 | 0 | 0 | 0
8.1667 | 0 | 0 | 0 | 0 | 0 | 0 | 0 | 0 | 0
8.25 | 0 | 0 | 0 | 0 | 0 | 0 | 0 | 0 | 0
8.3333 | 6842.85 | 4203.7722 | 5450.5322 | 5905.4373 | 6879.6372 | 7795.2623 | 8099.9999 | 8099.9999 | 0
8.4167 | 3660.7021 | 2168.3218 | 2741.8116 | 3276.9578 | 3464.2515 | 3972.9681 | 5183.12 | 6442.7121 | 0
8.5 | 3348.7241 | 2203.7848 | 2706.2123 | 3046.2091 | 3301.8412 | 3682.8614 | 4076.8649 | 4524.8129 | 0
8.5833 | 1820.6537 | 872.595 | 1301.6072 | 1572.3809 | 1765.1857 | 2086.5669 | 2553.9333 | 2583.8059 | 0
8.6667 | 1294.9627 | 599.1832 | 820.2189 | 1138.2521 | 1234.6743 | 1493.6396 | 1839.568 | 1971.0781 | 0
8.75 | 0 | 0 | 0 | 0 | 0 | 0 | 0 | 0 | 0
8.8333 | 0 | 0 | 0 | 0 | 0 | 0 | 0 | 0 | 0
8.9167 | 0 | 0 | 0 | 0 | 0 | 0 | 0 | 0 | 0
9 | 0 | 0 | 0 | 0 | 0 | 0 | 0 | 0 | 0
9.0833 | 0 | 0 | 0 | 0 | 0 | 0 | 0 | 0 | 0
9.1667 | 0 | 0 | 0 | 0 | 0 | 0 | 0 | 0 | 0
9.25 | 0 | 0 | 0 | 0 | 0 | 0 | 0 | 0 | 0
9.3333 | 6849.5557 | 4220.9383 | 5391.7242 | 5921.9153 | 6890.3077 | 7973.5929 | 8099.9999 | 8099.9999 | 0
9.4167 | 3699.5225 | 2167.6928 | 2736.828 | 3296.8099 | 3463.0966 | 4074.0288 | 5054.1404 | 6394.0333 | 0
9.5 | 3345.1365 | 2203.4928 | 2702.7933 | 3049.518 | 3303.188 | 3682.877 | 4051.0926 | 4518.5841 | 0
9.5833 | 1828.04 | 872.2666 | 1302.329 | 1571.1436 | 1758.7704 | 2152.0487 | 2534.4402 | 2858.8447 | 0
9.6667 | 1293.2374 | 598.8117 | 815.8942 | 1135.694 | 1241.2934 | 1519.1999 | 1856.523 | 1963.2061 | 0
9.75 | 0 | 0 | 0 | 0 | 0 | 0 | 0 | 0 | 0
9.8333 | 0 | 0 | 0 | 0 | 0 | 0 | 0 | 0 | 0
9.9167 | 0 | 0 | 0 | 0 | 0 | 0 | 0 | 0 | 0
10 | 0 | 0 | 0 | 0 | 0 | 0 | 0 | 0 | 0

## CVP_Disch
Plot F - Range of Monthly CVP Discharge flows - Scenario C-1c | [10 empty] | JAN | FEB | MAR | APR | MAY | JUN | JUL | AUG | SEP | OCT | NOV | DEC
[10 empty] | Max | 984.1545 | 669.4814 | 559.3278 | 521.4664 | 7297.6573 | 8758.1432 | 6786.103 | 4320.0447 | 4173.0469 | 1594.1669 | 900.765 | 764.9792
[10 empty] | 95% percentile | 535.4898 | 293.7558 | 288.5483 | 277.1719 | 7271.4766 | 7662.589 | 6129.1984 | 4060.7081 | 3364.2665 | 1208.8746 | 736.3249 | 581.5935
[10 empty] | 75% Percentile | 433.8454 | 253.9889 | 234.3955 | 229.386 | 7249.577 | 6700.9144 | 5443.1968 | 3460.7886 | 2845.8248 | 899.4019 | 559.5094 | 488.3333
[10 empty] | Median | 366.1607 | 227.6407 | 203.3024 | 201.7198 | 5349.3919 | 6024.5032 | 5021.8353 | 3105.2696 | 2497.4274 | 816.2347 | 433.0606 | 347.1784
[10 empty] | Mean | 390.5807 | 212.2849 | 192.7987 | 171.228 | 5569.1218 | 5935.5194 | 5002.6214 | 3011.2358 | 2551.874 | 829.1016 | 470.5678 | 393.2509
| Mean | S.D. | Least Result | 5% | 25% | Median | 75% | 95% | Greatest Result | Min | 136.7108 | 0 | 0 | 0 | 2541.3433 | 3547.4225 | 2983.1218 | 0 | 1303.2432 | 0 | 0 | 240.6058
| 0 | [9 empty] | JAN: MIN |  | MEAN | [12 empty] | MEDIAN | [12 empty] | 75% | [12 empty] | 95% | [12 empty] | MAX
Time (yr) | Total_Faro_Discharge:Mean | Total_Faro_Discharge:Least Result | Total_Faro_Discharge:5% | Total_Faro_Discharge:25% | Total_Faro_Discharge:Median | Total_Faro_Discharge:75% | Total_Faro_Discharge:95% | Total_Faro_Discharge:Greatest Result | Greatest Result |  | 1 | 2 | 3 | 4 | 5 | 6 | 7 | 8 | 9 | 10 | 11 | 12 |  | 1 | 2 | 3 | 4 | 5 | 6 | 7 | 8 | 9 | 10 | 11 | 12 |  | 1 | 2 | 3 | 4 | 5 | 6 | 7 | 8 | 9 | 10 | 11 | 12 |  | 1 | 2 | 3 | 4 | 5 | 6 | 7 | 8 | 9 | 10 | 11 | 12 |  | 1 | 2 | 3 | 4 | 5 | 6 | 7 | 8 | 9 | 10 | 11 | 12 |  | 1 | 2 | 3 | 4 | 5 | 6 | 7 | 8 | 9 | 10 | 11 | 12
0 | 1003.2906 | 889.2451 | 940.9086 | 979.7186 | 1000.1486 | 1028.1622 | 1072.139 | 1098.1412 | 0 | 1 | 889.2451 | 0 | 0 | 0 | 3912.7243 | 4973.9342 | 2386.9159 | 0 | 1305.658 | 0 | 0 | 169.3225 | 1 | 1003.2906 | 552.7459 | 364.4181 | 270.2643 | 6117.2774 | 7712.8854 | 5045.311 | 3061.5598 | 2508.9097 | 784.6116 | 444.4691 | 382.0072 | 1 | 1000.1486 | 555.2395 | 367.5456 | 285.6028 | 7286.0779 | 7282.2379 | 4793.5355 | 3026.314 | 2459.5154 | 796.0361 | 414.759 | 341.0271 | 1 | 1028.1622 | 580.6805 | 392.0495 | 319.6777 | 7293.8966 | 8910.6725 | 5456.2915 | 3426.7378 | 2794.1688 | 871.1346 | 545.1931 | 480.7614 | 1 | 1072.139 | 611.8118 | 422.7434 | 352.5455 | 7313.2811 | 8952.9747 | 7212.2143 | 4146.5986 | 3255.3296 | 1106.1846 | 711.3793 | 575.511 | 1 | 1098.1412 | 641.1622 | 448.66 | 376.7865 | 7339.5877 | 8978.6654 | 8182.4627 | 4295.3409 | 3451.6521 | 1371.1319 | 803.0962 | 842.0408
0.083333 | 552.7459 | 0 | 500.4581 | 548.1038 | 555.2395 | 580.6805 | 611.8118 | 641.1622 | 0 | 2 | 0 | 0 | 0 | 0 | 2033.9369 | 3386.9975 | 3048.0112 | 0 | 1301.1476 | 0 | 0 | 246.62 | 2 | 340.1434 | 207.9267 | 193.6203 | 180.4652 | 6096.1691 | 5437.2243 | 4838.6953 | 3004.0667 | 2482.8291 | 785.1554 | 448.3212 | 399.6559 | 2 | 292.5793 | 194.4587 | 188.1513 | 195.4077 | 7240.1756 | 5185.701 | 4766.0565 | 3016.3192 | 2426.8867 | 776.0239 | 414.5748 | 341.3244 | 2 | 375.0918 | 223.1048 | 219.6015 | 230.4418 | 7250.9411 | 6288.2304 | 5332.5704 | 3427.5729 | 2782.3627 | 874.8489 | 544.4201 | 476.6482 | 2 | 527.6871 | 281.4481 | 272.6309 | 275.8637 | 7272.4243 | 7244.1068 | 5904.0358 | 4002.1865 | 3218.1314 | 1137.7247 | 711.3133 | 587.403 | 2 | 1364.0736 | 1158.5785 | 460.8556 | 376.0848 | 7339.9784 | 8166.9678 | 6195.6432 | 4298.7194 | 3724.0406 | 1448.6001 | 752.7894 | 1282.5943
0.16667 | 364.4181 | 0 | 290.4279 | 353.6499 | 367.5456 | 392.0495 | 422.7434 | 448.66 | 0 | 3 | 0 | 0 | 0 | 0 | 3371.0765 | 3382.2446 | 3044.7985 | 0 | 1297.1082 | 0 | 0 | 233.28 | 3 | 321.8649 | 181.475 | 179.4401 | 182.1921 | 5832.3567 | 5582.9382 | 4909.4448 | 2925.4873 | 2554.984 | 826.1187 | 473.2242 | 393.4459 | 3 | 300.5474 | 191.792 | 184.9622 | 195.7649 | 6898.083 | 5634.6022 | 5056.3795 | 3102.2017 | 2507.2843 | 825.5698 | 437.2157 | 346.8961 | 3 | 371.6533 | 222.2528 | 217.4224 | 231.3007 | 7248.0851 | 6398.9252 | 5374.0876 | 3467.1158 | 2882.1702 | 906.326 | 582.6388 | 496.4269 | 3 | 469.8985 | 251.142 | 262.4246 | 265.2369 | 7279.8997 | 7244.1587 | 5914.2897 | 3848.0158 | 3317.1098 | 1202.5298 | 728.5971 | 548.8239 | 3 | 973.0309 | 448.9504 | 352.7654 | 329.3574 | 7294.0577 | 8924.9401 | 6676.6972 | 4266.4027 | 4592.0325 | 1722.3268 | 1022.4959 | 721.5245
0.25 | 270.2643 | 0 | 0 | 269.6741 | 285.6028 | 319.6777 | 352.5455 | 376.7865 | 0 | 4 | 159.3613 | 0 | 0 | 0 | 2074.6989 | 3390.1801 | 3050.2488 | 0 | 1304.2093 | 0 | 0 | 264.2457 | 4 | 340.7454 | 185.5113 | 184.4534 | 157.3347 | 5520.6595 | 5739.1787 | 5021.1786 | 3051.9005 | 2559.0312 | 838.788 | 479.9538 | 397.5346 | 4 | 297.5738 | 192.4835 | 187.1668 | 193.6616 | 5237.2774 | 5798.8163 | 5076.2816 | 3161.2719 | 2506.011 | 834.9038 | 440.7453 | 353.0455 | 4 | 371.6636 | 223.5808 | 221.149 | 224.4417 | 7245.1526 | 6463.5066 | 5452.5465 | 3459.247 | 2843.2398 | 906.8542 | 550.7712 | 492.565 | 4 | 500.7933 | 260.0832 | 295.4953 | 264.3298 | 7264.6065 | 7808.4591 | 6067.3401 | 4155.0947 | 3411.1753 | 1222.6516 | 738.217 | 575.5166 | 4 | 1573.5325 | 835.3589 | 512.499 | 308.4665 | 7294.0573 | 8925.1385 | 6671.8123 | 4286.7413 | 4048.2432 | 1567.8561 | 826.9494 | 656.7059
0.33333 | 6117.2774 | 3912.7243 | 3916.1044 | 3939.8458 | 7286.0779 | 7293.8966 | 7313.2811 | 7339.5877 | 0 | 5 | 159.2659 | 0 | 0 | 0 | 2039.9164 | 3389.5192 | 3049.728 | 0 | 1303.3429 | 0 | 0 | 263.5947 | 5 | 321.9757 | 162.2922 | 160.907 | 150.9415 | 5366.8052 | 5809.0751 | 5033.1498 | 3015.4993 | 2561.7974 | 843.9444 | 476.2251 | 398.9316 | 5 | 298.8945 | 189.6644 | 184.5848 | 190.1473 | 4458.5087 | 6058.0537 | 5092.3561 | 3129.9822 | 2511.1951 | 822.1214 | 440.7095 | 352.9038 | 5 | 371.51 | 222.1535 | 215.273 | 226.5194 | 7244.0283 | 6448.3471 | 5449.511 | 3455.0976 | 2839.8377 | 902.2772 | 557.339 | 494.7285 | 5 | 470.1389 | 256.5645 | 264.834 | 270.1347 | 7264.6617 | 7492.8177 | 6033.0763 | 3961.0626 | 3334.4272 | 1202.9384 | 749.2195 | 609.812 | 5 | 1023.2659 | 549.5971 | 364.7839 | 366.4823 | 7294.0577 | 8921.214 | 7277.79 | 4292.5563 | 4556.0766 | 1721.216 | 1022.5846 | 752.5401
0.41667 | 7712.8854 | 4973.9342 | 6394.7475 | 7263.6943 | 7282.2379 | 8910.6725 | 8952.9747 | 8978.6654 | 0 | 6 | 0 | 0 | 0 | 0 | 2185.984 | 3384.0024 | 3046.043 | 0 | 1298.8898 | 0 | 0 | 247.5849 | 6 | 313.2574 | 175.3631 | 164.1493 | 150.9512 | 5304.7498 | 5838.1414 | 5058.7316 | 2918.9536 | 2637.8707 | 872.4074 | 489.785 | 400.497 | 6 | 293.0673 | 193.2302 | 183.007 | 194.4264 | 4427.6455 | 6077.6696 | 5110.4576 | 3084.6671 | 2538.8218 | 825.6149 | 437.5692 | 353.085 | 6 | 371.4571 | 213.9627 | 215.0831 | 211.2149 | 7241.0968 | 6567.0577 | 5521.0888 | 3573.5592 | 2969.3591 | 951.3207 | 597.9467 | 503.1561 | 6 | 486.0754 | 272.0657 | 264.07 | 276.0983 | 7264.5522 | 7265.5909 | 5965.1495 | 3956.1291 | 3770.4285 | 1476.7597 | 759.9912 | 615.9454 | 6 | 503.7008 | 1388.6201 | 824.4318 | 529.4201 | 7294.5698 | 7965.6523 | 6169.0565 | 4269.5681 | 4570.0273 | 1701.0201 | 975.1381 | 702.3045
0.5 | 5045.311 | 2386.9159 | 3855.9125 | 4520.4571 | 4793.5355 | 5456.2915 | 7212.2143 | 8182.4627 | 0 | 7 | 0 | 0 | 0 | 0 | 2079.3875 | 3392.7283 | 3051.9028 | 0 | 1306.0936 | 0 | 0 | 263.7879 | 7 | 322.6529 | 149.9317 | 162.3413 | 153.147 | 5379.0884 | 5832.6449 | 5053.9469 | 3061.9095 | 2558.4229 | 841.4467 | 479.4449 | 395.2723 | 7 | 301.7693 | 189.0062 | 183.8269 | 195.1243 | 4546.6244 | 6069.044 | 5092.9291 | 3118.5441 | 2508.2049 | 822.5864 | 439.0031 | 347.1621 | 7 | 376.336 | 211.0333 | 216.9173 | 217.6682 | 7244.9835 | 6460.2009 | 5454.8668 | 3417.7137 | 2774.4764 | 883.539 | 547.0681 | 475.1141 | 7 | 476.2938 | 247.7755 | 277.838 | 263.1793 | 7263.7841 | 7592.2949 | 6040.9055 | 4076.881 | 3327.5423 | 1169.3499 | 731.1158 | 575.6822 | 7 | 895.9846 | 328.6473 | 410.273 | 357.7785 | 7265.4875 | 8924.8031 | 6671.5648 | 4272.237 | 4418.1682 | 1710.6369 | 980.6598 | 690.8676
0.58333 | 3061.5598 | 0 | 2191.8568 | 2751.578 | 3026.314 | 3426.7378 | 4146.5986 | 4295.3409 | 0 | 8 | 159.2353 | 0 | 0 | 0 | 3333.9 | 3393.6058 | 3052.4905 | 0 | 1306.8315 | 0 | 0 | 202.7828 | 8 | 320.757 | 166.1349 | 167.7445 | 144.966 | 5328.5416 | 5802.3608 | 5019.7223 | 3041.9777 | 2527.9918 | 818.4665 | 458.116 | 379.1221 | 8 | 293.2396 | 189.6286 | 184.3655 | 184.8662 | 4454.1917 | 6054.166 | 5060.5732 | 3113.7589 | 2500.5855 | 810.3641 | 428.1638 | 344.985 | 8 | 367.9534 | 210.504 | 211.4356 | 209.6106 | 7243.6268 | 6452.008 | 5452.7127 | 3406.675 | 2842.8706 | 878.4469 | 527.6224 | 470.4038 | 8 | 460.1622 | 252.2583 | 276.9716 | 263.2247 | 7262.9749 | 7699.6349 | 6054.7305 | 4236.4772 | 3302.6251 | 1138.0583 | 712.7704 | 575.518 | 8 | 971.7882 | 552.9727 | 360.1488 | 288.5774 | 7279.5199 | 8925.1385 | 6664.3351 | 4291.7679 | 3749.2334 | 1366.6993 | 803.0791 | 656.3168
0.66667 | 2508.9097 | 1305.658 | 1925.3406 | 2223.5211 | 2459.5154 | 2794.1688 | 3255.3296 | 3451.6521 | 0 | 9 | 0 | 0 | 0 | 0 | 2332.9823 | 3397.027 | 3054.8885 | 0 | 1310.0775 | 0 | 0 | 268.2612 | 9 | 308.7907 | 166.3153 | 183.3574 | 165.6738 | 5421.3083 | 5784.1676 | 5026.6189 | 2971.0286 | 2585.2331 | 856.5571 | 487.5587 | 398.5284 | 9 | 291.5108 | 191.1176 | 185.9179 | 193.3615 | 4509.2174 | 5885.8805 | 5065.5181 | 3135.0522 | 2484.3837 | 819.6182 | 439.1004 | 344.7212 | 9 | 330.4885 | 210.6848 | 217.4653 | 211.2622 | 7242.068 | 6462.8396 | 5463.4489 | 3499.0662 | 2891.6251 | 916.0476 | 597.9465 | 503.7356 | 9 | 442.2012 | 251.7715 | 293.3793 | 276.6961 | 7264.1402 | 7734.0395 | 6057.8624 | 4152.7409 | 3464.9901 | 1277.153 | 802.8459 | 574.2072 | 9 | 934.2145 | 505.7152 | 1515.4588 | 1966.7708 | 7280.3484 | 8925.1461 | 6678.2967 | 4288.842 | 4123.4928 | 1628.0655 | 847.442 | 656.6501
0.75 | 784.6116 | 0 | 406.5508 | 713.5155 | 796.0361 | 871.1346 | 1106.1846 | 1371.1319 | 0 | 10 | 0 | 0 | 0 | 0 | 2048.8264 | 3383.9863 | 3046.1911 | 0 | 1299.0741 | 0 | 0 | 246.5781 | 10 | 312.3294 | 175.1526 | 167.5558 | 156.3444 | 5324.2614 | 5816.5772 | 5019.4149 | 3059.9748 | 2541.6694 | 823.5204 | 468.5796 | 387.5141 | 10 | 292.2761 | 189.7867 | 183.4957 | 188.8349 | 4436.1171 | 6198.8606 | 5104.2662 | 3164.5847 | 2531.3858 | 829.5079 | 438.7655 | 346.6342 | 10 | 374.1379 | 221.932 | 217.5585 | 211.7225 | 7241.8913 | 6557.3555 | 5474.8436 | 3475.1006 | 2838.1379 | 903.2236 | 544.148 | 489.7931 | 10 | 449.5083 | 252.637 | 255.0961 | 264.4096 | 7264.4416 | 7591.8131 | 6042.3802 | 4071.8946 | 3240.9054 | 1155.3959 | 717.7999 | 577.5157 | 10 | 503.8128 | 285.2115 | 343.4022 | 314.9393 | 7294.9089 | 8923.7658 | 6673.3717 | 4638.2716 | 4497.502 | 1704.116 | 973.4157 | 688.2473
0.83333 | 444.4691 | 0 | 0 | 384.0139 | 414.759 | 545.1931 | 711.3793 | 803.0962 | 0
0.91667 | 382.0072 | 0 | 169.3225 | 314.3285 | 341.0271 | 480.7614 | 575.511 | 842.0408 | 0
1 | 340.1434 | 0 | 217.9125 | 271.2733 | 292.5793 | 375.0918 | 527.6871 | 1364.0736 | 0
1.0833 | 207.9267 | 0 | 0 | 174.9373 | 194.4587 | 223.1048 | 281.4481 | 1158.5785 | 0
1.1667 | 193.6203 | 0 | 90.3845 | 171.5372 | 188.1513 | 219.6015 | 272.6309 | 460.8556 | 0
1.25 | 180.4652 | 0 | 0 | 162.5406 | 195.4077 | 230.4418 | 275.8637 | 376.0848 | 0
1.3333 | 6096.1691 | 2033.9369 | 3504.3724 | 4087.4849 | 7240.1756 | 7250.9411 | 7272.4243 | 7339.9784 | 0
1.4167 | 5437.2243 | 3386.9975 | 4111.0022 | 4566.4099 | 5185.701 | 6288.2304 | 7244.1068 | 8166.9678 | 0
1.5 | 4838.6953 | 3048.0112 | 3889.8006 | 4396.6562 | 4766.0565 | 5332.5704 | 5904.0358 | 6195.6432 | 0
1.5833 | 3004.0667 | 0 | 2067.3615 | 2688.0641 | 3016.3192 | 3427.5729 | 4002.1865 | 4298.7194 | 0
1.6667 | 2482.8291 | 1301.1476 | 1678.0277 | 2169.6074 | 2426.8867 | 2782.3627 | 3218.1314 | 3724.0406 | 0
1.75 | 785.1554 | 0 | 540.0962 | 711.1431 | 776.0239 | 874.8489 | 1137.7247 | 1448.6001 | 0
1.8333 | 448.3212 | 0 | 274.1786 | 379.8764 | 414.5748 | 544.4201 | 711.3133 | 752.7894 | 0
1.9167 | 399.6559 | 0 | 246.62 | 312.4506 | 341.3244 | 476.6482 | 587.403 | 1282.5943 | 0
2 | 321.8649 | 0 | 217.5057 | 263.3347 | 300.5474 | 371.6533 | 469.8985 | 973.0309 | 0
2.0833 | 181.475 | 0 | 0 | 174.7538 | 191.792 | 222.2528 | 251.142 | 448.9504 | 0
2.1667 | 179.4401 | 0 | 0 | 170.6452 | 184.9622 | 217.4224 | 262.4246 | 352.7654 | 0
2.25 | 182.1921 | 0 | 0 | 177.9081 | 195.7649 | 231.3007 | 265.2369 | 329.3574 | 0
2.3333 | 5832.3567 | 3371.0765 | 3574.5909 | 3847.4568 | 6898.083 | 7248.0851 | 7279.8997 | 7294.0577 | 0
2.4167 | 5582.9382 | 3382.2446 | 4119.333 | 4596.9008 | 5634.6022 | 6398.9252 | 7244.1587 | 8924.9401 | 0
2.5 | 4909.4448 | 3044.7985 | 3932.0136 | 4487.3794 | 5056.3795 | 5374.0876 | 5914.2897 | 6676.6972 | 0
2.5833 | 2925.4873 | 0 | 144.8483 | 2665.3168 | 3102.2017 | 3467.1158 | 3848.0158 | 4266.4027 | 0
2.6667 | 2554.984 | 1297.1082 | 1898.4345 | 2206.0496 | 2507.2843 | 2882.1702 | 3317.1098 | 4592.0325 | 0
2.75 | 826.1187 | 0 | 553.3726 | 712.7163 | 825.5698 | 906.326 | 1202.5298 | 1722.3268 | 0
2.8333 | 473.2242 | 0 | 289.0958 | 381.5517 | 437.2157 | 582.6388 | 728.5971 | 1022.4959 | 0
2.9167 | 393.4459 | 0 | 233.28 | 314.5104 | 346.8961 | 496.4269 | 548.8239 | 721.5245 | 0
3 | 340.7454 | 159.3613 | 217.7775 | 271.1616 | 297.5738 | 371.6636 | 500.7933 | 1573.5325 | 0
3.0833 | 185.5113 | 0 | 0 | 172.1135 | 192.4835 | 223.5808 | 260.0832 | 835.3589 | 0
3.1667 | 184.4534 | 0 | 0 | 164.3946 | 187.1668 | 221.149 | 295.4953 | 512.499 | 0
3.25 | 157.3347 | 0 | 0 | 107.7363 | 193.6616 | 224.4417 | 264.3298 | 308.4665 | 0
3.3333 | 5520.6595 | 2074.6989 | 3646.3685 | 3854.5613 | 5237.2774 | 7245.1526 | 7264.6065 | 7294.0573 | 0
3.4167 | 5739.1787 | 3390.1801 | 4187.9641 | 4659.0693 | 5798.8163 | 6463.5066 | 7808.4591 | 8925.1385 | 0
3.5 | 5021.1786 | 3050.2488 | 3916.6585 | 4537.5496 | 5076.2816 | 5452.5465 | 6067.3401 | 6671.8123 | 0
3.5833 | 3051.9005 | 0 | 1771.0181 | 2711.8464 | 3161.2719 | 3459.247 | 4155.0947 | 4286.7413 | 0
3.6667 | 2559.0312 | 1304.2093 | 1776.117 | 2255.5208 | 2506.011 | 2843.2398 | 3411.1753 | 4048.2432 | 0
3.75 | 838.788 | 0 | 606.7042 | 723.8176 | 834.9038 | 906.8542 | 1222.6516 | 1567.8561 | 0
3.8333 | 479.9538 | 0 | 321.2385 | 388.9506 | 440.7453 | 550.7712 | 738.217 | 826.9494 | 0
3.9167 | 397.5346 | 0 | 264.2457 | 318.1387 | 353.0455 | 492.565 | 575.5166 | 656.7059 | 0
4 | 321.9757 | 159.2659 | 217.6716 | 270.3244 | 298.8945 | 371.51 | 470.1389 | 1023.2659 | 0
4.0833 | 162.2922 | 0 | 0 | 155.0946 | 189.6644 | 222.1535 | 256.5645 | 549.5971 | 0
4.1667 | 160.907 | 0 | 0 | 149.7446 | 184.5848 | 215.273 | 264.834 | 364.7839 | 0
4.25 | 150.9415 | 0 | 0 | 0 | 190.1473 | 226.5194 | 270.1347 | 366.4823 | 0
4.3333 | 5366.8052 | 2039.9164 | 3525.7507 | 3844.5025 | 4458.5087 | 7244.0283 | 7264.6617 | 7294.0577 | 0
4.4167 | 5809.0751 | 3389.5192 | 4099.3222 | 4971.4377 | 6058.0537 | 6448.3471 | 7492.8177 | 8921.214 | 0
4.5 | 5033.1498 | 3049.728 | 3907.176 | 4616.3547 | 5092.3561 | 5449.511 | 6033.0763 | 7277.79 | 0
4.5833 | 3015.4993 | 0 | 1560.0734 | 2753.0674 | 3129.9822 | 3455.0976 | 3961.0626 | 4292.5563 | 0
4.6667 | 2561.7974 | 1303.3429 | 1887.6027 | 2242.0732 | 2511.1951 | 2839.8377 | 3334.4272 | 4556.0766 | 0
4.75 | 843.9444 | 0 | 613.4639 | 729.3139 | 822.1214 | 902.2772 | 1202.9384 | 1721.216 | 0
4.8333 | 476.2251 | 0 | 311.0952 | 388.8584 | 440.7095 | 557.339 | 749.2195 | 1022.5846 | 0
4.9167 | 398.9316 | 0 | 263.5947 | 316.7254 | 352.9038 | 494.7285 | 609.812 | 752.5401 | 0
5 | 313.2574 | 0 | 224.3735 | 264.4413 | 293.0673 | 371.4571 | 486.0754 | 503.7008 | 0
5.0833 | 175.3631 | 0 | 0 | 164.5849 | 193.2302 | 213.9627 | 272.0657 | 1388.6201 | 0
5.1667 | 164.1493 | 0 | 0 | 149.8475 | 183.007 | 215.0831 | 264.07 | 824.4318 | 0
5.25 | 150.9512 | 0 | 0 | 0 | 194.4264 | 211.2149 | 276.0983 | 529.4201 | 0
5.3333 | 5304.7498 | 2185.984 | 3670.1989 | 3848.1795 | 4427.6455 | 7241.0968 | 7264.5522 | 7294.5698 | 0
5.4167 | 5838.1414 | 3384.0024 | 4110.7797 | 4841.9933 | 6077.6696 | 6567.0577 | 7265.5909 | 7965.6523 | 0
5.5 | 5058.7316 | 3046.043 | 3925.4466 | 4570.7501 | 5110.4576 | 5521.0888 | 5965.1495 | 6169.0565 | 0
5.5833 | 2918.9536 | 0 | 220.2302 | 2680.4156 | 3084.6671 | 3573.5592 | 3956.1291 | 4269.5681 | 0
5.6667 | 2637.8707 | 1298.8898 | 1885.2229 | 2258.2403 | 2538.8218 | 2969.3591 | 3770.4285 | 4570.0273 | 0
5.75 | 872.4074 | 0 | 613.4659 | 743.75 | 825.6149 | 951.3207 | 1476.7597 | 1701.0201 | 0
5.8333 | 489.785 | 0 | 312.9359 | 395.525 | 437.5692 | 597.9467 | 759.9912 | 975.1381 | 0
5.9167 | 400.497 | 0 | 247.5849 | 318.9517 | 353.085 | 503.1561 | 615.9454 | 702.3045 | 0
6 | 322.6529 | 0 | 225.6169 | 271.255 | 301.7693 | 376.336 | 476.2938 | 895.9846 | 0
6.0833 | 149.9317 | 0 | 0 | 0 | 189.0062 | 211.0333 | 247.7755 | 328.6473 | 0
6.1667 | 162.3413 | 0 | 0 | 149.9349 | 183.8269 | 216.9173 | 277.838 | 410.273 | 0
6.25 | 153.147 | 0 | 0 | 0 | 195.1243 | 217.6682 | 263.1793 | 357.7785 | 0
6.3333 | 5379.0884 | 2079.3875 | 3472.2087 | 3836.5623 | 4546.6244 | 7244.9835 | 7263.7841 | 7265.4875 | 0
6.4167 | 5832.6449 | 3392.7283 | 4213.0208 | 4912.384 | 6069.044 | 6460.2009 | 7592.2949 | 8924.8031 | 0
6.5 | 5053.9469 | 3051.9028 | 3919.873 | 4602.6723 | 5092.9291 | 5454.8668 | 6040.9055 | 6671.5648 | 0
6.5833 | 3061.9095 | 0 | 1979.4405 | 2781.1516 | 3118.5441 | 3417.7137 | 4076.881 | 4272.237 | 0
6.6667 | 2558.4229 | 1306.0936 | 1886.5684 | 2285.4398 | 2508.2049 | 2774.4764 | 3327.5423 | 4418.1682 | 0
6.75 | 841.4467 | 0 | 620.3964 | 744.1835 | 822.5864 | 883.539 | 1169.3499 | 1710.6369 | 0
6.8333 | 479.4449 | 0 | 330.8054 | 399.6632 | 439.0031 | 547.0681 | 731.1158 | 980.6598 | 0
6.9167 | 395.2723 | 0 | 263.7879 | 323.9348 | 347.1621 | 475.1141 | 575.6822 | 690.8676 | 0
7 | 320.757 | 159.2353 | 219.1172 | 271.2401 | 293.2396 | 367.9534 | 460.1622 | 971.7882 | 0
7.0833 | 166.1349 | 0 | 0 | 162.1215 | 189.6286 | 210.504 | 252.2583 | 552.9727 | 0
7.1667 | 167.7445 | 0 | 0 | 152.2223 | 184.3655 | 211.4356 | 276.9716 | 360.1488 | 0
7.25 | 144.966 | 0 | 0 | 0 | 184.8662 | 209.6106 | 263.2247 | 288.5774 | 0
7.3333 | 5328.5416 | 3333.9 | 3449.6724 | 3844.5651 | 4454.1917 | 7243.6268 | 7262.9749 | 7279.5199 | 0
7.4167 | 5802.3608 | 3393.6058 | 4118.3108 | 4774.4662 | 6054.166 | 6452.008 | 7699.6349 | 8925.1385 | 0
7.5 | 5019.7223 | 3052.4905 | 3945.5601 | 4577.3019 | 5060.5732 | 5452.7127 | 6054.7305 | 6664.3351 | 0
7.5833 | 3041.9777 | 0 | 1564.4443 | 2736.34 | 3113.7589 | 3406.675 | 4236.4772 | 4291.7679 | 0
7.6667 | 2527.9918 | 1306.8315 | 1895.5974 | 2244.9108 | 2500.5855 | 2842.8706 | 3302.6251 | 3749.2334 | 0
7.75 | 818.4665 | 0 | 553.2499 | 729.2979 | 810.3641 | 878.4469 | 1138.0583 | 1366.6993 | 0
7.8333 | 458.116 | 0 | 247.3961 | 385.9212 | 428.1638 | 527.6224 | 712.7704 | 803.0791 | 0
7.9167 | 379.1221 | 0 | 202.7828 | 314.4939 | 344.985 | 470.4038 | 575.518 | 656.3168 | 0
8 | 308.7907 | 0 | 195.9609 | 270.4175 | 291.5108 | 330.4885 | 442.2012 | 934.2145 | 0
8.0833 | 166.3153 | 0 | 0 | 165.9887 | 191.1176 | 210.6848 | 251.7715 | 505.7152 | 0
8.1667 | 183.3574 | 0 | 0 | 162.6341 | 185.9179 | 217.4653 | 293.3793 | 1515.4588 | 0
8.25 | 165.6738 | 0 | 0 | 0 | 193.3615 | 211.2622 | 276.6961 | 1966.7708 | 0
8.3333 | 5421.3083 | 2332.9823 | 3518.6133 | 3880.7692 | 4509.2174 | 7242.068 | 7264.1402 | 7280.3484 | 0
8.4167 | 5784.1676 | 3397.027 | 4221.0045 | 4736.3615 | 5885.8805 | 6462.8396 | 7734.0395 | 8925.1461 | 0
8.5 | 5026.6189 | 3054.8885 | 3931.2842 | 4514.1943 | 5065.5181 | 5463.4489 | 6057.8624 | 6678.2967 | 0
8.5833 | 2971.0286 | 0 | 201.7068 | 2634.8145 | 3135.0522 | 3499.0662 | 4152.7409 | 4288.842 | 0
8.6667 | 2585.2331 | 1310.0775 | 1898.6265 | 2249.3176 | 2484.3837 | 2891.6251 | 3464.9901 | 4123.4928 | 0
8.75 | 856.5571 | 0 | 624.7939 | 728.2827 | 819.6182 | 916.0476 | 1277.153 | 1628.0655 | 0
8.8333 | 487.5587 | 0 | 330.8694 | 384.4951 | 439.1004 | 597.9465 | 802.8459 | 847.442 | 0
8.9167 | 398.5284 | 0 | 268.2612 | 318.9685 | 344.7212 | 503.7356 | 574.2072 | 656.6501 | 0
9 | 312.3294 | 0 | 217.7294 | 265.3045 | 292.2761 | 374.1379 | 449.5083 | 503.8128 | 0
9.0833 | 175.1526 | 0 | 0 | 169.3124 | 189.7867 | 221.932 | 252.637 | 285.2115 | 0
9.1667 | 167.5558 | 0 | 0 | 159.9776 | 183.4957 | 217.5585 | 255.0961 | 343.4022 | 0
9.25 | 156.3444 | 0 | 0 | 107.7421 | 188.8349 | 211.7225 | 264.4096 | 314.9393 | 0
9.3333 | 5324.2614 | 2048.8264 | 3501.864 | 3832.1088 | 4436.1171 | 7241.8913 | 7264.4416 | 7294.9089 | 0
9.4167 | 5816.5772 | 3383.9863 | 4082.2245 | 4631.5284 | 6198.8606 | 6557.3555 | 7591.8131 | 8923.7658 | 0
9.5 | 5019.4149 | 3046.1911 | 3900.1806 | 4503.939 | 5104.2662 | 5474.8436 | 6042.3802 | 6673.3717 | 0
9.5833 | 3059.9748 | 0 | 1772.4621 | 2675.6397 | 3164.5847 | 3475.1006 | 4071.8946 | 4638.2716 | 0
9.6667 | 2541.6694 | 1299.0741 | 1774.7628 | 2220.6186 | 2531.3858 | 2838.1379 | 3240.9054 | 4497.502 | 0
9.75 | 823.5204 | 0 | 600.2197 | 713.537 | 829.5079 | 903.2236 | 1155.3959 | 1704.116 | 0
9.8333 | 468.5796 | 0 | 311.064 | 384.1579 | 438.7655 | 544.148 | 717.7999 | 973.4157 | 0
9.9167 | 387.5141 | 0 | 246.5781 | 313.4956 | 346.6342 | 489.7931 | 577.5157 | 688.2473 | 0
10 | 333.8771 | 159.2684 | 217.7098 | 267.8435 | 292.1417 | 379.4637 | 464.4015 | 1497.4887 | 0

## WTP_conc
Plot F - Range of Monthly Effluent Concentration after settling at CVP - Scenario C-1c | [10 empty] | JAN | FEB | MAR | APR | MAY | JUN | JUL | AUG | SEP | OCT | NOV | DEC
[10 empty] | Max | MAY: 0.3; JUN: 0.3; JUL: 0.3; AUG: 0.3; SEP: 0.3; OCT: 0; NOV: 0
[10 empty] | 95% percentile | MAY: 0.3; JUN: 0.3; JUL: 0.3; AUG: 0.3; SEP: 0.3; OCT: 0; NOV: 0
[10 empty] | 75% Percentile | MAY: 0.3; JUN: 0.3; JUL: 0.3; AUG: 0.3; SEP: 0.3; OCT: 0; NOV: 0
[10 empty] | Median | MAY: 0.3; JUN: 0.3; JUL: 0.3; AUG: 0.3; SEP: 0.3; OCT: 0; NOV: 0
[10 empty] | Mean | MAY: 0.3; JUN: 0.3; JUL: 0.3; AUG: 0.3; SEP: 0.3; OCT: 0; NOV: 0
[10 empty] | Min | MAY: 0.3; JUN: 0.3; JUL: 0.3; AUG: 0.3; SEP: 0.3; OCT: 0; NOV: 0
[11 empty] | JAN: MIN |  | MEAN | [12 empty] | MEDIAN | [12 empty] | 75% | [12 empty] | 95% | [12 empty] | MAX
Time (yr) | SelectorWQ:Mean | SelectorWQ:Least Result | SelectorWQ:5% | SelectorWQ:25% | SelectorWQ:Median | SelectorWQ:75% | SelectorWQ:95% | SelectorWQ:Greatest Result | Greatest Result |  | 1 | 2 | 3 | 4 | 5 | 6 | 7 | 8 | 9 | 10 | 11 | 12 |  | 1 | 2 | 3 | 4 | 5 | 6 | 7 | 8 | 9 | 10 | 11 | 12 |  | 1 | 2 | 3 | 4 | 5 | 6 | 7 | 8 | 9 | 10 | 11 | 12 |  | 1 | 2 | 3 | 4 | 5 | 6 | 7 | 8 | 9 | 10 | 11 | 12 |  | 1 | 2 | 3 | 4 | 5 | 6 | 7 | 8 | 9 | 10 | 11 | 12 |  | 1 | 2 | 3 | 4 | 5 | 6 | 7 | 8 | 9 | 10 | 11 | 12
0 | 0 | 0 | 0 | 0 | 0 | 0 | 0 | 0 | 0 | 1 | 0 | 0 | 0 | 0 | 0.3 | 0.3 | 0.3 | 0.3 | 0.3 | 0 | 0 | 0 | 1 | 0 | 0 | 0 | 0 | 0.3 | 0.3 | 0.3 | 0.3 | 0.3 | 0 | 0 | 0 | 1 | 0 | 0 | 0 | 0 | 0.3 | 0.3 | 0.3 | 0.3 | 0.3 | 0 | 0 | 0 | 1 | 0 | 0 | 0 | 0 | 0.3 | 0.3 | 0.3 | 0.3 | 0.3 | 0 | 0 | 0 | 1 | 0 | 0 | 0 | 0 | 0.3 | 0.3 | 0.3 | 0.3 | 0.3 | 0 | 0 | 0 | 1 | 0 | 0 | 0 | 0 | 0.3 | 0.3 | 0.3 | 0.3 | 0.3 | 0 | 0 | 0
0.083333 | 0 | 0 | 0 | 0 | 0 | 0 | 0 | 0 | 0 | 2 | 0 | 0 | 0 | 0 | 0.3 | 0.3 | 0.3 | 0.3 | 0.3 | 0 | 0 | 0 | 2 | 0 | 0 | 0 | 0 | 0.3 | 0.3 | 0.3 | 0.3 | 0.3 | 0 | 0 | 0 | 2 | 0 | 0 | 0 | 0 | 0.3 | 0.3 | 0.3 | 0.3 | 0.3 | 0 | 0 | 0 | 2 | 0 | 0 | 0 | 0 | 0.3 | 0.3 | 0.3 | 0.3 | 0.3 | 0 | 0 | 0 | 2 | 0 | 0 | 0 | 0 | 0.3 | 0.3 | 0.3 | 0.3 | 0.3 | 0 | 0 | 0 | 2 | 0 | 0 | 0 | 0 | 0.3 | 0.3 | 0.3 | 0.3 | 0.3 | 0 | 0 | 0
0.16667 | 0 | 0 | 0 | 0 | 0 | 0 | 0 | 0 | 0 | 3 | 0 | 0 | 0 | 0 | 0.3 | 0.3 | 0.3 | 0.3 | 0.3 | 0 | 0 | 0 | 3 | 0 | 0 | 0 | 0 | 0.3 | 0.3 | 0.3 | 0.3 | 0.3 | 0 | 0 | 0 | 3 | 0 | 0 | 0 | 0 | 0.3 | 0.3 | 0.3 | 0.3 | 0.3 | 0 | 0 | 0 | 3 | 0 | 0 | 0 | 0 | 0.3 | 0.3 | 0.3 | 0.3 | 0.3 | 0 | 0 | 0 | 3 | 0 | 0 | 0 | 0 | 0.3 | 0.3 | 0.3 | 0.3 | 0.3 | 0 | 0 | 0 | 3 | 0 | 0 | 0 | 0 | 0.3 | 0.3 | 0.3 | 0.3 | 0.3 | 0 | 0 | 0
0.25 | 0 | 0 | 0 | 0 | 0 | 0 | 0 | 0 | 0 | 4 | 0 | 0 | 0 | 0 | 0.3 | 0.3 | 0.3 | 0.3 | 0.3 | 0 | 0 | 0 | 4 | 0 | 0 | 0 | 0 | 0.3 | 0.3 | 0.3 | 0.3 | 0.3 | 0 | 0 | 0 | 4 | 0 | 0 | 0 | 0 | 0.3 | 0.3 | 0.3 | 0.3 | 0.3 | 0 | 0 | 0 | 4 | 0 | 0 | 0 | 0 | 0.3 | 0.3 | 0.3 | 0.3 | 0.3 | 0 | 0 | 0 | 4 | 0 | 0 | 0 | 0 | 0.3 | 0.3 | 0.3 | 0.3 | 0.3 | 0 | 0 | 0 | 4 | 0 | 0 | 0 | 0 | 0.3 | 0.3 | 0.3 | 0.3 | 0.3 | 0 | 0 | 0
0.33333 | 0.3 | 0.3 | 0.3 | 0.3 | 0.3 | 0.3 | 0.3 | 0.3 | 0 | 5 | 0 | 0 | 0 | 0 | 0.3 | 0.3 | 0.3 | 0.3 | 0.3 | 0 | 0 | 0 | 5 | 0 | 0 | 0 | 0 | 0.3 | 0.3 | 0.3 | 0.3 | 0.3 | 0 | 0 | 0 | 5 | 0 | 0 | 0 | 0 | 0.3 | 0.3 | 0.3 | 0.3 | 0.3 | 0 | 0 | 0 | 5 | 0 | 0 | 0 | 0 | 0.3 | 0.3 | 0.3 | 0.3 | 0.3 | 0 | 0 | 0 | 5 | 0 | 0 | 0 | 0 | 0.3 | 0.3 | 0.3 | 0.3 | 0.3 | 0 | 0 | 0 | 5 | 0 | 0 | 0 | 0 | 0.3 | 0.3 | 0.3 | 0.3 | 0.3 | 0 | 0 | 0
0.41667 | 0.3 | 0.3 | 0.3 | 0.3 | 0.3 | 0.3 | 0.3 | 0.3 | 0 | 6 | 0 | 0 | 0 | 0 | 0.3 | 0.3 | 0.3 | 0.3 | 0.3 | 0 | 0 | 0 | 6 | 0 | 0 | 0 | 0 | 0.3 | 0.3 | 0.3 | 0.3 | 0.3 | 0 | 0 | 0 | 6 | 0 | 0 | 0 | 0 | 0.3 | 0.3 | 0.3 | 0.3 | 0.3 | 0 | 0 | 0 | 6 | 0 | 0 | 0 | 0 | 0.3 | 0.3 | 0.3 | 0.3 | 0.3 | 0 | 0 | 0 | 6 | 0 | 0 | 0 | 0 | 0.3 | 0.3 | 0.3 | 0.3 | 0.3 | 0 | 0 | 0 | 6 | 0 | 0 | 0 | 0 | 0.3 | 0.3 | 0.3 | 0.3 | 0.3 | 0 | 0 | 0
0.5 | 0.3 | 0.3 | 0.3 | 0.3 | 0.3 | 0.3 | 0.3 | 0.3 | 0 | 7 | 0 | 0 | 0 | 0 | 0.3 | 0.3 | 0.3 | 0.3 | 0.3 | 0 | 0 | 0 | 7 | 0 | 0 | 0 | 0 | 0.3 | 0.3 | 0.3 | 0.3 | 0.3 | 0 | 0 | 0 | 7 | 0 | 0 | 0 | 0 | 0.3 | 0.3 | 0.3 | 0.3 | 0.3 | 0 | 0 | 0 | 7 | 0 | 0 | 0 | 0 | 0.3 | 0.3 | 0.3 | 0.3 | 0.3 | 0 | 0 | 0 | 7 | 0 | 0 | 0 | 0 | 0.3 | 0.3 | 0.3 | 0.3 | 0.3 | 0 | 0 | 0 | 7 | 0 | 0 | 0 | 0 | 0.3 | 0.3 | 0.3 | 0.3 | 0.3 | 0 | 0 | 0
0.58333 | 0.3 | 0.3 | 0.3 | 0.3 | 0.3 | 0.3 | 0.3 | 0.3 | 0 | 8 | 0 | 0 | 0 | 0 | 0.3 | 0.3 | 0.3 | 0.3 | 0.3 | 0 | 0 | 0 | 8 | 0 | 0 | 0 | 0 | 0.3 | 0.3 | 0.3 | 0.3 | 0.3 | 0 | 0 | 0 | 8 | 0 | 0 | 0 | 0 | 0.3 | 0.3 | 0.3 | 0.3 | 0.3 | 0 | 0 | 0 | 8 | 0 | 0 | 0 | 0 | 0.3 | 0.3 | 0.3 | 0.3 | 0.3 | 0 | 0 | 0 | 8 | 0 | 0 | 0 | 0 | 0.3 | 0.3 | 0.3 | 0.3 | 0.3 | 0 | 0 | 0 | 8 | 0 | 0 | 0 | 0 | 0.3 | 0.3 | 0.3 | 0.3 | 0.3 | 0 | 0 | 0
0.66667 | 0.3 | 0.3 | 0.3 | 0.3 | 0.3 | 0.3 | 0.3 | 0.3 | 0 | 9 | 0 | 0 | 0 | 0 | 0.3 | 0.3 | 0.3 | 0.3 | 0.3 | 0 | 0 | 0 | 9 | 0 | 0 | 0 | 0 | 0.3 | 0.3 | 0.3 | 0.3 | 0.3 | 0 | 0 | 0 | 9 | 0 | 0 | 0 | 0 | 0.3 | 0.3 | 0.3 | 0.3 | 0.3 | 0 | 0 | 0 | 9 | 0 | 0 | 0 | 0 | 0.3 | 0.3 | 0.3 | 0.3 | 0.3 | 0 | 0 | 0 | 9 | 0 | 0 | 0 | 0 | 0.3 | 0.3 | 0.3 | 0.3 | 0.3 | 0 | 0 | 0 | 9 | 0 | 0 | 0 | 0 | 0.3 | 0.3 | 0.3 | 0.3 | 0.3 | 0 | 0 | 0
0.75 | 0 | 0 | 0 | 0 | 0 | 0 | 0 | 0 | 0 | 10 | 0 | 0 | 0 | 0 | 0.3 | 0.3 | 0.3 | 0.3 | 0.3 | 0 | 0 | 0 | 10 | 0 | 0 | 0 | 0 | 0.3 | 0.3 | 0.3 | 0.3 | 0.3 | 0 | 0 | 0 | 10 | 0 | 0 | 0 | 0 | 0.3 | 0.3 | 0.3 | 0.3 | 0.3 | 0 | 0 | 0 | 10 | 0 | 0 | 0 | 0 | 0.3 | 0.3 | 0.3 | 0.3 | 0.3 | 0 | 0 | 0 | 10 | 0 | 0 | 0 | 0 | 0.3 | 0.3 | 0.3 | 0.3 | 0.3 | 0 | 0 | 0 | 10 | 0 | 0 | 0 | 0 | 0.3 | 0.3 | 0.3 | 0.3 | 0.3 | 0 | 0 | 0
0.83333 | 0 | 0 | 0 | 0 | 0 | 0 | 0 | 0 | 0
0.91667 | 0 | 0 | 0 | 0 | 0 | 0 | 0 | 0 | 0
1 | 0 | 0 | 0 | 0 | 0 | 0 | 0 | 0 | 0
1.0833 | 0 | 0 | 0 | 0 | 0 | 0 | 0 | 0 | 0
1.1667 | 0 | 0 | 0 | 0 | 0 | 0 | 0 | 0 | 0
1.25 | 0 | 0 | 0 | 0 | 0 | 0 | 0 | 0 | 0
1.3333 | 0.3 | 0.3 | 0.3 | 0.3 | 0.3 | 0.3 | 0.3 | 0.3 | 0
1.4167 | 0.3 | 0.3 | 0.3 | 0.3 | 0.3 | 0.3 | 0.3 | 0.3 | 0
1.5 | 0.3 | 0.3 | 0.3 | 0.3 | 0.3 | 0.3 | 0.3 | 0.3 | 0
1.5833 | 0.3 | 0.3 | 0.3 | 0.3 | 0.3 | 0.3 | 0.3 | 0.3 | 0
1.6667 | 0.3 | 0.3 | 0.3 | 0.3 | 0.3 | 0.3 | 0.3 | 0.3 | 0
1.75 | 0 | 0 | 0 | 0 | 0 | 0 | 0 | 0 | 0
1.8333 | 0 | 0 | 0 | 0 | 0 | 0 | 0 | 0 | 0
1.9167 | 0 | 0 | 0 | 0 | 0 | 0 | 0 | 0 | 0
2 | 0 | 0 | 0 | 0 | 0 | 0 | 0 | 0 | 0
2.0833 | 0 | 0 | 0 | 0 | 0 | 0 | 0 | 0 | 0
2.1667 | 0 | 0 | 0 | 0 | 0 | 0 | 0 | 0 | 0
2.25 | 0 | 0 | 0 | 0 | 0 | 0 | 0 | 0 | 0
2.3333 | 0.3 | 0.3 | 0.3 | 0.3 | 0.3 | 0.3 | 0.3 | 0.3 | 0
2.4167 | 0.3 | 0.3 | 0.3 | 0.3 | 0.3 | 0.3 | 0.3 | 0.3 | 0
2.5 | 0.3 | 0.3 | 0.3 | 0.3 | 0.3 | 0.3 | 0.3 | 0.3 | 0
2.5833 | 0.3 | 0.3 | 0.3 | 0.3 | 0.3 | 0.3 | 0.3 | 0.3 | 0
2.6667 | 0.3 | 0.3 | 0.3 | 0.3 | 0.3 | 0.3 | 0.3 | 0.3 | 0
2.75 | 0 | 0 | 0 | 0 | 0 | 0 | 0 | 0 | 0
2.8333 | 0 | 0 | 0 | 0 | 0 | 0 | 0 | 0 | 0
2.9167 | 0 | 0 | 0 | 0 | 0 | 0 | 0 | 0 | 0
3 | 0 | 0 | 0 | 0 | 0 | 0 | 0 | 0 | 0
3.0833 | 0 | 0 | 0 | 0 | 0 | 0 | 0 | 0 | 0
3.1667 | 0 | 0 | 0 | 0 | 0 | 0 | 0 | 0 | 0
3.25 | 0 | 0 | 0 | 0 | 0 | 0 | 0 | 0 | 0
3.3333 | 0.3 | 0.3 | 0.3 | 0.3 | 0.3 | 0.3 | 0.3 | 0.3 | 0
3.4167 | 0.3 | 0.3 | 0.3 | 0.3 | 0.3 | 0.3 | 0.3 | 0.3 | 0
3.5 | 0.3 | 0.3 | 0.3 | 0.3 | 0.3 | 0.3 | 0.3 | 0.3 | 0
3.5833 | 0.3 | 0.3 | 0.3 | 0.3 | 0.3 | 0.3 | 0.3 | 0.3 | 0
3.6667 | 0.3 | 0.3 | 0.3 | 0.3 | 0.3 | 0.3 | 0.3 | 0.3 | 0
3.75 | 0 | 0 | 0 | 0 | 0 | 0 | 0 | 0 | 0
3.8333 | 0 | 0 | 0 | 0 | 0 | 0 | 0 | 0 | 0
3.9167 | 0 | 0 | 0 | 0 | 0 | 0 | 0 | 0 | 0
4 | 0 | 0 | 0 | 0 | 0 | 0 | 0 | 0 | 0
4.0833 | 0 | 0 | 0 | 0 | 0 | 0 | 0 | 0 | 0
4.1667 | 0 | 0 | 0 | 0 | 0 | 0 | 0 | 0 | 0
4.25 | 0 | 0 | 0 | 0 | 0 | 0 | 0 | 0 | 0
4.3333 | 0.3 | 0.3 | 0.3 | 0.3 | 0.3 | 0.3 | 0.3 | 0.3 | 0
4.4167 | 0.3 | 0.3 | 0.3 | 0.3 | 0.3 | 0.3 | 0.3 | 0.3 | 0
4.5 | 0.3 | 0.3 | 0.3 | 0.3 | 0.3 | 0.3 | 0.3 | 0.3 | 0
4.5833 | 0.3 | 0.3 | 0.3 | 0.3 | 0.3 | 0.3 | 0.3 | 0.3 | 0
4.6667 | 0.3 | 0.3 | 0.3 | 0.3 | 0.3 | 0.3 | 0.3 | 0.3 | 0
4.75 | 0 | 0 | 0 | 0 | 0 | 0 | 0 | 0 | 0
4.8333 | 0 | 0 | 0 | 0 | 0 | 0 | 0 | 0 | 0
4.9167 | 0 | 0 | 0 | 0 | 0 | 0 | 0 | 0 | 0
5 | 0 | 0 | 0 | 0 | 0 | 0 | 0 | 0 | 0
5.0833 | 0 | 0 | 0 | 0 | 0 | 0 | 0 | 0 | 0
5.1667 | 0 | 0 | 0 | 0 | 0 | 0 | 0 | 0 | 0
5.25 | 0 | 0 | 0 | 0 | 0 | 0 | 0 | 0 | 0
5.3333 | 0.3 | 0.3 | 0.3 | 0.3 | 0.3 | 0.3 | 0.3 | 0.3 | 0
5.4167 | 0.3 | 0.3 | 0.3 | 0.3 | 0.3 | 0.3 | 0.3 | 0.3 | 0
5.5 | 0.3 | 0.3 | 0.3 | 0.3 | 0.3 | 0.3 | 0.3 | 0.3 | 0
5.5833 | 0.3 | 0.3 | 0.3 | 0.3 | 0.3 | 0.3 | 0.3 | 0.3 | 0
5.6667 | 0.3 | 0.3 | 0.3 | 0.3 | 0.3 | 0.3 | 0.3 | 0.3 | 0
5.75 | 0 | 0 | 0 | 0 | 0 | 0 | 0 | 0 | 0
5.8333 | 0 | 0 | 0 | 0 | 0 | 0 | 0 | 0 | 0
5.9167 | 0 | 0 | 0 | 0 | 0 | 0 | 0 | 0 | 0
6 | 0 | 0 | 0 | 0 | 0 | 0 | 0 | 0 | 0
6.0833 | 0 | 0 | 0 | 0 | 0 | 0 | 0 | 0 | 0
6.1667 | 0 | 0 | 0 | 0 | 0 | 0 | 0 | 0 | 0
6.25 | 0 | 0 | 0 | 0 | 0 | 0 | 0 | 0 | 0
6.3333 | 0.3 | 0.3 | 0.3 | 0.3 | 0.3 | 0.3 | 0.3 | 0.3 | 0
6.4167 | 0.3 | 0.3 | 0.3 | 0.3 | 0.3 | 0.3 | 0.3 | 0.3 | 0
6.5 | 0.3 | 0.3 | 0.3 | 0.3 | 0.3 | 0.3 | 0.3 | 0.3 | 0
6.5833 | 0.3 | 0.3 | 0.3 | 0.3 | 0.3 | 0.3 | 0.3 | 0.3 | 0
6.6667 | 0.3 | 0.3 | 0.3 | 0.3 | 0.3 | 0.3 | 0.3 | 0.3 | 0
6.75 | 0 | 0 | 0 | 0 | 0 | 0 | 0 | 0 | 0
6.8333 | 0 | 0 | 0 | 0 | 0 | 0 | 0 | 0 | 0
6.9167 | 0 | 0 | 0 | 0 | 0 | 0 | 0 | 0 | 0
7 | 0 | 0 | 0 | 0 | 0 | 0 | 0 | 0 | 0
7.0833 | 0 | 0 | 0 | 0 | 0 | 0 | 0 | 0 | 0
7.1667 | 0 | 0 | 0 | 0 | 0 | 0 | 0 | 0 | 0
7.25 | 0 | 0 | 0 | 0 | 0 | 0 | 0 | 0 | 0
7.3333 | 0.3 | 0.3 | 0.3 | 0.3 | 0.3 | 0.3 | 0.3 | 0.3 | 0
7.4167 | 0.3 | 0.3 | 0.3 | 0.3 | 0.3 | 0.3 | 0.3 | 0.3 | 0
7.5 | 0.3 | 0.3 | 0.3 | 0.3 | 0.3 | 0.3 | 0.3 | 0.3 | 0
7.5833 | 0.3 | 0.3 | 0.3 | 0.3 | 0.3 | 0.3 | 0.3 | 0.3 | 0
7.6667 | 0.3 | 0.3 | 0.3 | 0.3 | 0.3 | 0.3 | 0.3 | 0.3 | 0
7.75 | 0 | 0 | 0 | 0 | 0 | 0 | 0 | 0 | 0
7.8333 | 0 | 0 | 0 | 0 | 0 | 0 | 0 | 0 | 0
7.9167 | 0 | 0 | 0 | 0 | 0 | 0 | 0 | 0 | 0
8 | 0 | 0 | 0 | 0 | 0 | 0 | 0 | 0 | 0
8.0833 | 0 | 0 | 0 | 0 | 0 | 0 | 0 | 0 | 0
8.1667 | 0 | 0 | 0 | 0 | 0 | 0 | 0 | 0 | 0
8.25 | 0 | 0 | 0 | 0 | 0 | 0 | 0 | 0 | 0
8.3333 | 0.3 | 0.3 | 0.3 | 0.3 | 0.3 | 0.3 | 0.3 | 0.3 | 0
8.4167 | 0.3 | 0.3 | 0.3 | 0.3 | 0.3 | 0.3 | 0.3 | 0.3 | 0
8.5 | 0.3 | 0.3 | 0.3 | 0.3 | 0.3 | 0.3 | 0.3 | 0.3 | 0
8.5833 | 0.3 | 0.3 | 0.3 | 0.3 | 0.3 | 0.3 | 0.3 | 0.3 | 0
8.6667 | 0.3 | 0.3 | 0.3 | 0.3 | 0.3 | 0.3 | 0.3 | 0.3 | 0
8.75 | 0 | 0 | 0 | 0 | 0 | 0 | 0 | 0 | 0
8.8333 | 0 | 0 | 0 | 0 | 0 | 0 | 0 | 0 | 0
8.9167 | 0 | 0 | 0 | 0 | 0 | 0 | 0 | 0 | 0
9 | 0 | 0 | 0 | 0 | 0 | 0 | 0 | 0 | 0
9.0833 | 0 | 0 | 0 | 0 | 0 | 0 | 0 | 0 | 0
9.1667 | 0 | 0 | 0 | 0 | 0 | 0 | 0 | 0 | 0
9.25 | 0 | 0 | 0 | 0 | 0 | 0 | 0 | 0 | 0
9.3333 | 0.3 | 0.3 | 0.3 | 0.3 | 0.3 | 0.3 | 0.3 | 0.3 | 0
9.4167 | 0.3 | 0.3 | 0.3 | 0.3 | 0.3 | 0.3 | 0.3 | 0.3 | 0
9.5 | 0.3 | 0.3 | 0.3 | 0.3 | 0.3 | 0.3 | 0.3 | 0.3 | 0
9.5833 | 0.3 | 0.3 | 0.3 | 0.3 | 0.3 | 0.3 | 0.3 | 0.3 | 0
9.6667 | 0.3 | 0.3 | 0.3 | 0.3 | 0.3 | 0.3 | 0.3 | 0.3 | 0
9.75 | 0 | 0 | 0 | 0 | 0 | 0 | 0 | 0 | 0
9.8333 | 0 | 0 | 0 | 0 | 0 | 0 | 0 | 0 | 0
9.9167 | 0 | 0 | 0 | 0 | 0 | 0 | 0 | 0 | 0
10 | 0 | 0 | 0 | 0 | 0 | 0 | 0 | 0 | 0