## Summary
Figure C-4
Scenario C-1e Results
Faro Mine Remediation Project
C-1e

## Data
X14 WQ | [9 empty] | FaroPitElevation | [9 empty] | WTP Flows | [9 empty] | WTP Concentration for Zn | [10 empty] | CVP | [9 empty] | CVP WQ | [9 empty] | CVPReleases
Time (yr) | SelectorWQ:Mean | SelectorWQ:Least Result | SelectorWQ:5% | SelectorWQ:25% | SelectorWQ:Median | SelectorWQ:75% | SelectorWQ:95% | SelectorWQ:Greatest Result | Greatest Result | Time (yr) | Faro_Elevation:Mean | Faro_Elevation:Least Result | Faro_Elevation:5% | Faro_Elevation:25% | Faro_Elevation:Median | Faro_Elevation:75% | Faro_Elevation:95% | Faro_Elevation:Greatest Result | Greatest Result | Time (yr) | Total_Faro_Discharge:Mean | Total_Faro_Discharge:Least Result | Total_Faro_Discharge:5% | Total_Faro_Discharge:25% | Total_Faro_Discharge:Median | Total_Faro_Discharge:75% | Total_Faro_Discharge:95% | Total_Faro_Discharge:Greatest Result | Greatest Result | Time (yr) | SelectorWQ:Mean | SelectorWQ:Least Result | SelectorWQ:5% | SelectorWQ:25% | SelectorWQ:Median | SelectorWQ:75% | SelectorWQ:95% | SelectorWQ:Greatest Result | Greatest Result |  | Time (yr) | CVD_Elevation:Mean | CVD_Elevation:Least Result | CVD_Elevation:5% | CVD_Elevation:25% | CVD_Elevation:Median | CVD_Elevation:75% | CVD_Elevation:95% | CVD_Elevation:Greatest Result | Greatest Result | Time (yr) | SelectorWQ:Mean | SelectorWQ:Least Result | SelectorWQ:5% | SelectorWQ:25% | SelectorWQ:Median | SelectorWQ:75% | SelectorWQ:95% | SelectorWQ:Greatest Result | Greatest Result | Time (yr) | X14:Mean | X14:Least Result | X14:5% | X14:25% | X14:Median | X14:75% | X14:95% | X14:Greatest Result
0 | 0.047619 | 0.038118 | 0.041441 | 0.044321 | 0.047181 | 0.050068 | 0.054432 | 0.066826 |  | 0 | 1141.6 | 1141.6 | 1141.6 | 1141.6 | 1141.6 | 1141.6 | 1141.6 | 1141.6 |  | 0 | 0 | 0 | 0 | 0 | 0 | 0 | 0 | 0 |  | 0 | 0 | 0 | 0 | 0 | 0 | 0 | 0 | 0 |  | jan | 0 | 1027.796 | 1027.796 | 1027.796 | 1027.796 | 1027.796 | 1027.796 | 1027.796 | 1027.796 |  | 0 | 0.299 | 0.299 | 0.299 | 0.299 | 0.299 | 0.299 | 0.299 | 0.299 |  | 0 | 1051.5066 | 916.1108 | 978.3126 | 1022.2575 | 1046.9385 | 1081.7149 | 1132.9825 | 1165.2664
0.083333 | 0.038043 | 0.019512 | 0.02995 | 0.033648 | 0.038114 | 0.042197 | 0.047894 | 0.052609 |  | 0.083333 | 1142.1144 | 1141.8608 | 1141.9574 | 1142.031 | 1142.094 | 1142.1949 | 1142.3311 | 1142.4292 |  | 0.083333 | 0 | 0 | 0 | 0 | 0 | 0 | 0 | 0 |  | 0.083333 | 0 | 0 | 0 | 0 | 0 | 0 | 0 | 0 |  | feb | 0.083333 | 1027.1583 | 1027.1583 | 1027.1583 | 1027.1583 | 1027.1583 | 1027.1583 | 1027.1583 | 1027.1583 |  | 0.083333 | 0.2193 | 0.065281 | 0.12177 | 0.17746 | 0.22008 | 0.25885 | 0.31498 | 0.37192 |  | 0.083333 | 586.7558 | 0 | 523.9767 | 580.0447 | 588.5939 | 619.7374 | 655.7254 | 689.6122
0.16667 | 0.03666 | 0.021283 | 0.025838 | 0.032062 | 0.036861 | 0.042078 | 0.046589 | 0.053057 |  | 0.16667 | 1142.732 | 1142.1022 | 1142.4265 | 1142.6091 | 1142.705 | 1142.897 | 1143.08 | 1143.1985 |  | 0.16667 | 0 | 0 | 0 | 0 | 0 | 0 | 0 | 0 |  | 0.16667 | 0 | 0 | 0 | 0 | 0 | 0 | 0 | 0 |  | mar | 0.16667 | 1026.8438 | 1026.8325 | 1026.8325 | 1026.8325 | 1026.8325 | 1026.8325 | 1026.8325 | 1027.3973 |  | 0.16667 | 0.22334 | 0.058038 | 0.11406 | 0.18309 | 0.21911 | 0.27506 | 0.32908 | 0.3656 |  | 0.16667 | 396.4682 | 0 | 308.8274 | 384.19 | 397.9128 | 429.6276 | 464.6994 | 494.787
0.25 | 0.031112 | 0.02353 | 0.025452 | 0.028051 | 0.031138 | 0.033807 | 0.037445 | 0.040401 |  | 0.25 | 1143.2349 | 1142.4604 | 1142.9292 | 1143.1226 | 1143.208 | 1143.3934 | 1143.5818 | 1143.7701 |  | 0.25 | 0 | 0 | 0 | 0 | 0 | 0 | 0 | 0 |  | 0.25 | 0 | 0 | 0 | 0 | 0 | 0 | 0 | 0 |  | apr | 0.25 | 1026.6895 | 1026.6663 | 1026.6663 | 1026.6663 | 1026.6663 | 1026.6663 | 1026.6663 | 1027.6312 |  | 0.25 | 0.19466 | 0.0048204 | 0.076548 | 0.14771 | 0.19563 | 0.24602 | 0.28784 | 0.34381 |  | 0.25 | 310.7126 | 0 | 0 | 309.343 | 328.4518 | 368.8512 | 408.6356 | 438.5432
0.33333 | 0.031526 | 0.0093721 | 0.012732 | 0.020672 | 0.029936 | 0.040354 | 0.053881 | 0.074592 |  | 0.33333 | 1143.6577 | 1142.8105 | 1143.2725 | 1143.5042 | 1143.6125 | 1143.8727 | 1144.1201 | 1144.363 |  | 0.33333 | 8099.9999 | 8099.9999 | 8099.9999 | 8099.9999 | 8099.9999 | 8099.9999 | 8099.9999 | 8099.9999 |  | 0.33333 | 0.1 | 0.1 | 0.1 | 0.1 | 0.1 | 0.1 | 0.1 | 0.1 |  | may | 0.33333 | 1026.6325 | 1026.5831 | 1026.5831 | 1026.5831 | 1026.5831 | 1026.5831 | 1026.8901 | 1027.8916 |  | 0.33333 | 0.12267 | 0.0007614 | 0.0059164 | 0.082598 | 0.12828 | 0.17175 | 0.21408 | 0.2454 |  | 0.33333 | 6695.4072 | 4251.8998 | 4451.6885 | 4655.245 | 7841.7631 | 7908.7975 | 8084.3992 | 8178.6553
0.41667 | 0.026775 | 0.010787 | 0.013429 | 0.021379 | 0.026886 | 0.031849 | 0.039716 | 0.049128 |  | 0.41667 | 1142.0631 | 1141.0376 | 1141.5002 | 1141.7765 | 1141.8962 | 1142.4246 | 1142.9902 | 1143.2764 |  | 0.41667 | 8099.9999 | 8099.9999 | 8099.9999 | 8099.9999 | 8099.9999 | 8099.9999 | 8099.9999 | 8099.9999 |  | 0.41667 | 0.1 | 0.1 | 0.1 | 0.1 | 0.1 | 0.1 | 0.1 | 0.1 |  | jun | 0.41667 | 1027.8006 | 1026.5433 | 1026.5438 | 1026.5444 | 1026.9666 | 1029.4474 | 1029.4474 | 1029.4474 |  | 0.41667 | 0.086818 | 0.026525 | 0.043866 | 0.066016 | 0.08212 | 0.10942 | 0.13564 | 0.17492 |  | 0.41667 | 6845.5524 | 4454.1869 | 4722.6366 | 4825.4885 | 7696.6226 | 7806.0405 | 9422.498 | 9547.5587
0.5 | 0.027309 | 0.014473 | 0.017286 | 0.022029 | 0.025988 | 0.031785 | 0.038861 | 0.046867 |  | 0.5 | 1140.9335 | 1139.5774 | 1140.314 | 1140.6885 | 1140.8474 | 1141.2874 | 1141.7146 | 1142.0573 |  | 0.5 | 7987.2214 | 4923.705 | 7602.1761 | 8099.9999 | 8099.9999 | 8099.9999 | 8099.9999 | 8099.9999 |  | 0.5 | 0.1 | 0.1 | 0.1 | 0.1 | 0.1 | 0.1 | 0.1 | 0.1 |  | jul | 0.5 | 1028.5469 | 1026.5216 | 1026.522 | 1026.7712 | 1029.4048 | 1029.4327 | 1029.4331 | 1029.4342 |  | 0.5 | 0.074833 | 0.002152 | 0.025788 | 0.051051 | 0.069824 | 0.09408 | 0.14371 | 0.1754 |  | 0.5 | 6925.71 | 2590.999 | 4140.0056 | 5915.9449 | 7542.1725 | 7626.3571 | 9221.2628 | 9290.3375
0.58333 | 0.02365 | 0.0078234 | 0.012586 | 0.017597 | 0.021818 | 0.02932 | 0.040273 | 0.046612 |  | 0.58333 | 1139.7207 | 1138.9008 | 1138.9011 | 1139.306 | 1139.5647 | 1140.2234 | 1140.7085 | 1141.1641 |  | 0.58333 | 5830.2857 | 2720.0062 | 3087.1655 | 4644.7913 | 5532.2307 | 7828.6797 | 8099.9999 | 8099.9999 |  | 0.58333 | 0.1 | 0.1 | 0.1 | 0.1 | 0.1 | 0.1 | 0.1 | 0.1 |  | aug | 0.58333 | 1029.0549 | 1026.5109 | 1026.511 | 1029.4166 | 1029.4169 | 1029.4309 | 1029.4451 | 1029.4451 |  | 0.58333 | 0.071762 | 0.0019537 | 0.0075921 | 0.038192 | 0.068006 | 0.093899 | 0.16342 | 0.19269 |  | 0.58333 | 6520.5519 | 2153.6285 | 4135.4099 | 5276.9925 | 6811.3722 | 7546.9317 | 9188.3627 | 9328.992
0.66667 | 0.029506 | 0.020603 | 0.024339 | 0.027297 | 0.029413 | 0.031557 | 0.035223 | 0.046919 |  | 0.66667 | 1139.0147 | 1138.9271 | 1138.9271 | 1138.9276 | 1138.9277 | 1138.9281 | 1139.498 | 1140.1047 |  | 0.66667 | 3784.6443 | 2738.2638 | 3162.5402 | 3336.075 | 3441.2305 | 3733.4678 | 5702.4756 | 7783.3315 |  | 0.66667 | 0.1 | 0.1 | 0.1 | 0.1 | 0.1 | 0.1 | 0.1 | 0.1 |  | sep | 0.66667 | 1029.0793 | 1026.5055 | 1027.264 | 1029.4386 | 1029.4387 | 1029.4387 | 1029.4493 | 1029.4597 |  | 0.66667 | 0.1247 | 0.079204 | 0.097889 | 0.11377 | 0.12343 | 0.13286 | 0.15945 | 0.18369 |  | 0.66667 | 6498.4664 | 4302.0921 | 4428.0905 | 6071.7611 | 6474.8767 | 6941.5889 | 8978.0995 | 9344.3121
0.75 | 0.023149 | 0.010845 | 0.014962 | 0.018543 | 0.023172 | 0.02787 | 0.031524 | 0.04111 |  | 0.75 | 1138.972 | 1138.9631 | 1138.9719 | 1138.9723 | 1138.9723 | 1138.9723 | 1138.9723 | 1138.9723 |  | 0.75 | 0 | 0 | 0 | 0 | 0 | 0 | 0 | 0 |  | 0.75 | 0 | 0 | 0 | 0 | 0 | 0 | 0 | 0 |  | oct | 0.75 | 1027.9302 | 1026.5027 | 1026.8877 | 1028.0099 | 1028.01 | 1028.01 | 1029.4763 | 1029.4763 |  | 0.75 | 0.12681 | 0.0030873 | 0.010662 | 0.077888 | 0.13032 | 0.1738 | 0.24814 | 0.29863 |  | 0.75 | 1109.5007 | 0 | 0 | 0 | 1487.4548 | 1776.655 | 2019.5235 | 2587.0618
0.83333 | 0.024827 | 0.016433 | 0.017805 | 0.020366 | 0.024878 | 0.02902 | 0.032255 | 0.04027 |  | 0.83333 | 1140.0593 | 1139.8254 | 1139.9614 | 1140.0155 | 1140.0496 | 1140.1162 | 1140.1825 | 1140.2637 |  | 0.83333 | 0 | 0 | 0 | 0 | 0 | 0 | 0 | 0 |  | 0.83333 | 0 | 0 | 0 | 0 | 0 | 0 | 0 | 0 |  | nov | 0.83333 | 1027.7791 | 1026.5013 | 1026.8854 | 1027.2655 | 1027.2655 | 1028.7754 | 1029.0953 | 1029.4968 |  | 0.83333 | 0.11676 | 0.0043928 | 0.01421 | 0.069696 | 0.12114 | 0.15853 | 0.2232 | 0.2703 |  | 0.83333 | 534.1815 | 0 | 0 | 0 | 677.3349 | 907.3206 | 1037.9329 | 1332.7263
0.91667 | 0.021813 | 0.012637 | 0.014483 | 0.018316 | 0.022219 | 0.024753 | 0.028269 | 0.034347 |  | 0.91667 | 1140.7643 | 1140.2913 | 1140.5454 | 1140.672 | 1140.7366 | 1140.8896 | 1141.0347 | 1141.1713 |  | 0.91667 | 0 | 0 | 0 | 0 | 0 | 0 | 0 | 0 |  | 0.91667 | 0 | 0 | 0 | 0 | 0 | 0 | 0 | 0 |  | dec | 0.91667 | 1027.7402 | 1026.5007 | 1026.6926 | 1026.8884 | 1026.8884 | 1029.1853 | 1029.5 | 1029.5 |  | 0.91667 | 0.11266 | 0.0069094 | 0.01866 | 0.069475 | 0.11404 | 0.1547 | 0.21036 | 0.25421 |  | 0.91667 | 403.6974 | 0 | 0 | 162.9646 | 496.1286 | 596.2601 | 712.2039 | 1031.3903
1 | 0.025181 | 0.012966 | 0.017254 | 0.021312 | 0.024694 | 0.027846 | 0.034939 | 0.040294 |  | 1 | 1141.2973 | 1140.5989 | 1140.9607 | 1141.1525 | 1141.2571 | 1141.4755 | 1141.7051 | 1141.9292 |  | 1 | 0 | 0 | 0 | 0 | 0 | 0 | 0 | 0 |  | 1 | 0 | 0 | 0 | 0 | 0 | 0 | 0 | 0 |  | jan | 1 | 1027.7368 | 1026.5004 | 1026.5963 | 1026.6942 | 1026.6956 | 1029.5 | 1029.5 | 1029.5 |  | 1 | 0.14093 | 0.035387 | 0.04342 | 0.092533 | 0.14647 | 0.18588 | 0.24087 | 0.28149 |  | 1 | 571.9682 | 0 | 140.9034 | 348.7687 | 407.1646 | 482.0465 | 2049.7473 | 2133.2181
1.0833 | 0.023164 | 0.016193 | 0.017953 | 0.020631 | 0.022886 | 0.025455 | 0.029516 | 0.035051 |  | 1.0833 | 1141.7772 | 1141.0784 | 1141.3789 | 1141.5875 | 1141.7236 | 1141.9694 | 1142.2542 | 1142.668 |  | 1.0833 | 0 | 0 | 0 | 0 | 0 | 0 | 0 | 0 |  | 1.0833 | 0 | 0 | 0 | 0 | 0 | 0 | 0 | 0 |  | feb | 1.0833 | 1027.5366 | 1026.5001 | 1026.5482 | 1026.5972 | 1026.6167 | 1028.6171 | 1029.5 | 1029.5 |  | 1.0833 | 0.068029 | 7.4822e-06 | 2.3366e-05 | 0.020107 | 0.054139 | 0.099576 | 0.18532 | 0.29282 |  | 1.0833 | 125.3706 | 0 | 0 | 0 | 0 | 246.4322 | 327.509 | 524.8032
1.1667 | 0.025939 | 0.010616 | 0.014637 | 0.021105 | 0.026534 | 0.03001 | 0.036478 | 0.041722 |  | 1.1667 | 1142.2472 | 1141.4377 | 1141.6199 | 1141.9014 | 1142.1235 | 1142.6146 | 1143.0229 | 1143.1787 |  | 1.1667 | 0 | 0 | 0 | 0 | 0 | 0 | 0 | 0 |  | 1.1667 | 0 | 0 | 0 | 0 | 0 | 0 | 0 | 0 |  | mar | 1.1667 | 1027.6314 | 1026.5001 | 1026.5242 | 1026.7378 | 1026.8436 | 1029.1348 | 1029.5 | 1029.5 |  | 1.1667 | 0.079405 | 5.8075e-07 | 0.0003533 | 0.026862 | 0.06548 | 0.12178 | 0.21576 | 0.294 |  | 1.1667 | 164.0105 | 0 | 0 | 0 | 192.0799 | 263.0526 | 389.1231 | 1260.9553
1.25 | 0.025663 | 0.017269 | 0.01888 | 0.022704 | 0.025356 | 0.028459 | 0.032738 | 0.0364 |  | 1.25 | 1142.7866 | 1141.7793 | 1141.8352 | 1142.3827 | 1142.814 | 1143.1853 | 1143.4741 | 1143.7036 |  | 1.25 | 0 | 0 | 0 | 0 | 0 | 0 | 0 | 0 |  | 1.25 | 0 | 0 | 0 | 0 | 0 | 0 | 0 | 0 |  | apr | 1.25 | 1027.6869 | 1026.5 | 1026.5121 | 1026.6516 | 1027.0469 | 1029.4915 | 1029.4915 | 1029.4937 |  | 1.25 | 0.061955 | 8.3964e-07 | 0.00032609 | 0.0071912 | 0.04179 | 0.088247 | 0.19944 | 0.27306 |  | 1.25 | 138.5112 | 0 | 0 | 0 | 0 | 268.2048 | 346.4549 | 2000.7938
1.3333 | 0.029288 | 0.0091651 | 0.0092942 | 0.017494 | 0.027496 | 0.038842 | 0.056812 | 0.062645 |  | 1.3333 | 1143.2841 | 1141.9697 | 1142.3933 | 1142.9424 | 1143.314 | 1143.6558 | 1143.9048 | 1144.3016 |  | 1.3333 | 8099.9999 | 8099.9999 | 8099.9999 | 8099.9999 | 8099.9999 | 8099.9999 | 8099.9999 | 8099.9999 |  | 1.3333 | 0.1 | 0.1 | 0.1 | 0.1 | 0.1 | 0.1 | 0.1 | 0.1 |  | may | 1.3333 | 1027.7778 | 1026.5 | 1026.5063 | 1026.8662 | 1027.282 | 1029.052 | 1029.4531 | 1029.4539 |  | 1.3333 | 0.024666 | 2.2097e-07 | 4.1116e-05 | 0.00060968 | 0.00091903 | 0.030558 | 0.13669 | 0.20131 |  | 1.3333 | 6225.6857 | 4175.4655 | 4431.9281 | 5163.1734 | 5604.6625 | 7819.7461 | 8058.4204 | 8149.2688
1.4167 | 0.025198 | 0.011125 | 0.01308 | 0.018615 | 0.02503 | 0.0301 | 0.041888 | 0.045939 |  | 1.4167 | 1141.6693 | 1140.5234 | 1141.0242 | 1141.2484 | 1141.6304 | 1142.0258 | 1142.454 | 1143.183 |  | 1.4167 | 8099.9999 | 8099.9999 | 8099.9999 | 8099.9999 | 8099.9999 | 8099.9999 | 8099.9999 | 8099.9999 |  | 1.4167 | 0.1 | 0.1 | 0.1 | 0.1 | 0.1 | 0.1 | 0.1 | 0.1 |  | jun | 1.4167 | 1029.1532 | 1026.5031 | 1026.5062 | 1029.4208 | 1029.4343 | 1029.4423 | 1029.4481 | 1029.4481 |  | 1.4167 | 0.078238 | 0.043462 | 0.052298 | 0.062799 | 0.072242 | 0.089948 | 0.12659 | 0.14542 |  | 1.4167 | 7736.0192 | 4299.0193 | 7105.742 | 7659.8788 | 7722.0204 | 7812.3539 | 9345.2059 | 9535.5991
1.5 | 0.02783 | 0.01477 | 0.017461 | 0.023674 | 0.027133 | 0.031447 | 0.038105 | 0.047394 |  | 1.5 | 1140.5371 | 1138.915 | 1139.7114 | 1140.1323 | 1140.5521 | 1140.999 | 1141.3802 | 1141.9174 |  | 1.5 | 7534.1373 | 2799.25 | 5655.5427 | 7373.2445 | 8099.9999 | 8099.9999 | 8099.9999 | 8099.9999 |  | 1.5 | 0.1 | 0.1 | 0.1 | 0.1 | 0.1 | 0.1 | 0.1 | 0.1 |  | jul | 1.5 | 1029.1269 | 1026.5015 | 1026.5032 | 1029.4048 | 1029.4049 | 1029.4052 | 1029.4099 | 1029.4376 |  | 1.5 | 0.082168 | 0.0074692 | 0.021775 | 0.060538 | 0.082922 | 0.10513 | 0.13967 | 0.1432 |  | 1.5 | 7666.4721 | 2141.1774 | 4122.9618 | 7501.0082 | 7590.4791 | 9005.5502 | 9291.0753 | 9426.5491
1.5833 | 0.023643 | 0.010873 | 0.013109 | 0.017994 | 0.022146 | 0.028412 | 0.036631 | 0.048018 |  | 1.5833 | 1139.3899 | 1138.9008 | 1138.901 | 1138.9014 | 1139.1667 | 1139.8013 | 1140.384 | 1141.0518 |  | 1.5833 | 4870.2126 | 2613.5021 | 2985.5514 | 3358.1879 | 4264.1211 | 6356.9593 | 8099.9999 | 8099.9999 |  | 1.5833 | 0.1 | 0.1 | 0.1 | 0.1 | 0.1 | 0.1 | 0.1 | 0.1 |  | aug | 1.5833 | 1028.9407 | 1027.267 | 1027.9924 | 1027.9926 | 1029.4169 | 1029.4169 | 1029.4309 | 1029.4453 |  | 1.5833 | 0.080289 | 0.0089821 | 0.024431 | 0.048153 | 0.077805 | 0.10256 | 0.1532 | 0.20251 |  | 1.5833 | 5781.2802 | 1611.3285 | 2517.6477 | 4524.5762 | 5751.7884 | 7539.1087 | 9257.0264 | 9321.0155
1.6667 | 0.028949 | 0.019597 | 0.021889 | 0.026947 | 0.028869 | 0.031256 | 0.034243 | 0.040476 |  | 1.6667 | 1138.9659 | 1138.9215 | 1138.9272 | 1138.9276 | 1138.928 | 1138.9281 | 1139.1245 | 1140.0052 |  | 1.6667 | 3598.7138 | 2647.2088 | 2884.1296 | 3286.3234 | 3401.7861 | 3799.1173 | 4786.1084 | 7729.5179 |  | 1.6667 | 0.1 | 0.1 | 0.1 | 0.1 | 0.1 | 0.1 | 0.1 | 0.1 |  | sep | 1.6667 | 1028.9565 | 1027.2565 | 1027.2565 | 1028.006 | 1029.4387 | 1029.4387 | 1029.4493 | 1029.4545 |  | 1.6667 | 0.12422 | 0.084241 | 0.09487 | 0.11231 | 0.12293 | 0.13839 | 0.15624 | 0.16869 |  | 1.6667 | 6143.5833 | 4171.5136 | 4571.0212 | 5341.4667 | 6305.1679 | 6680.9486 | 7734.2299 | 9350.727
1.75 | 0.022445 | 0.01383 | 0.015814 | 0.019211 | 0.02229 | 0.025766 | 0.029969 | 0.037852 |  | 1.75 | 1138.9722 | 1138.9613 | 1138.9678 | 1138.9723 | 1138.9723 | 1138.9723 | 1138.9723 | 1139.0193 |  | 1.75 | 0 | 0 | 0 | 0 | 0 | 0 | 0 | 0 |  | 1.75 | 0 | 0 | 0 | 0 | 0 | 0 | 0 | 0 |  | oct | 1.75 | 1027.9511 | 1026.8838 | 1026.8838 | 1027.351 | 1028.01 | 1028.0154 | 1029.4763 | 1029.4763 |  | 1.75 | 0.11475 | 0.0028713 | 0.011777 | 0.08196 | 0.1116 | 0.14935 | 0.21308 | 0.24414 |  | 1.75 | 1132.6369 | 0 | 0 | 0 | 1450.9634 | 1820.9116 | 2552.9746 | 2721.7762
1.8333 | 0.024261 | 0.015534 | 0.017514 | 0.020936 | 0.023982 | 0.027262 | 0.031919 | 0.036396 |  | 1.8333 | 1140.0559 | 1139.7988 | 1139.9592 | 1140.0115 | 1140.0427 | 1140.1143 | 1140.1881 | 1140.2639 |  | 1.8333 | 0 | 0 | 0 | 0 | 0 | 0 | 0 | 0 |  | 1.8333 | 0 | 0 | 0 | 0 | 0 | 0 | 0 | 0 |  | nov | 1.8333 | 1027.7767 | 1026.6919 | 1026.6919 | 1027.2655 | 1027.2689 | 1028.5056 | 1029.4023 | 1029.4971 |  | 1.8333 | 0.10619 | 0.0079962 | 0.01547 | 0.077866 | 0.10653 | 0.13668 | 0.19691 | 0.21813 |  | 1.8333 | 534.1427 | 0 | 0 | 0 | 579.8814 | 925.6671 | 1306.1373 | 1380.6167
1.9167 | 0.021831 | 0.013116 | 0.015557 | 0.018787 | 0.021967 | 0.025244 | 0.028038 | 0.034036 |  | 1.9167 | 1140.7559 | 1140.2578 | 1140.5227 | 1140.6682 | 1140.7258 | 1140.8872 | 1141.0491 | 1141.1718 |  | 1.9167 | 0 | 0 | 0 | 0 | 0 | 0 | 0 | 0 |  | 1.9167 | 0 | 0 | 0 | 0 | 0 | 0 | 0 | 0 |  | dec | 1.9167 | 1027.7381 | 1026.5959 | 1026.5959 | 1026.8884 | 1027.0996 | 1028.9363 | 1029.5 | 1029.5 |  | 1.9167 | 0.10267 | 0.0087161 | 0.015683 | 0.075522 | 0.10586 | 0.13067 | 0.18654 | 0.20735 |  | 1.9167 | 398.2682 | 0 | 0 | 0 | 455.4087 | 628.9734 | 840.8131 | 1068.9344
2 | 0.025814 | 0.01641 | 0.017686 | 0.021983 | 0.025463 | 0.028542 | 0.036592 | 0.04051 |  | 2 | 1141.2838 | 1140.5554 | 1140.9231 | 1141.1455 | 1141.2435 | 1141.4783 | 1141.7295 | 1141.9308 |  | 2 | 0 | 0 | 0 | 0 | 0 | 0 | 0 | 0 |  | 2 | 0 | 0 | 0 | 0 | 0 | 0 | 0 | 0 |  | jan | 2 | 1027.7313 | 1026.548 | 1026.548 | 1026.6942 | 1026.8951 | 1029.2284 | 1029.5 | 1029.5 |  | 2 | 0.13127 | 0.036763 | 0.042254 | 0.10019 | 0.13545 | 0.16575 | 0.21407 | 0.23654 |  | 2 | 616.0377 | 0 | 0 | 343.2099 | 412.8076 | 600.8941 | 2063.3137 | 2133.3605
2.0833 | 0.024133 | 0.018302 | 0.019354 | 0.021583 | 0.023125 | 0.024994 | 0.03166 | 0.045597 |  | 2.0833 | 1141.7628 | 1141.0205 | 1141.3271 | 1141.5441 | 1141.7153 | 1141.9575 | 1142.2778 | 1142.6766 |  | 2.0833 | 0 | 0 | 0 | 0 | 0 | 0 | 0 | 0 |  | 2.0833 | 0 | 0 | 0 | 0 | 0 | 0 | 0 | 0 |  | feb | 2.0833 | 1027.4844 | 1026.5239 | 1026.5239 | 1026.5972 | 1026.6978 | 1028.188 | 1029.5 | 1029.5 |  | 2.0833 | 0.065257 | 2.0143e-06 | 2.4864e-05 | 0.01821 | 0.052666 | 0.10637 | 0.1616 | 0.18977 |  | 2.0833 | 166.8402 | 0 | 0 | 0 | 0 | 269.3093 | 397.7416 | 1987.857
2.1667 | 0.02738 | 0.01568 | 0.017602 | 0.02287 | 0.027679 | 0.030001 | 0.038755 | 0.046214 |  | 2.1667 | 1142.2326 | 1141.3694 | 1141.614 | 1141.8741 | 1142.172 | 1142.5791 | 1143.0228 | 1143.1865 |  | 2.1667 | 0 | 0 | 0 | 0 | 0 | 0 | 0 | 0 |  | 2.1667 | 0 | 0 | 0 | 0 | 0 | 0 | 0 | 0 |  | mar | 2.1667 | 1027.5458 | 1026.512 | 1026.5183 | 1026.7017 | 1026.8442 | 1028.2715 | 1029.5 | 1029.5 |  | 2.1667 | 0.073089 | 0.00016625 | 0.00047611 | 0.031524 | 0.063218 | 0.11413 | 0.17688 | 0.2007 |  | 2.1667 | 167.7009 | 0 | 0 | 0 | 0 | 259.3684 | 628.4702 | 1276.5512
2.25 | 0.025295 | 0.014939 | 0.019622 | 0.023229 | 0.025188 | 0.027705 | 0.031293 | 0.033203 |  | 2.25 | 1142.7646 | 1141.7386 | 1141.8872 | 1142.3221 | 1142.8921 | 1143.1974 | 1143.4851 | 1143.6523 |  | 2.25 | 0 | 0 | 0 | 0 | 0 | 0 | 0 | 0 |  | 2.25 | 0 | 0 | 0 | 0 | 0 | 0 | 0 | 0 |  | apr | 2.25 | 1027.5975 | 1026.506 | 1026.5096 | 1026.6779 | 1027.043 | 1028.4814 | 1029.4915 | 1029.4917 |  | 2.25 | 0.062198 | 7.7154e-05 | 0.00048105 | 0.016097 | 0.057998 | 0.089919 | 0.16372 | 0.2326 |  | 2.25 | 120.5159 | 0 | 0 | 0 | 0 | 272.5977 | 349.5528 | 685.8105
2.3333 | 0.026322 | 0.0091308 | 0.0093456 | 0.012853 | 0.024693 | 0.035958 | 0.050114 | 0.066062 |  | 2.3333 | 1143.264 | 1142.0103 | 1142.3247 | 1142.8677 | 1143.333 | 1143.6693 | 1143.9526 | 1144.2412 |  | 2.3333 | 8099.9999 | 8099.9999 | 8099.9999 | 8099.9999 | 8099.9999 | 8099.9999 | 8099.9999 | 8099.9999 |  | 2.3333 | 0.1 | 0.1 | 0.1 | 0.1 | 0.1 | 0.1 | 0.1 | 0.1 |  | may | 2.3333 | 1027.7054 | 1026.5031 | 1026.5049 | 1026.8132 | 1027.2288 | 1028.6964 | 1029.4531 | 1029.454 |  | 2.3333 | 0.021199 | 6.1659e-06 | 0.00010822 | 0.00066485 | 0.0013783 | 0.033522 | 0.083542 | 0.16498 |  | 2.3333 | 5936.5237 | 4187.6486 | 4420.4007 | 4904.8024 | 5460.6024 | 7264.9815 | 8008.9947 | 8150.2012
2.4167 | 0.025077 | 0.012591 | 0.013978 | 0.017685 | 0.022618 | 0.031802 | 0.042346 | 0.053194 |  | 2.4167 | 1141.672 | 1140.5691 | 1140.9667 | 1141.2017 | 1141.6335 | 1142.1104 | 1142.4819 | 1143.1475 |  | 2.4167 | 8099.9999 | 8099.9999 | 8099.9999 | 8099.9999 | 8099.9999 | 8099.9999 | 8099.9999 | 8099.9999 |  | 2.4167 | 0.1 | 0.1 | 0.1 | 0.1 | 0.1 | 0.1 | 0.1 | 0.1 |  | jun | 2.4167 | 1029.3368 | 1026.5015 | 1029.0811 | 1029.4208 | 1029.4407 | 1029.4445 | 1029.4481 | 1029.4481 |  | 2.4167 | 0.079204 | 0.035269 | 0.051759 | 0.063703 | 0.0689 | 0.092522 | 0.12276 | 0.13524 |  | 2.4167 | 7948.8036 | 4201.868 | 7381.6495 | 7680.8509 | 7749.0252 | 7892.3045 | 9463.4474 | 9590.1557
2.5 | 0.027347 | 0.013346 | 0.018997 | 0.022899 | 0.027205 | 0.031972 | 0.036969 | 0.043944 |  | 2.5 | 1140.5725 | 1138.9934 | 1139.79 | 1140.0527 | 1140.5774 | 1141.106 | 1141.4341 | 1141.944 |  | 2.5 | 7585.4521 | 3130.0327 | 6019.7057 | 7229.909 | 8099.9999 | 8099.9999 | 8099.9999 | 8099.9999 |  | 2.5 | 0.1 | 0.1 | 0.1 | 0.1 | 0.1 | 0.1 | 0.1 | 0.1 |  | jul | 2.5 | 1029.1308 | 1028.0009 | 1028.0095 | 1029.4048 | 1029.4049 | 1029.405 | 1029.4109 | 1029.4376 |  | 2.5 | 0.079957 | 0.022937 | 0.031508 | 0.05867 | 0.076598 | 0.099483 | 0.12956 | 0.15089 |  | 2.5 | 7546.5568 | 2789.0081 | 5820.8158 | 7458.7626 | 7532.7098 | 7642.1321 | 9226.9379 | 9338.8222
2.5833 | 0.024094 | 0.0074954 | 0.010798 | 0.018966 | 0.022969 | 0.030537 | 0.036733 | 0.042443 |  | 2.5833 | 1139.4653 | 1138.9008 | 1138.9011 | 1138.9014 | 1139.2595 | 1139.9847 | 1140.4983 | 1141.1362 |  | 2.5833 | 5237.4646 | 2714.6733 | 3122.8663 | 3531.8597 | 4762.2827 | 7329.8166 | 8099.9999 | 8099.9999 |  | 2.5833 | 0.1 | 0.1 | 0.1 | 0.1 | 0.1 | 0.1 | 0.1 | 0.1 |  | aug | 2.5833 | 1029.0663 | 1027.2662 | 1027.4742 | 1029.4165 | 1029.4169 | 1029.4169 | 1029.4309 | 1029.431 |  | 2.5833 | 0.077848 | 0.00034128 | 0.0072298 | 0.040628 | 0.079094 | 0.10669 | 0.15087 | 0.18126 |  | 2.5833 | 6222.0415 | 2591.8873 | 3178.5349 | 4724.6257 | 6155.6098 | 7549.3271 | 9265.8079 | 9337.6016
2.6667 | 0.029594 | 0.018951 | 0.022355 | 0.026637 | 0.029528 | 0.032672 | 0.035551 | 0.040437 |  | 2.6667 | 1138.99 | 1138.9272 | 1138.9272 | 1138.9277 | 1138.9281 | 1138.9281 | 1139.3094 | 1140.1794 |  | 2.6667 | 3896.5977 | 2752.0638 | 3033.6944 | 3486.9721 | 3606.1832 | 4111.9436 | 5657.0037 | 8099.9999 |  | 2.6667 | 0.1 | 0.1 | 0.1 | 0.1 | 0.1 | 0.1 | 0.1 | 0.1 |  | sep | 2.6667 | 1028.9012 | 1026.8896 | 1027.2565 | 1027.9988 | 1029.4387 | 1029.4387 | 1029.4493 | 1029.4545 |  | 2.6667 | 0.12513 | 0.083193 | 0.093093 | 0.11113 | 0.1232 | 0.13964 | 0.16312 | 0.17437 |  | 2.6667 | 6371.8487 | 3572.6863 | 4484.2381 | 5715.3776 | 6510.7962 | 7010.4831 | 8481.1689 | 9353.857
2.75 | 0.023451 | 0.013691 | 0.015369 | 0.01924 | 0.024147 | 0.026846 | 0.031565 | 0.035487 |  | 2.75 | 1138.9743 | 1138.9612 | 1138.972 | 1138.9723 | 1138.9723 | 1138.9723 | 1138.9723 | 1139.0955 |  | 2.75 | 0 | 0 | 0 | 0 | 0 | 0 | 0 | 0 |  | 2.75 | 0 | 0 | 0 | 0 | 0 | 0 | 0 | 0 |  | oct | 2.75 | 1027.899 | 1026.6948 | 1026.8838 | 1027.2596 | 1028.01 | 1028.0149 | 1029.4763 | 1029.4763 |  | 2.75 | 0.13507 | 0.02052 | 0.042064 | 0.089664 | 0.13423 | 0.16628 | 0.24107 | 0.35622 |  | 2.75 | 1262.4953 | 0 | 0 | 752.8381 | 1473.0019 | 1807.9594 | 2310.8165 | 2633.1256
2.8333 | 0.025256 | 0.016256 | 0.018471 | 0.021465 | 0.025751 | 0.028122 | 0.032378 | 0.036412 |  | 2.8333 | 1140.0585 | 1139.8192 | 1139.9587 | 1140.0104 | 1140.0333 | 1140.1158 | 1140.1885 | 1140.364 |  | 2.8333 | 0 | 0 | 0 | 0 | 0 | 0 | 0 | 0 |  | 2.8333 | 0 | 0 | 0 | 0 | 0 | 0 | 0 | 0 |  | nov | 2.8333 | 1027.614 | 1026.5974 | 1026.7142 | 1026.9102 | 1027.2655 | 1028.0293 | 1029.4968 | 1029.4968 |  | 2.8333 | 0.12358 | 0.02346 | 0.040553 | 0.084373 | 0.12153 | 0.14915 | 0.21047 | 0.33138 |  | 2.8333 | 634.2089 | 0 | 0 | 323.5609 | 746.6147 | 922.2961 | 1185.4055 | 1348.7904
2.9167 | 0.021962 | 0.013408 | 0.014863 | 0.018709 | 0.022466 | 0.024866 | 0.028441 | 0.033461 |  | 2.9167 | 1140.759 | 1140.2827 | 1140.5287 | 1140.6663 | 1140.728 | 1140.8816 | 1141.0383 | 1141.2712 |  | 2.9167 | 0 | 0 | 0 | 0 | 0 | 0 | 0 | 0 |  | 2.9167 | 0 | 0 | 0 | 0 | 0 | 0 | 0 | 0 |  | dec | 2.9167 | 1027.4862 | 1026.5487 | 1026.6072 | 1026.7051 | 1026.8884 | 1028.2009 | 1029.5 | 1029.5 |  | 2.9167 | 0.11895 | 0.021067 | 0.042364 | 0.086629 | 0.11972 | 0.1463 | 0.20179 | 0.32848 |  | 2.9167 | 442.7675 | 0 | 0 | 312.7853 | 514.2946 | 607.5968 | 767.46 | 1026.3385
3 | 0.025462 | 0.01415 | 0.019221 | 0.022625 | 0.025367 | 0.027938 | 0.031985 | 0.038175 |  | 3 | 1141.2889 | 1140.5869 | 1140.9382 | 1141.1512 | 1141.2402 | 1141.4752 | 1141.7131 | 1142.0399 |  | 3 | 0 | 0 | 0 | 0 | 0 | 0 | 0 | 0 |  | 3 | 0 | 0 | 0 | 0 | 0 | 0 | 0 | 0 |  | jan | 3 | 1027.4461 | 1026.5244 | 1026.5536 | 1026.6025 | 1026.6947 | 1028.5865 | 1029.5 | 1029.5 |  | 3 | 0.14786 | 0.044072 | 0.06522 | 0.11097 | 0.15129 | 0.17722 | 0.22556 | 0.35638 |  | 3 | 499.8426 | 0 | 220.2832 | 344.694 | 411.9621 | 460.9018 | 1442.9734 | 2048.1242
3.0833 | 0.024824 | 0.014431 | 0.0186 | 0.021515 | 0.023647 | 0.026707 | 0.033435 | 0.066105 |  | 3.0833 | 1141.7726 | 1141.0602 | 1141.3439 | 1141.5836 | 1141.7231 | 1141.959 | 1142.2832 | 1142.827 |  | 3.0833 | 0 | 0 | 0 | 0 | 0 | 0 | 0 | 0 |  | 3.0833 | 0 | 0 | 0 | 0 | 0 | 0 | 0 | 0 |  | feb | 3.0833 | 1027.2946 | 1026.5122 | 1026.5267 | 1026.5542 | 1026.5974 | 1027.5825 | 1029.5 | 1029.5 |  | 3.0833 | 0.082781 | 4.8073e-06 | 1.5776e-05 | 0.029076 | 0.071105 | 0.12299 | 0.21003 | 0.33553 |  | 3.0833 | 200.0011 | 0 | 0 | 0 | 140.4206 | 267.9354 | 411.0247 | 1979.3577
3.1667 | 0.028713 | 0.012108 | 0.017847 | 0.024519 | 0.028558 | 0.032797 | 0.039678 | 0.047881 |  | 3.1667 | 1142.2432 | 1141.415 | 1141.6263 | 1141.8934 | 1142.1599 | 1142.6238 | 1143.0292 | 1143.2737 |  | 3.1667 | 0 | 0 | 0 | 0 | 0 | 0 | 0 | 0 |  | 3.1667 | 0 | 0 | 0 | 0 | 0 | 0 | 0 | 0 |  | mar | 3.1667 | 1027.3299 | 1026.5061 | 1026.524 | 1026.5487 | 1026.7986 | 1027.8398 | 1029.5 | 1029.5 |  | 3.1667 | 0.090764 | 0.00012194 | 0.00056808 | 0.033169 | 0.08252 | 0.1365 | 0.21641 | 0.27246 |  | 3.1667 | 212.4732 | 0 | 0 | 0 | 217.8019 | 265.3404 | 1040.4337 | 1189.1079
3.25 | 0.026298 | 0.014979 | 0.019184 | 0.022751 | 0.026464 | 0.029622 | 0.032667 | 0.037229 |  | 3.25 | 1142.7844 | 1141.7899 | 1141.8955 | 1142.3679 | 1142.8831 | 1143.1863 | 1143.5115 | 1143.7314 |  | 3.25 | 0 | 0 | 0 | 0 | 0 | 0 | 0 | 0 |  | 3.25 | 0 | 0 | 0 | 0 | 0 | 0 | 0 | 0 |  | apr | 3.25 | 1027.3419 | 1026.5031 | 1026.5121 | 1026.5254 | 1027.0004 | 1027.3625 | 1029.4915 | 1029.4916 |  | 3.25 | 0.071769 | 1.9965e-06 | 0.00050639 | 0.021139 | 0.057739 | 0.11263 | 0.1996 | 0.26587 |  | 3.25 | 159.974 | 0 | 0 | 0 | 136.5836 | 278.1071 | 566.2165 | 670.7983
3.3333 | 0.02731 | 0.0091764 | 0.0093899 | 0.013931 | 0.025608 | 0.037172 | 0.053989 | 0.062781 |  | 3.3333 | 1143.2863 | 1141.9885 | 1142.4846 | 1142.9955 | 1143.3621 | 1143.6703 | 1143.9933 | 1144.3344 |  | 3.3333 | 8099.9999 | 8099.9999 | 8099.9999 | 8099.9999 | 8099.9999 | 8099.9999 | 8099.9999 | 8099.9999 |  | 3.3333 | 0.1 | 0.1 | 0.1 | 0.1 | 0.1 | 0.1 | 0.1 | 0.1 |  | may | 3.3333 | 1027.4192 | 1026.5015 | 1026.506 | 1026.5576 | 1027.1484 | 1027.556 | 1029.4531 | 1029.4535 |  | 3.3333 | 0.028306 | 1.1289e-06 | 0.00048374 | 0.00070416 | 0.0049803 | 0.043962 | 0.12272 | 0.18339 |  | 3.3333 | 5742.543 | 4163.9348 | 4400.0446 | 4678.2053 | 5216.4324 | 6869.9417 | 7963.7061 | 8149.2697
3.4167 | 0.026405 | 0.01244 | 0.013934 | 0.019216 | 0.026703 | 0.031885 | 0.041343 | 0.045541 |  | 3.4167 | 1141.6995 | 1140.5575 | 1140.9951 | 1141.297 | 1141.6587 | 1142.0559 | 1142.5273 | 1143.2445 |  | 3.4167 | 8099.9999 | 8099.9999 | 8099.9999 | 8099.9999 | 8099.9999 | 8099.9999 | 8099.9999 | 8099.9999 |  | 3.4167 | 0.1 | 0.1 | 0.1 | 0.1 | 0.1 | 0.1 | 0.1 | 0.1 |  | jun | 3.4167 | 1029.2425 | 1026.5007 | 1026.5073 | 1029.4294 | 1029.4418 | 1029.446 | 1029.4481 | 1029.4481 |  | 3.4167 | 0.080055 | 0.038528 | 0.052306 | 0.06445 | 0.07604 | 0.094155 | 0.12074 | 0.13804 |  | 3.4167 | 7817.0711 | 4254.9896 | 4416.2225 | 7677.7861 | 7748.6846 | 7847.5204 | 9472.7928 | 9573.9192
3.5 | 0.028399 | 0.012271 | 0.016055 | 0.023526 | 0.02914 | 0.033279 | 0.037611 | 0.047417 |  | 3.5 | 1140.6127 | 1138.986 | 1139.7177 | 1140.223 | 1140.5654 | 1141.1177 | 1141.4282 | 1142.0581 |  | 3.5 | 7693.0969 | 3125.1609 | 5914.4224 | 7735.6531 | 8099.9999 | 8099.9999 | 8099.9999 | 8099.9999 |  | 3.5 | 0.1 | 0.1 | 0.1 | 0.1 | 0.1 | 0.1 | 0.1 | 0.1 |  | jul | 3.5 | 1029.1409 | 1026.5031 | 1028.0103 | 1029.4048 | 1029.4049 | 1029.4049 | 1029.4355 | 1029.4376 |  | 3.5 | 0.087514 | 0.017483 | 0.035385 | 0.066182 | 0.085399 | 0.10691 | 0.14159 | 0.17238 |  | 3.5 | 7718.7362 | 4153.7031 | 5862.0297 | 7468.1237 | 7560.1563 | 8451.5424 | 9291.9331 | 9338.6861
3.5833 | 0.023914 | 0.0096805 | 0.012265 | 0.017363 | 0.02256 | 0.02927 | 0.039911 | 0.045052 |  | 3.5833 | 1139.4889 | 1138.901 | 1138.9011 | 1138.902 | 1139.2751 | 1140.0265 | 1140.4812 | 1141.2255 |  | 3.5833 | 5338.1111 | 2732.9422 | 3173.6647 | 3671.7072 | 4862.0996 | 7363.3204 | 8099.9999 | 8099.9999 |  | 3.5833 | 0.1 | 0.1 | 0.1 | 0.1 | 0.1 | 0.1 | 0.1 | 0.1 |  | aug | 3.5833 | 1028.9356 | 1027.2607 | 1027.2679 | 1027.9926 | 1029.4169 | 1029.4169 | 1029.4309 | 1029.4452 |  | 3.5833 | 0.075466 | 0.00041452 | 0.0086123 | 0.045595 | 0.074131 | 0.10144 | 0.16584 | 0.20336 |  | 3.5833 | 6063.3746 | 1662.5479 | 3404.2874 | 4845.2499 | 5980.8669 | 7529.9814 | 9114.7117 | 9283.1092
3.6667 | 0.029327 | 0.020112 | 0.02241 | 0.026999 | 0.029006 | 0.03139 | 0.034522 | 0.043239 |  | 3.6667 | 1138.9954 | 1138.9272 | 1138.9272 | 1138.9277 | 1138.928 | 1138.9281 | 1139.3041 | 1140.2831 |  | 3.6667 | 3960.3812 | 2771.1549 | 3100.0838 | 3562.4636 | 3686.7087 | 4076.3236 | 5623.9964 | 8099.9999 |  | 3.6667 | 0.1 | 0.1 | 0.1 | 0.1 | 0.1 | 0.1 | 0.1 | 0.1 |  | sep | 3.6667 | 1028.9779 | 1026.8887 | 1027.2565 | 1028.006 | 1029.4387 | 1029.4387 | 1029.4493 | 1029.4545 |  | 3.6667 | 0.12403 | 0.087809 | 0.093872 | 0.10936 | 0.12354 | 0.13456 | 0.15909 | 0.19213 |  | 3.6667 | 6543.4583 | 3841.0485 | 4502.5833 | 5825.0044 | 6604.9427 | 7057.3834 | 8888.3385 | 9353.8881
3.75 | 0.022434 | 0.012558 | 0.014461 | 0.01811 | 0.022332 | 0.025534 | 0.032289 | 0.036091 |  | 3.75 | 1138.9753 | 1138.9719 | 1138.9722 | 1138.9723 | 1138.9723 | 1138.9723 | 1138.9723 | 1139.2056 |  | 3.75 | 0 | 0 | 0 | 0 | 0 | 0 | 0 | 0 |  | 3.75 | 0 | 0 | 0 | 0 | 0 | 0 | 0 | 0 |  | oct | 3.75 | 1027.9029 | 1026.6943 | 1026.8838 | 1027.2634 | 1028.01 | 1028.0142 | 1029.4763 | 1029.4763 |  | 3.75 | 0.11382 | 0.00013325 | 0.014817 | 0.072786 | 0.11839 | 0.15038 | 0.21525 | 0.25578 |  | 3.75 | 1105.5213 | 0 | 0 | 0 | 1318.649 | 1776.8269 | 2536.5862 | 2694.4547
3.8333 | 0.02395 | 0.01639 | 0.017169 | 0.020409 | 0.023796 | 0.027021 | 0.033477 | 0.035118 |  | 3.8333 | 1140.0613 | 1139.8075 | 1139.9585 | 1140.0178 | 1140.0494 | 1140.1143 | 1140.1859 | 1140.4545 |  | 3.8333 | 0 | 0 | 0 | 0 | 0 | 0 | 0 | 0 |  | 3.8333 | 0 | 0 | 0 | 0 | 0 | 0 | 0 | 0 |  | nov | 3.8333 | 1027.7578 | 1026.5972 | 1026.6919 | 1027.2655 | 1027.2683 | 1028.7355 | 1028.9916 | 1029.4968 |  | 3.8333 | 0.10549 | 0.0041038 | 0.01786 | 0.068402 | 0.11148 | 0.13585 | 0.19453 | 0.22132 |  | 3.8333 | 509.1806 | 0 | 0 | 0 | 610.4369 | 897.8061 | 1190.3731 | 1353.6207
3.9167 | 0.021635 | 0.011995 | 0.014784 | 0.018598 | 0.021296 | 0.024489 | 0.028773 | 0.030899 |  | 3.9167 | 1140.7658 | 1140.2684 | 1140.5266 | 1140.6692 | 1140.7402 | 1140.8882 | 1141.0293 | 1141.3619 |  | 3.9167 | 0 | 0 | 0 | 0 | 0 | 0 | 0 | 0 |  | 3.9167 | 0 | 0 | 0 | 0 | 0 | 0 | 0 | 0 |  | dec | 3.9167 | 1027.7407 | 1026.5486 | 1026.5959 | 1026.8884 | 1026.8901 | 1029.1328 | 1029.5 | 1029.5 |  | 3.9167 | 0.10202 | 0.00074893 | 0.020806 | 0.066377 | 0.10177 | 0.13232 | 0.19034 | 0.21006 |  | 3.9167 | 366.9078 | 0 | 0 | 0 | 453.1856 | 588.8203 | 734.9367 | 815.2812
4 | 0.025016 | 0.011963 | 0.016242 | 0.02177 | 0.025307 | 0.028038 | 0.034392 | 0.038912 |  | 4 | 1141.2997 | 1140.5692 | 1140.9332 | 1141.1472 | 1141.2661 | 1141.4777 | 1141.6941 | 1142.2347 |  | 4 | 0 | 0 | 0 | 0 | 0 | 0 | 0 | 0 |  | 4 | 0 | 0 | 0 | 0 | 0 | 0 | 0 | 0 |  | jan | 4 | 1027.7682 | 1026.5243 | 1026.548 | 1026.6942 | 1026.8937 | 1029.4321 | 1029.5 | 1029.5 |  | 4 | 0.13085 | 0.027659 | 0.047568 | 0.090842 | 0.13619 | 0.16424 | 0.21929 | 0.23375 |  | 4 | 547.8288 | 0 | 41.0094 | 343.095 | 401.3221 | 482.3219 | 1900.8177 | 2133.0648
4.0833 | 0.023556 | 0.016477 | 0.017771 | 0.020531 | 0.023146 | 0.025974 | 0.031316 | 0.037716 |  | 4.0833 | 1141.7789 | 1141.0385 | 1141.3438 | 1141.5746 | 1141.7368 | 1141.9644 | 1142.2588 | 1143.0253 |  | 4.0833 | 0 | 0 | 0 | 0 | 0 | 0 | 0 | 0 |  | 4.0833 | 0 | 0 | 0 | 0 | 0 | 0 | 0 | 0 |  | feb | 4.0833 | 1027.5788 | 1026.5122 | 1026.5239 | 1026.5972 | 1026.6968 | 1029.103 | 1029.5 | 1029.5 |  | 4.0833 | 0.072148 | 7.1967e-06 | 1.1079e-05 | 0.0029793 | 0.063199 | 0.10709 | 0.20944 | 0.30325 |  | 4.0833 | 180.6427 | 0 | 0 | 0 | 192.8233 | 269.8946 | 342.2788 | 2072.7187
4.1667 | 0.028498 | 0.0093985 | 0.018177 | 0.024032 | 0.027775 | 0.032664 | 0.039768 | 0.04325 |  | 4.1667 | 1142.2489 | 1141.3904 | 1141.6223 | 1141.8916 | 1142.1809 | 1142.6216 | 1143.054 | 1143.4141 |  | 4.1667 | 0 | 0 | 0 | 0 | 0 | 0 | 0 | 0 |  | 4.1667 | 0 | 0 | 0 | 0 | 0 | 0 | 0 | 0 |  | mar | 4.1667 | 1027.6267 | 1026.5061 | 1026.524 | 1026.5984 | 1026.8442 | 1029.2649 | 1029.5 | 1029.5 |  | 4.1667 | 0.084966 | 0.00033237 | 0.00044435 | 0.028911 | 0.076749 | 0.12555 | 0.20793 | 0.33888 |  | 4.1667 | 223.2032 | 0 | 0 | 0 | 210.8786 | 275.4257 | 960.5847 | 1996.5516
4.25 | 0.025657 | 0.015753 | 0.019502 | 0.023558 | 0.025329 | 0.027713 | 0.032451 | 0.037601 |  | 4.25 | 1142.7806 | 1141.7627 | 1141.8384 | 1142.3645 | 1142.8989 | 1143.2056 | 1143.5176 | 1143.7974 |  | 4.25 | 0 | 0 | 0 | 0 | 0 | 0 | 0 | 0 |  | 4.25 | 0 | 0 | 0 | 0 | 0 | 0 | 0 | 0 |  | apr | 4.25 | 1027.6297 | 1026.506 | 1026.5121 | 1026.6383 | 1027.0242 | 1028.8975 | 1029.4915 | 1029.4917 |  | 4.25 | 0.068545 | 1.74e-06 | 0.00042787 | 0.01004 | 0.052899 | 0.10179 | 0.19859 | 0.33087 |  | 4.25 | 149.456 | 0 | 0 | 0 | 0 | 269.358 | 363.0987 | 1140.6084
4.3333 | 0.030524 | 0.0091068 | 0.010179 | 0.020275 | 0.029418 | 0.038985 | 0.054593 | 0.078736 |  | 4.3333 | 1143.2775 | 1141.9821 | 1142.3408 | 1142.9487 | 1143.3713 | 1143.6635 | 1143.9564 | 1144.325 |  | 4.3333 | 8099.9999 | 8099.9999 | 8099.9999 | 8099.9999 | 8099.9999 | 8099.9999 | 8099.9999 | 8099.9999 |  | 4.3333 | 0.1 | 0.1 | 0.1 | 0.1 | 0.1 | 0.1 | 0.1 | 0.1 |  | may | 4.3333 | 1027.7111 | 1026.5031 | 1026.5121 | 1026.7847 | 1027.218 | 1029.0774 | 1029.4535 | 1029.46 |  | 4.3333 | 0.027812 | 1.9145e-06 | 2.5935e-05 | 0.00064842 | 0.00088369 | 0.039507 | 0.11571 | 0.23887 |  | 4.3333 | 6180.791 | 4173.9685 | 4395.6198 | 4940.6893 | 5611.8039 | 7820.3295 | 8055.5228 | 8149.2697
4.4167 | 0.027657 | 0.012926 | 0.014938 | 0.021663 | 0.026195 | 0.033678 | 0.04065 | 0.05609 |  | 4.4167 | 1141.6935 | 1140.5511 | 1140.9902 | 1141.233 | 1141.6802 | 1142.072 | 1142.5586 | 1143.2344 |  | 4.4167 | 8099.9999 | 8099.9999 | 8099.9999 | 8099.9999 | 8099.9999 | 8099.9999 | 8099.9999 | 8099.9999 |  | 4.4167 | 0.1 | 0.1 | 0.1 | 0.1 | 0.1 | 0.1 | 0.1 | 0.1 |  | jun | 4.4167 | 1029.1515 | 1026.5015 | 1026.5061 | 1029.4208 | 1029.4393 | 1029.4441 | 1029.4481 | 1029.4481 |  | 4.4167 | 0.077655 | 0.037446 | 0.05095 | 0.064465 | 0.07188 | 0.086141 | 0.11699 | 0.16202 |  | 4.4167 | 7676.3103 | 4120.7123 | 4414.5484 | 7671.7085 | 7727.1343 | 7811.2915 | 9382.7825 | 9531.6188
4.5 | 0.027338 | 0.015394 | 0.017862 | 0.022694 | 0.026939 | 0.031081 | 0.039438 | 0.044497 |  | 4.5 | 1140.5945 | 1138.9784 | 1139.7559 | 1140.0725 | 1140.6123 | 1141.1003 | 1141.4431 | 1142.0406 |  | 4.5 | 7616.0494 | 3101.9686 | 6014.28 | 7319.2132 | 8099.9999 | 8099.9999 | 8099.9999 | 8099.9999 |  | 4.5 | 0.1 | 0.1 | 0.1 | 0.1 | 0.1 | 0.1 | 0.1 | 0.1 |  | jul | 4.5 | 1029.1658 | 1026.5015 | 1028.0009 | 1029.4048 | 1029.4049 | 1029.4052 | 1029.4374 | 1029.4376 |  | 4.5 | 0.081338 | 0.021305 | 0.038936 | 0.059424 | 0.078631 | 0.10359 | 0.12328 | 0.19025 |  | 4.5 | 7639.3548 | 4104.8929 | 5710.6756 | 7462.0575 | 7546.6015 | 7729.952 | 9289.9548 | 9325.1875
4.5833 | 0.023826 | 0.0080114 | 0.011665 | 0.018182 | 0.023049 | 0.029837 | 0.036084 | 0.04491 |  | 4.5833 | 1139.4879 | 1138.9009 | 1138.9011 | 1138.9016 | 1139.2816 | 1140.0261 | 1140.5149 | 1141.2152 |  | 4.5833 | 5299.3186 | 2732.0542 | 3172.583 | 3669.0208 | 4816.3206 | 7455.5514 | 8099.9999 | 8099.9999 |  | 4.5833 | 0.1 | 0.1 | 0.1 | 0.1 | 0.1 | 0.1 | 0.1 | 0.1 |  | aug | 4.5833 | 1029.0157 | 1026.5032 | 1027.2665 | 1028.3502 | 1029.4169 | 1029.4169 | 1029.4309 | 1029.4453 |  | 4.5833 | 0.079593 | 0.0036321 | 0.015015 | 0.043981 | 0.07356 | 0.1078 | 0.15737 | 0.2093 |  | 4.5833 | 6152.2447 | 1846.4335 | 3378.4907 | 4910.2465 | 6214.9497 | 7521.1395 | 9270.3002 | 9328.993
4.6667 | 0.030186 | 0.020501 | 0.023611 | 0.028181 | 0.030547 | 0.032265 | 0.035707 | 0.038766 |  | 4.6667 | 1139.0004 | 1138.9215 | 1138.9272 | 1138.9277 | 1138.9281 | 1138.9281 | 1139.4022 | 1140.2723 |  | 4.6667 | 3957.2274 | 2770.2184 | 3105.2918 | 3513.6028 | 3673.4867 | 4122.668 | 5777.3298 | 8099.9999 |  | 4.6667 | 0.1 | 0.1 | 0.1 | 0.1 | 0.1 | 0.1 | 0.1 | 0.1 |  | sep | 4.6667 | 1028.9469 | 1026.5016 | 1027.2565 | 1027.9988 | 1029.4387 | 1029.4387 | 1029.4493 | 1029.4545 |  | 4.6667 | 0.12644 | 0.089872 | 0.10271 | 0.11328 | 0.12275 | 0.13847 | 0.1613 | 0.17944 |  | 4.6667 | 6596.9776 | 4055.5154 | 4926.2119 | 5881.9262 | 6565.607 | 7264.1563 | 8453.4839 | 8555.0703
4.75 | 0.023245 | 0.013274 | 0.015076 | 0.018497 | 0.022836 | 0.027369 | 0.032459 | 0.042349 |  | 4.75 | 1138.9756 | 1138.963 | 1138.9719 | 1138.9723 | 1138.9723 | 1138.9723 | 1138.9723 | 1139.1919 |  | 4.75 | 0 | 0 | 0 | 0 | 0 | 0 | 0 | 0 |  | 4.75 | 0 | 0 | 0 | 0 | 0 | 0 | 0 | 0 |  | oct | 4.75 | 1027.8426 | 1026.5007 | 1026.8838 | 1027.2634 | 1028.01 | 1028.01 | 1028.7242 | 1029.4763 |  | 4.75 | 0.12898 | 0.00035722 | 0.016019 | 0.083917 | 0.12541 | 0.17927 | 0.24342 | 0.31142 |  | 4.75 | 1085.1381 | 0 | 0 | 0 | 1457.6535 | 1769.6678 | 1937.7274 | 2620.8053
4.8333 | 0.024952 | 0.014022 | 0.01795 | 0.020399 | 0.024915 | 0.028175 | 0.033128 | 0.041547 |  | 4.8333 | 1140.0573 | 1139.8043 | 1139.9585 | 1140.007 | 1140.0345 | 1140.1143 | 1140.189 | 1140.4429 |  | 4.8333 | 0 | 0 | 0 | 0 | 0 | 0 | 0 | 0 |  | 4.8333 | 0 | 0 | 0 | 0 | 0 | 0 | 0 | 0 |  | nov | 4.8333 | 1027.7077 | 1026.5004 | 1026.6919 | 1027.2655 | 1027.2655 | 1028.3687 | 1029.0051 | 1029.4971 |  | 4.8333 | 0.11875 | 0.0033486 | 0.018795 | 0.0779 | 0.11545 | 0.16111 | 0.21481 | 0.27804 |  | 4.8333 | 548.9676 | 0 | 0 | 0 | 721.1667 | 914.0913 | 1014.7146 | 1320.7963
4.9167 | 0.021848 | 0.013551 | 0.015033 | 0.018438 | 0.021694 | 0.024343 | 0.02976 | 0.034436 |  | 4.9167 | 1140.7568 | 1140.2645 | 1140.522 | 1140.6531 | 1140.7261 | 1140.897 | 1141.0344 | 1141.35 |  | 4.9167 | 0 | 0 | 0 | 0 | 0 | 0 | 0 | 0 |  | 4.9167 | 0 | 0 | 0 | 0 | 0 | 0 | 0 | 0 |  | dec | 4.9167 | 1027.6526 | 1026.5002 | 1026.5959 | 1026.8884 | 1026.8884 | 1028.9562 | 1029.4519 | 1029.5 |  | 4.9167 | 0.11357 | 0.0060392 | 0.022779 | 0.076722 | 0.11261 | 0.15008 | 0.20463 | 0.26678 |  | 4.9167 | 382.1889 | 0 | 0 | 0 | 484.8447 | 604.7762 | 683.7996 | 807.7438
5 | 0.02525 | 0.013745 | 0.017895 | 0.021211 | 0.024931 | 0.028672 | 0.036157 | 0.039899 |  | 5 | 1141.2858 | 1140.5642 | 1140.9202 | 1141.1438 | 1141.2427 | 1141.4972 | 1141.7029 | 1142.2104 |  | 5 | 0 | 0 | 0 | 0 | 0 | 0 | 0 | 0 |  | 5 | 0 | 0 | 0 | 0 | 0 | 0 | 0 | 0 |  | jan | 5 | 1027.6624 | 1026.5001 | 1026.548 | 1026.6942 | 1026.6949 | 1029.2607 | 1029.5 | 1029.5 |  | 5 | 0.14165 | 0.033013 | 0.04756 | 0.099867 | 0.14337 | 0.17654 | 0.22739 | 0.29368 |  | 5 | 563.4113 | 0 | 0 | 339.6414 | 401.5325 | 485.7055 | 2046.3986 | 2131.0811
5.0833 | 0.024228 | 0.015417 | 0.018693 | 0.021045 | 0.022736 | 0.025585 | 0.033134 | 0.050134 |  | 5.0833 | 1141.7662 | 1141.032 | 1141.3269 | 1141.5378 | 1141.7175 | 1141.9951 | 1142.2701 | 1143.009 |  | 5.0833 | 0 | 0 | 0 | 0 | 0 | 0 | 0 | 0 |  | 5.0833 | 0 | 0 | 0 | 0 | 0 | 0 | 0 | 0 |  | feb | 5.0833 | 1027.4649 | 1026.5 | 1026.5239 | 1026.5972 | 1026.5977 | 1028.2743 | 1029.5 | 1029.5 |  | 5.0833 | 0.077064 | 3.3382e-06 | 2.7821e-05 | 0.026478 | 0.061019 | 0.11353 | 0.20354 | 0.31345 |  | 5.0833 | 171.7907 | 0 | 0 | 0 | 0 | 259.999 | 376.8262 | 1996.6276
5.1667 | 0.029418 | 0.017432 | 0.019451 | 0.025019 | 0.029042 | 0.032929 | 0.039837 | 0.057047 |  | 5.1667 | 1142.2353 | 1141.3828 | 1141.6157 | 1141.8616 | 1142.1376 | 1142.6025 | 1143.0503 | 1143.3971 |  | 5.1667 | 0 | 0 | 0 | 0 | 0 | 0 | 0 | 0 |  | 5.1667 | 0 | 0 | 0 | 0 | 0 | 0 | 0 | 0 |  | mar | 5.1667 | 1027.5219 | 1026.5 | 1026.5486 | 1026.5519 | 1026.8259 | 1028.4148 | 1029.5 | 1029.5 |  | 5.1667 | 0.08718 | 1.221e-06 | 0.00047362 | 0.020658 | 0.07584 | 0.13094 | 0.23708 | 0.31668 |  | 5.1667 | 213.9193 | 0 | 0 | 0 | 158.0535 | 261.0166 | 1057.3583 | 1984.6782
5.25 | 0.025514 | 0.015785 | 0.018475 | 0.022218 | 0.025881 | 0.028441 | 0.032266 | 0.035943 |  | 5.25 | 1142.7625 | 1141.7542 | 1141.8638 | 1142.2996 | 1142.8334 | 1143.2112 | 1143.5167 | 1143.7795 |  | 5.25 | 0 | 0 | 0 | 0 | 0 | 0 | 0 | 0 |  | 5.25 | 0 | 0 | 0 | 0 | 0 | 0 | 0 | 0 |  | apr | 5.25 | 1027.5335 | 1026.5 | 1026.5243 | 1026.6465 | 1027.0034 | 1028.5009 | 1029.4915 | 1029.4916 |  | 5.25 | 0.071465 | 1.2995e-06 | 0.00047531 | 0.0066587 | 0.047581 | 0.10935 | 0.20387 | 0.27458 |  | 5.25 | 142.0024 | 0 | 0 | 0 | 0 | 267.4733 | 404.3633 | 720.5351
5.3333 | 0.027977 | 0.0091045 | 0.0092947 | 0.017998 | 0.027018 | 0.036456 | 0.050771 | 0.055505 |  | 5.3333 | 1143.2647 | 1142.0117 | 1142.3755 | 1142.8551 | 1143.3315 | 1143.6704 | 1143.973 | 1144.2712 |  | 5.3333 | 8099.9999 | 8099.9999 | 8099.9999 | 8099.9999 | 8099.9999 | 8099.9999 | 8099.9999 | 8099.9999 |  | 5.3333 | 0.1 | 0.1 | 0.1 | 0.1 | 0.1 | 0.1 | 0.1 | 0.1 |  | may | 5.3333 | 1027.6215 | 1026.5 | 1026.5121 | 1026.7429 | 1027.1765 | 1028.7329 | 1029.4531 | 1029.4541 |  | 5.3333 | 0.032755 | 1.5435e-06 | 0.00019007 | 0.00064312 | 0.00097157 | 0.047382 | 0.13204 | 0.20198 |  | 5.3333 | 6215.7438 | 4396.7412 | 4506.7672 | 5048.0628 | 5707.5296 | 7786.4752 | 7981.7745 | 8140.2955
5.4167 | 0.026048 | 0.0096482 | 0.014213 | 0.02018 | 0.025214 | 0.033021 | 0.039703 | 0.044994 |  | 5.4167 | 1141.6852 | 1140.5742 | 1140.9653 | 1141.1909 | 1141.6499 | 1142.0947 | 1142.5627 | 1143.1655 |  | 5.4167 | 8099.9999 | 8099.9999 | 8099.9999 | 8099.9999 | 8099.9999 | 8099.9999 | 8099.9999 | 8099.9999 |  | 5.4167 | 0.1 | 0.1 | 0.1 | 0.1 | 0.1 | 0.1 | 0.1 | 0.1 |  | jun | 5.4167 | 1029.0219 | 1026.5 | 1026.5061 | 1029.4208 | 1029.4392 | 1029.4431 | 1029.448 | 1029.4481 |  | 5.4167 | 0.081946 | 0.0088125 | 0.054976 | 0.066522 | 0.082529 | 0.095025 | 0.11682 | 0.12283 |  | 5.4167 | 7684.6239 | 4104.1154 | 4291.7561 | 7666.8421 | 7725.1928 | 7831.2215 | 9486.112 | 9590.1567
5.5 | 0.027644 | 0.012893 | 0.016575 | 0.022204 | 0.027524 | 0.033192 | 0.037676 | 0.043209 |  | 5.5 | 1140.5875 | 1139.0049 | 1139.7112 | 1140.0908 | 1140.6167 | 1141.1376 | 1141.4174 | 1141.9486 |  | 5.5 | 7618.4012 | 3179.3491 | 5837.965 | 7455.5665 | 8099.9999 | 8099.9999 | 8099.9999 | 8099.9999 |  | 5.5 | 0.1 | 0.1 | 0.1 | 0.1 | 0.1 | 0.1 | 0.1 | 0.1 |  | jul | 5.5 | 1029.0317 | 1026.5 | 1027.7321 | 1029.4048 | 1029.4049 | 1029.405 | 1029.4376 | 1029.4376 |  | 5.5 | 0.082214 | 0.0042691 | 0.030127 | 0.057738 | 0.081965 | 0.1067 | 0.13346 | 0.14596 |  | 5.5 | 7571.8534 | 2762.3302 | 5390.4724 | 7461.0206 | 7551.0655 | 8302.4529 | 9249.4306 | 9325.0703
5.5833 | 0.022918 | 0.0081144 | 0.01175 | 0.017577 | 0.021248 | 0.026964 | 0.038423 | 0.050305 |  | 5.5833 | 1139.4817 | 1138.9009 | 1138.9011 | 1138.9016 | 1139.2963 | 1140.0432 | 1140.4678 | 1141.1384 |  | 5.5833 | 5296.8967 | 2727.9126 | 3176.5401 | 3612.2487 | 4901.7168 | 7482.6006 | 8099.9999 | 8099.9999 |  | 5.5833 | 0.1 | 0.1 | 0.1 | 0.1 | 0.1 | 0.1 | 0.1 | 0.1 |  | aug | 5.5833 | 1028.9314 | 1026.5015 | 1027.2657 | 1028.0094 | 1029.4169 | 1029.4169 | 1029.4309 | 1029.4453 |  | 5.5833 | 0.07148 | 0.0013643 | 0.0085006 | 0.035255 | 0.068777 | 0.090169 | 0.14886 | 0.19708 |  | 5.5833 | 5911.0828 | 986.8071 | 2775.21 | 4641.3789 | 5789.5086 | 7544.0526 | 8828.3259 | 9329.5664
5.6667 | 0.029659 | 0.021257 | 0.022876 | 0.027179 | 0.029585 | 0.032311 | 0.035219 | 0.039318 |  | 5.6667 | 1138.9968 | 1138.9243 | 1138.9272 | 1138.9277 | 1138.9281 | 1138.9281 | 1139.3136 | 1140.1786 |  | 5.6667 | 3958.9612 | 2765.6725 | 3107.7706 | 3539.2019 | 3676.9997 | 4117.1331 | 5561.519 | 8099.9999 |  | 5.6667 | 0.1 | 0.1 | 0.1 | 0.1 | 0.1 | 0.1 | 0.1 | 0.1 |  | sep | 5.6667 | 1029.055 | 1026.8893 | 1027.2565 | 1029.4386 | 1029.4387 | 1029.4387 | 1029.4545 | 1029.4597 |  | 5.6667 | 0.12118 | 0.080676 | 0.090364 | 0.10958 | 0.12016 | 0.13078 | 0.15224 | 0.16609 |  | 5.6667 | 6512.4829 | 4384.1425 | 4782.7961 | 5714.8514 | 6574.1216 | 7270.3246 | 8468.4563 | 9344.3131
5.75 | 0.022778 | 0.013506 | 0.014985 | 0.018521 | 0.023064 | 0.026466 | 0.032021 | 0.036541 |  | 5.75 | 1138.9746 | 1138.9691 | 1138.9722 | 1138.9723 | 1138.9723 | 1138.9723 | 1138.9723 | 1139.0908 |  | 5.75 | 0 | 0 | 0 | 0 | 0 | 0 | 0 | 0 |  | 5.75 | 0 | 0 | 0 | 0 | 0 | 0 | 0 | 0 |  | oct | 5.75 | 1028.0038 | 1026.6946 | 1026.8838 | 1028.0099 | 1028.01 | 1028.0154 | 1029.4763 | 1029.4763 |  | 5.75 | 0.12839 | 0.0039627 | 0.038601 | 0.081576 | 0.12158 | 0.16742 | 0.23281 | 0.30041 |  | 5.75 | 1158.9566 | 0 | 0 | 0 | 1401.6061 | 1845.0472 | 2620.1085 | 2694.2981
5.8333 | 0.024833 | 0.016052 | 0.018045 | 0.020733 | 0.025458 | 0.02808 | 0.032712 | 0.035659 |  | 5.8333 | 1140.0601 | 1139.8181 | 1139.9597 | 1140.0121 | 1140.0537 | 1140.1145 | 1140.1909 | 1140.3575 |  | 5.8333 | 0 | 0 | 0 | 0 | 0 | 0 | 0 | 0 |  | 5.8333 | 0 | 0 | 0 | 0 | 0 | 0 | 0 | 0 |  | nov | 5.8333 | 1027.8097 | 1026.5973 | 1026.6941 | 1027.2655 | 1027.2697 | 1028.7239 | 1029.202 | 1029.4968 |  | 5.8333 | 0.11808 | 0.0083668 | 0.038403 | 0.076404 | 0.11308 | 0.15266 | 0.21019 | 0.26563 |  | 5.8333 | 561.7642 | 0 | 0 | 0 | 674.3146 | 915.6386 | 1334.1781 | 1368.0417
5.9167 | 0.022134 | 0.011049 | 0.015807 | 0.019307 | 0.021968 | 0.025065 | 0.0287 | 0.032175 |  | 5.9167 | 1140.761 | 1140.2815 | 1140.5312 | 1140.6702 | 1140.7332 | 1140.894 | 1141.0315 | 1141.2628 |  | 5.9167 | 0 | 0 | 0 | 0 | 0 | 0 | 0 | 0 |  | 5.9167 | 0 | 0 | 0 | 0 | 0 | 0 | 0 | 0 |  | dec | 5.9167 | 1027.7452 | 1026.5487 | 1026.597 | 1026.8884 | 1026.8906 | 1029.0927 | 1029.5 | 1029.5 |  | 5.9167 | 0.11416 | 0.010429 | 0.03698 | 0.072811 | 0.1121 | 0.15092 | 0.20632 | 0.24824 |  | 5.9167 | 435.1952 | 0 | 0 | 109.0132 | 504.8444 | 627.8618 | 819.5639 | 1381.2437
6 | 0.024766 | 0.011778 | 0.015768 | 0.021506 | 0.024249 | 0.027513 | 0.036464 | 0.048244 |  | 6 | 1141.291 | 1140.5856 | 1140.9409 | 1141.1504 | 1141.2521 | 1141.4993 | 1141.6892 | 1142.0303 |  | 6 | 0 | 0 | 0 | 0 | 0 | 0 | 0 | 0 |  | 6 | 0 | 0 | 0 | 0 | 0 | 0 | 0 | 0 |  | jan | 6 | 1027.7112 | 1026.5243 | 1026.5486 | 1026.6942 | 1026.6957 | 1029.3909 | 1029.5 | 1029.5 |  | 6 | 0.14237 | 0.038404 | 0.064371 | 0.097337 | 0.14428 | 0.18118 | 0.231 | 0.27316 |  | 6 | 528.217 | 0 | 0 | 326.6419 | 408.6977 | 468.1991 | 1992.5477 | 2131.9687
6.0833 | 0.02421 | 0.017729 | 0.018456 | 0.021012 | 0.023148 | 0.025957 | 0.032225 | 0.048204 |  | 6.0833 | 1141.7717 | 1141.0588 | 1141.3492 | 1141.5607 | 1141.7146 | 1141.968 | 1142.2743 | 1142.8199 |  | 6.0833 | 0 | 0 | 0 | 0 | 0 | 0 | 0 | 0 |  | 6.0833 | 0 | 0 | 0 | 0 | 0 | 0 | 0 | 0 |  | feb | 6.0833 | 1027.5391 | 1026.5122 | 1026.5243 | 1026.5972 | 1026.6072 | 1029.1071 | 1029.5 | 1029.5 |  | 6.0833 | 0.079062 | 2.344e-06 | 9.2928e-06 | 0.010444 | 0.069746 | 0.11623 | 0.2123 | 0.26768 |  | 6.0833 | 167.0608 | 0 | 0 | 0 | 179.343 | 264.5843 | 334.2236 | 2009.6156
6.1667 | 0.028317 | 0.012599 | 0.017587 | 0.023348 | 0.02823 | 0.032427 | 0.040221 | 0.049123 |  | 6.1667 | 1142.2398 | 1141.4138 | 1141.6512 | 1141.8545 | 1142.14 | 1142.6074 | 1143.073 | 1143.2706 |  | 6.1667 | 0 | 0 | 0 | 0 | 0 | 0 | 0 | 0 |  | 6.1667 | 0 | 0 | 0 | 0 | 0 | 0 | 0 | 0 |  | mar | 6.1667 | 1027.599 | 1026.5061 | 1026.521 | 1026.5653 | 1026.8379 | 1029.1443 | 1029.5 | 1029.5 |  | 6.1667 | 0.088192 | 0.00024167 | 0.00033738 | 0.026357 | 0.070192 | 0.12816 | 0.24258 | 0.32768 |  | 6.1667 | 229.7194 | 0 | 0 | 0 | 211.9791 | 260.9772 | 1099.3906 | 1989.5793
6.25 | 0.026158 | 0.018984 | 0.020299 | 0.023354 | 0.025526 | 0.028241 | 0.033862 | 0.041471 |  | 6.25 | 1142.7705 | 1141.7891 | 1141.8939 | 1142.3223 | 1142.8756 | 1143.1782 | 1143.543 | 1143.6936 |  | 6.25 | 0 | 0 | 0 | 0 | 0 | 0 | 0 | 0 |  | 6.25 | 0 | 0 | 0 | 0 | 0 | 0 | 0 | 0 |  | apr | 6.25 | 1027.5976 | 1026.5031 | 1026.5161 | 1026.5647 | 1027.032 | 1028.5315 | 1029.4915 | 1029.4917 |  | 6.25 | 0.071207 | 7.1069e-07 | 0.0003288 | 0.017256 | 0.052417 | 0.098954 | 0.2146 | 0.33307 |  | 6.25 | 143.7853 | 0 | 0 | 0 | 0 | 269.1087 | 354.874 | 1083.7216
6.3333 | 0.027245 | 0.0090876 | 0.0093896 | 0.017732 | 0.025713 | 0.034645 | 0.050268 | 0.059237 |  | 6.3333 | 1143.2744 | 1142.0763 | 1142.4617 | 1142.9086 | 1143.3318 | 1143.6508 | 1143.9949 | 1144.2897 |  | 6.3333 | 8099.9999 | 8099.9999 | 8099.9999 | 8099.9999 | 8099.9999 | 8099.9999 | 8099.9999 | 8099.9999 |  | 6.3333 | 0.1 | 0.1 | 0.1 | 0.1 | 0.1 | 0.1 | 0.1 | 0.1 |  | may | 6.3333 | 1027.6856 | 1026.5015 | 1026.5121 | 1026.7407 | 1027.2324 | 1028.6992 | 1029.4535 | 1029.4541 |  | 6.3333 | 0.028514 | 1.6799e-06 | 1.6586e-05 | 0.00065463 | 0.0013764 | 0.034394 | 0.1497 | 0.26113 |  | 6.3333 | 6150.4976 | 4312.5368 | 4439.0959 | 4936.5291 | 5533.363 | 7812.8305 | 8016.4686 | 8218.5447
6.4167 | 0.026917 | 0.012678 | 0.014313 | 0.020184 | 0.026099 | 0.032387 | 0.041788 | 0.052293 |  | 6.4167 | 1141.6877 | 1140.6091 | 1141.0078 | 1141.2114 | 1141.6406 | 1142.0847 | 1142.5431 | 1143.1968 |  | 6.4167 | 8099.9999 | 8099.9999 | 8099.9999 | 8099.9999 | 8099.9999 | 8099.9999 | 8099.9999 | 8099.9999 |  | 6.4167 | 0.1 | 0.1 | 0.1 | 0.1 | 0.1 | 0.1 | 0.1 | 0.1 |  | jun | 6.4167 | 1029.1424 | 1026.5007 | 1026.5067 | 1029.4208 | 1029.4399 | 1029.4431 | 1029.4481 | 1029.4481 |  | 6.4167 | 0.082704 | 0.001545 | 0.060425 | 0.064786 | 0.075697 | 0.095739 | 0.12667 | 0.14803 |  | 6.4167 | 7755.5017 | 4255.0269 | 4432.0112 | 7663.4136 | 7733.7202 | 7835.1838 | 9441.2277 | 9497.0617
6.5 | 0.027626 | 0.014611 | 0.017413 | 0.023373 | 0.027107 | 0.032241 | 0.039131 | 0.042238 |  | 6.5 | 1140.594 | 1139.0461 | 1139.8103 | 1140.0671 | 1140.6123 | 1141.1282 | 1141.4758 | 1141.9868 |  | 6.5 | 7648.562 | 3302.3552 | 6107.2498 | 7389.3342 | 8099.9999 | 8099.9999 | 8099.9999 | 8099.9999 |  | 6.5 | 0.1 | 0.1 | 0.1 | 0.1 | 0.1 | 0.1 | 0.1 | 0.1 |  | jul | 6.5 | 1029.0967 | 1026.5061 | 1028.0009 | 1029.4048 | 1029.4049 | 1029.405 | 1029.4376 | 1029.4376 |  | 6.5 | 0.082037 | 0.01502 | 0.026657 | 0.061179 | 0.079703 | 0.10444 | 0.13165 | 0.15638 |  | 6.5 | 7649.2043 | 2916.5219 | 4406.245 | 7461.235 | 7584.9755 | 8758.5134 | 9249.5194 | 9426.5009
6.5833 | 0.023542 | 0.0080534 | 0.01087 | 0.017412 | 0.022606 | 0.028917 | 0.038867 | 0.044918 |  | 6.5833 | 1139.4785 | 1138.901 | 1138.9011 | 1138.9014 | 1139.3113 | 1140.0195 | 1140.5455 | 1141.178 |  | 6.5833 | 5287.5916 | 2726.1962 | 3171.6387 | 3647.6042 | 4831.7083 | 7195.6008 | 8099.9999 | 8099.9999 |  | 6.5833 | 0.1 | 0.1 | 0.1 | 0.1 | 0.1 | 0.1 | 0.1 | 0.1 |  | aug | 6.5833 | 1028.9454 | 1027.2607 | 1027.3806 | 1027.9926 | 1029.4169 | 1029.4169 | 1029.431 | 1029.4452 |  | 6.5833 | 0.076615 | 0.0027957 | 0.0093945 | 0.039072 | 0.071975 | 0.11105 | 0.16756 | 0.19599 |  | 6.5833 | 6071.8685 | 2346.7334 | 3046.705 | 4788.5628 | 5994.9621 | 7549.3592 | 8940.1941 | 9328.8012
6.6667 | 0.029569 | 0.020057 | 0.024095 | 0.027883 | 0.029358 | 0.031638 | 0.034257 | 0.044852 |  | 6.6667 | 1138.9978 | 1138.9272 | 1138.9272 | 1138.9277 | 1138.928 | 1138.9281 | 1139.4209 | 1140.2285 |  | 6.6667 | 3952.4602 | 2763.6772 | 3104.402 | 3555.569 | 3666.9967 | 4041.0711 | 5873.7376 | 8099.9999 |  | 6.6667 | 0.1 | 0.1 | 0.1 | 0.1 | 0.1 | 0.1 | 0.1 | 0.1 |  | sep | 6.6667 | 1028.9466 | 1026.8895 | 1027.2565 | 1028.006 | 1029.4387 | 1029.4387 | 1029.4493 | 1029.4545 |  | 6.6667 | 0.1247 | 0.087513 | 0.096079 | 0.11002 | 0.1231 | 0.14005 | 0.15318 | 0.1875 |  | 6.6667 | 6546.2048 | 4391.1918 | 4941.669 | 5743.6749 | 6605.5809 | 7246.9122 | 8361.1542 | 9344.3121
6.75 | 0.022385 | 0.013464 | 0.013852 | 0.018835 | 0.022865 | 0.025575 | 0.030209 | 0.037668 |  | 6.75 | 1138.9751 | 1138.9648 | 1138.972 | 1138.9723 | 1138.9723 | 1138.9723 | 1138.9723 | 1139.1427 |  | 6.75 | 0 | 0 | 0 | 0 | 0 | 0 | 0 | 0 |  | 6.75 | 0 | 0 | 0 | 0 | 0 | 0 | 0 | 0 |  | oct | 6.75 | 1027.8717 | 1026.6948 | 1026.8838 | 1027.2672 | 1028.01 | 1028.0154 | 1029.4763 | 1029.4763 |  | 6.75 | 0.12008 | 0.0010384 | 0.012034 | 0.083725 | 0.11659 | 0.16621 | 0.21362 | 0.25156 |  | 6.75 | 1170.9048 | 0 | 0 | 0 | 1461.5598 | 1810.94 | 2078.9487 | 2653.9687
6.8333 | 0.024422 | 0.016943 | 0.018229 | 0.020593 | 0.024213 | 0.027318 | 0.031607 | 0.039178 |  | 6.8333 | 1140.0599 | 1139.8372 | 1139.9579 | 1140.0154 | 1140.041 | 1140.1147 | 1140.1814 | 1140.4012 |  | 6.8333 | 0 | 0 | 0 | 0 | 0 | 0 | 0 | 0 |  | 6.8333 | 0 | 0 | 0 | 0 | 0 | 0 | 0 | 0 |  | nov | 6.8333 | 1027.6677 | 1026.5974 | 1026.6919 | 1027.2655 | 1027.2671 | 1028.1824 | 1029.0952 | 1029.4968 |  | 6.8333 | 0.11088 | 0.0062531 | 0.016178 | 0.08095 | 0.10702 | 0.15081 | 0.19425 | 0.22377 |  | 6.8333 | 529.2988 | 0 | 0 | 0 | 630.5715 | 906.2537 | 1074.8899 | 1353.8601
6.9167 | 0.022046 | 0.012496 | 0.014482 | 0.018651 | 0.0219 | 0.025134 | 0.029285 | 0.031516 |  | 6.9167 | 1140.7602 | 1140.3051 | 1140.5325 | 1140.6746 | 1140.7235 | 1140.8828 | 1141.0359 | 1141.3075 |  | 6.9167 | 0 | 0 | 0 | 0 | 0 | 0 | 0 | 0 |  | 6.9167 | 0 | 0 | 0 | 0 | 0 | 0 | 0 | 0 |  | dec | 6.9167 | 1027.6317 | 1026.5487 | 1026.5959 | 1026.8884 | 1026.8899 | 1028.6685 | 1029.5 | 1029.5 |  | 6.9167 | 0.10737 | 0.0029972 | 0.018453 | 0.075841 | 0.10355 | 0.14606 | 0.19119 | 0.22155 |  | 6.9167 | 387.9712 | 0 | 0 | 0 | 465.5484 | 594.1375 | 819.5516 | 1145.5744
7 | 0.025121 | 0.01651 | 0.017499 | 0.021883 | 0.025094 | 0.027887 | 0.034367 | 0.039958 |  | 7 | 1141.2894 | 1140.6155 | 1140.9376 | 1141.1533 | 1141.2408 | 1141.4771 | 1141.7126 | 1142.1227 |  | 7 | 0 | 0 | 0 | 0 | 0 | 0 | 0 | 0 |  | 7 | 0 | 0 | 0 | 0 | 0 | 0 | 0 | 0 |  | jan | 7 | 1027.6389 | 1026.5243 | 1026.548 | 1026.6942 | 1026.8937 | 1029.0142 | 1029.5 | 1029.5 |  | 7 | 0.13623 | 0.032842 | 0.044419 | 0.099832 | 0.13708 | 0.1767 | 0.2189 | 0.24968 |  | 7 | 534.8823 | 0 | 0 | 337.0266 | 407.8423 | 552.7664 | 1650.3117 | 2142.3265
7.0833 | 0.024334 | 0.015755 | 0.018616 | 0.020698 | 0.022628 | 0.025933 | 0.032067 | 0.063121 |  | 7.0833 | 1141.7669 | 1141.097 | 1141.3552 | 1141.5597 | 1141.6973 | 1141.9509 | 1142.2758 | 1142.92 |  | 7.0833 | 0 | 0 | 0 | 0 | 0 | 0 | 0 | 0 |  | 7.0833 | 0 | 0 | 0 | 0 | 0 | 0 | 0 | 0 |  | feb | 7.0833 | 1027.4527 | 1026.5122 | 1026.5239 | 1026.5972 | 1026.6968 | 1028.0414 | 1029.5 | 1029.5 |  | 7.0833 | 0.074688 | 4.8838e-06 | 4.7291e-05 | 0.031247 | 0.060367 | 0.11184 | 0.18233 | 0.33628 |  | 7.0833 | 198.2551 | 0 | 0 | 0 | 0 | 258.4855 | 706.465 | 1964.7666
7.1667 | 0.028105 | 0.010589 | 0.01831 | 0.02303 | 0.027012 | 0.031831 | 0.03954 | 0.058024 |  | 7.1667 | 1142.2268 | 1141.458 | 1141.6184 | 1141.8535 | 1142.0992 | 1142.5876 | 1143.0293 | 1143.3356 |  | 7.1667 | 0 | 0 | 0 | 0 | 0 | 0 | 0 | 0 |  | 7.1667 | 0 | 0 | 0 | 0 | 0 | 0 | 0 | 0 |  | mar | 7.1667 | 1027.4856 | 1026.5061 | 1026.5206 | 1026.71 | 1026.8839 | 1028.0796 | 1029.5 | 1029.5 |  | 7.1667 | 0.080968 | 5.0209e-06 | 0.00048275 | 0.030988 | 0.080266 | 0.11752 | 0.1935 | 0.32216 |  | 7.1667 | 215.7577 | 0 | 0 | 0 | 213.721 | 280.0922 | 684.4601 | 1633.2987
7.25 | 0.025905 | 0.018555 | 0.019174 | 0.023416 | 0.025616 | 0.028137 | 0.033619 | 0.043488 |  | 7.25 | 1142.7525 | 1141.7883 | 1141.9065 | 1142.282 | 1142.7705 | 1143.1877 | 1143.5591 | 1143.7147 |  | 7.25 | 0 | 0 | 0 | 0 | 0 | 0 | 0 | 0 |  | 7.25 | 0 | 0 | 0 | 0 | 0 | 0 | 0 | 0 |  | apr | 7.25 | 1027.4946 | 1026.5031 | 1026.5121 | 1026.7056 | 1027.0044 | 1028.0762 | 1029.4915 | 1029.4916 |  | 7.25 | 0.062876 | 2.2276e-07 | 0.00049236 | 0.014966 | 0.057024 | 0.10067 | 0.16144 | 0.2651 |  | 7.25 | 161.5138 | 0 | 0 | 0 | 0 | 269.1443 | 407.8915 | 1953.8341
7.3333 | 0.027829 | 0.009164 | 0.0093721 | 0.015569 | 0.025637 | 0.038127 | 0.054275 | 0.071878 |  | 7.3333 | 1143.2571 | 1141.98 | 1142.5005 | 1142.9113 | 1143.2788 | 1143.6538 | 1143.9783 | 1144.2596 |  | 7.3333 | 8099.9999 | 8099.9999 | 8099.9999 | 8099.9999 | 8099.9999 | 8099.9999 | 8099.9999 | 8099.9999 |  | 7.3333 | 0.1 | 0.1 | 0.1 | 0.1 | 0.1 | 0.1 | 0.1 | 0.1 |  | may | 7.3333 | 1027.5646 | 1026.5015 | 1026.5061 | 1026.7688 | 1027.1646 | 1028.1509 | 1029.4531 | 1029.4536 |  | 7.3333 | 0.022546 | 1.438e-06 | 5.6949e-06 | 0.00063025 | 0.0010541 | 0.036091 | 0.089673 | 0.18357 |  | 7.3333 | 5797.545 | 4173.9681 | 4414.7908 | 4796.007 | 5186.2613 | 6904.4965 | 8018.8919 | 8129.8513
7.4167 | 0.025805 | 0.012528 | 0.013136 | 0.018363 | 0.025124 | 0.031658 | 0.040884 | 0.049025 |  | 7.4167 | 1141.6687 | 1140.5497 | 1140.9993 | 1141.2476 | 1141.606 | 1142.0554 | 1142.5542 | 1143.1541 |  | 7.4167 | 8099.9999 | 8099.9999 | 8099.9999 | 8099.9999 | 8099.9999 | 8099.9999 | 8099.9999 | 8099.9999 |  | 7.4167 | 0.1 | 0.1 | 0.1 | 0.1 | 0.1 | 0.1 | 0.1 | 0.1 |  | jun | 7.4167 | 1029.3187 | 1026.5007 | 1029.2073 | 1029.4208 | 1029.442 | 1029.4453 | 1029.4481 | 1029.4481 |  | 7.4167 | 0.077398 | 0.039245 | 0.053325 | 0.06403 | 0.070069 | 0.087245 | 0.1199 | 0.14023 |  | 7.4167 | 7857.1704 | 4313.7915 | 7513.3717 | 7670.229 | 7718.6438 | 7834.7313 | 9453.2572 | 9531.6188
7.5 | 0.028889 | 0.015045 | 0.020034 | 0.023367 | 0.02851 | 0.033072 | 0.040862 | 0.046397 |  | 7.5 | 1140.5698 | 1138.9775 | 1139.73 | 1140.1526 | 1140.5289 | 1141.0806 | 1141.4305 | 1141.9369 |  | 7.5 | 7632.5854 | 3101.2043 | 5891.233 | 7641.2478 | 8099.9999 | 8099.9999 | 8099.9999 | 8099.9999 |  | 7.5 | 0.1 | 0.1 | 0.1 | 0.1 | 0.1 | 0.1 | 0.1 | 0.1 |  | jul | 7.5 | 1029.1819 | 1026.5216 | 1028.0077 | 1029.4048 | 1029.4049 | 1029.405 | 1029.4058 | 1029.4376 |  | 7.5 | 0.085525 | 0.031598 | 0.041315 | 0.065957 | 0.081259 | 0.10406 | 0.13964 | 0.16154 |  | 7.5 | 7710.6966 | 4159.0972 | 5845.8329 | 7488.8195 | 7553.809 | 8412.4287 | 9246.8769 | 9289.5665
7.5833 | 0.024732 | 0.010771 | 0.012706 | 0.017556 | 0.024202 | 0.029912 | 0.038576 | 0.049305 |  | 7.5833 | 1139.4502 | 1138.9008 | 1138.901 | 1138.9016 | 1139.2103 | 1140.012 | 1140.5023 | 1141.1204 |  | 7.5833 | 5184.0553 | 2735.3563 | 3177.0932 | 3609.9478 | 4447.338 | 7195.665 | 8099.9999 | 8099.9999 |  | 7.5833 | 0.1 | 0.1 | 0.1 | 0.1 | 0.1 | 0.1 | 0.1 | 0.1 |  | aug | 7.5833 | 1028.9722 | 1027.2607 | 1027.2678 | 1027.9926 | 1029.4169 | 1029.4169 | 1029.4309 | 1029.4451 |  | 7.5833 | 0.080026 | 0.0011619 | 0.014085 | 0.045156 | 0.076868 | 0.10933 | 0.16075 | 0.21268 |  | 7.5833 | 6102.9308 | 1829.8991 | 2746.2873 | 4850.5462 | 6195.6616 | 7554.5573 | 9224.3436 | 9321.0164
7.6667 | 0.02966 | 0.022178 | 0.024878 | 0.027996 | 0.029523 | 0.03117 | 0.03512 | 0.038668 |  | 7.6667 | 1138.9953 | 1138.9225 | 1138.9274 | 1138.9277 | 1138.928 | 1138.9281 | 1139.3215 | 1140.1478 |  | 7.6667 | 3925.1878 | 2773.7712 | 3103.6184 | 3520.5638 | 3658.2065 | 4014.0181 | 5730.0549 | 8099.9999 |  | 7.6667 | 0.1 | 0.1 | 0.1 | 0.1 | 0.1 | 0.1 | 0.1 | 0.1 |  | sep | 7.6667 | 1028.8758 | 1026.8892 | 1027.2565 | 1027.9988 | 1029.4387 | 1029.4387 | 1029.4493 | 1029.4545 |  | 7.6667 | 0.12589 | 0.075523 | 0.094524 | 0.11225 | 0.12512 | 0.14112 | 0.16336 | 0.18551 |  | 7.6667 | 6449.5401 | 3588.2787 | 4345.0212 | 5812.734 | 6482.3001 | 6921.621 | 8424.8069 | 9344.3112
7.75 | 0.022758 | 0.012261 | 0.014664 | 0.017619 | 0.022538 | 0.026566 | 0.031104 | 0.059364 |  | 7.75 | 1138.9732 | 1138.9614 | 1138.9677 | 1138.9723 | 1138.9723 | 1138.9723 | 1138.9723 | 1139.0503 |  | 7.75 | 0 | 0 | 0 | 0 | 0 | 0 | 0 | 0 |  | 7.75 | 0 | 0 | 0 | 0 | 0 | 0 | 0 | 0 |  | oct | 7.75 | 1027.8543 | 1026.6946 | 1026.8838 | 1027.2596 | 1028.01 | 1028.0154 | 1029.4763 | 1029.4763 |  | 7.75 | 0.12456 | 0.00041504 | 0.011156 | 0.069364 | 0.12121 | 0.17298 | 0.24589 | 0.3195 |  | 7.75 | 974.9475 | 0 | 0 | 0 | 1211.8981 | 1709.5007 | 2080.8748 | 2632.438
7.8333 | 0.024582 | 0.015948 | 0.017457 | 0.020055 | 0.024587 | 0.028361 | 0.032812 | 0.054215 |  | 7.8333 | 1140.053 | 1139.8022 | 1139.9587 | 1140.0073 | 1140.0337 | 1140.1101 | 1140.1825 | 1140.318 |  | 7.8333 | 0 | 0 | 0 | 0 | 0 | 0 | 0 | 0 |  | 7.8333 | 0 | 0 | 0 | 0 | 0 | 0 | 0 | 0 |  | nov | 7.8333 | 1027.8096 | 1026.5973 | 1026.6919 | 1027.2655 | 1027.2683 | 1028.749 | 1029.0953 | 1029.4968 |  | 7.8333 | 0.11475 | 0.0040183 | 0.01502 | 0.068667 | 0.10901 | 0.15687 | 0.22125 | 0.28939 |  | 7.8333 | 494.5217 | 0 | 0 | 0 | 606.4876 | 888.366 | 1085.7985 | 1351.5583
7.9167 | 0.02189 | 0.011324 | 0.015028 | 0.018322 | 0.021257 | 0.02462 | 0.03091 | 0.047412 |  | 7.9167 | 1140.7493 | 1140.2621 | 1140.526 | 1140.658 | 1140.7175 | 1140.8547 | 1141.0353 | 1141.2186 |  | 7.9167 | 0 | 0 | 0 | 0 | 0 | 0 | 0 | 0 |  | 7.9167 | 0 | 0 | 0 | 0 | 0 | 0 | 0 | 0 |  | dec | 7.9167 | 1027.7994 | 1026.5487 | 1026.5959 | 1026.8884 | 1026.8906 | 1029.1383 | 1029.5 | 1029.5 |  | 7.9167 | 0.1115 | 0.003547 | 0.015563 | 0.068124 | 0.10287 | 0.15478 | 0.20952 | 0.28337 |  | 7.9167 | 373.0748 | 0 | 0 | 0 | 458.0707 | 586.939 | 710.6903 | 1035.2678
8 | 0.025313 | 0.01574 | 0.016999 | 0.021533 | 0.025029 | 0.028248 | 0.03514 | 0.04172 |  | 8 | 1141.2744 | 1140.5613 | 1140.9277 | 1141.137 | 1141.2335 | 1141.4265 | 1141.7051 | 1141.9762 |  | 8 | 0 | 0 | 0 | 0 | 0 | 0 | 0 | 0 |  | 8 | 0 | 0 | 0 | 0 | 0 | 0 | 0 | 0 |  | jan | 8 | 1027.8136 | 1026.5243 | 1026.548 | 1026.6942 | 1026.7164 | 1029.4341 | 1029.5 | 1029.5 |  | 8 | 0.13982 | 0.028096 | 0.041342 | 0.095591 | 0.13633 | 0.18488 | 0.24116 | 0.31606 |  | 8 | 552.5633 | 0 | 0 | 321.9889 | 394.5616 | 461.3121 | 2040.5227 | 2101.4508
8.0833 | 0.024797 | 0.013921 | 0.018563 | 0.021429 | 0.023627 | 0.027044 | 0.033769 | 0.059439 |  | 8.0833 | 1141.7532 | 1141.0284 | 1141.3379 | 1141.5796 | 1141.6968 | 1141.9543 | 1142.2618 | 1142.7498 |  | 8.0833 | 0 | 0 | 0 | 0 | 0 | 0 | 0 | 0 |  | 8.0833 | 0 | 0 | 0 | 0 | 0 | 0 | 0 | 0 |  | feb | 8.0833 | 1027.6178 | 1026.5122 | 1026.5239 | 1026.597 | 1026.6124 | 1029.3999 | 1029.5 | 1029.5 |  | 8.0833 | 0.079929 | 2.4278e-07 | 1.0088e-05 | 0.019195 | 0.073286 | 0.11678 | 0.22361 | 0.3209 |  | 8.0833 | 182.5802 | 0 | 0 | 0 | 192.9364 | 268.9639 | 338.7408 | 1974.1317
8.1667 | 0.028387 | 0.01539 | 0.018422 | 0.023619 | 0.028336 | 0.032419 | 0.037213 | 0.054827 |  | 8.1667 | 1142.2135 | 1141.3789 | 1141.6284 | 1141.8823 | 1142.1086 | 1142.5635 | 1143.0867 | 1143.2284 |  | 8.1667 | 0 | 0 | 0 | 0 | 0 | 0 | 0 | 0 |  | 8.1667 | 0 | 0 | 0 | 0 | 0 | 0 | 0 | 0 |  | mar | 8.1667 | 1027.6653 | 1026.5061 | 1026.524 | 1026.5791 | 1026.8479 | 1029.5 | 1029.5 | 1029.5 |  | 8.1667 | 0.089239 | 0.00012289 | 0.00043186 | 0.028954 | 0.078082 | 0.13888 | 0.22553 | 0.29188 |  | 8.1667 | 192.5524 | 0 | 0 | 0 | 220.0801 | 268.1665 | 446.0351 | 1082.8719
8.25 | 0.025627 | 0.013012 | 0.019157 | 0.023147 | 0.025482 | 0.0283 | 0.032505 | 0.039402 |  | 8.25 | 1142.7472 | 1141.7501 | 1141.874 | 1142.3514 | 1142.7837 | 1143.165 | 1143.5066 | 1143.7527 |  | 8.25 | 0 | 0 | 0 | 0 | 0 | 0 | 0 | 0 |  | 8.25 | 0 | 0 | 0 | 0 | 0 | 0 | 0 | 0 |  | apr | 8.25 | 1027.6937 | 1026.5031 | 1026.5121 | 1026.5396 | 1027.0208 | 1029.4915 | 1029.4915 | 1029.4922 |  | 8.25 | 0.071573 | 3.0529e-06 | 0.00029084 | 0.0070088 | 0.0529 | 0.10867 | 0.20469 | 0.24787 |  | 8.25 | 186.6091 | 0 | 0 | 0 | 233.3611 | 297.0305 | 393.3902 | 1972.6379
8.3333 | 0.029386 | 0.00918 | 0.0095402 | 0.018736 | 0.028684 | 0.038243 | 0.053933 | 0.067256 |  | 8.3333 | 1143.2506 | 1141.9677 | 1142.3716 | 1142.8752 | 1143.3027 | 1143.6342 | 1143.9396 | 1144.3593 |  | 8.3333 | 8099.9999 | 8099.9999 | 8099.9999 | 8099.9999 | 8099.9999 | 8099.9999 | 8099.9999 | 8099.9999 |  | 8.3333 | 0.1 | 0.1 | 0.1 | 0.1 | 0.1 | 0.1 | 0.1 | 0.1 |  | may | 8.3333 | 1027.7428 | 1026.5015 | 1026.5038 | 1026.5752 | 1027.2371 | 1029.4531 | 1029.4535 | 1029.4623 |  | 8.3333 | 0.031053 | 1.3745e-07 | 8.8997e-06 | 0.00058822 | 0.0031705 | 0.04629 | 0.13576 | 0.18498 |  | 8.3333 | 6253.9665 | 4174.0186 | 4415.2381 | 4866.3207 | 5859.5309 | 7842.0271 | 8042.4862 | 8150.1956
8.4167 | 0.027442 | 0.012345 | 0.014948 | 0.021273 | 0.026868 | 0.032996 | 0.041509 | 0.053562 |  | 8.4167 | 1141.6624 | 1140.5363 | 1140.9729 | 1141.2073 | 1141.6239 | 1141.9825 | 1142.5679 | 1143.2706 |  | 8.4167 | 8099.9999 | 8099.9999 | 8099.9999 | 8099.9999 | 8099.9999 | 8099.9999 | 8099.9999 | 8099.9999 |  | 8.4167 | 0.1 | 0.1 | 0.1 | 0.1 | 0.1 | 0.1 | 0.1 | 0.1 |  | jun | 8.4167 | 1029.1116 | 1026.5007 | 1026.5031 | 1029.4208 | 1029.4352 | 1029.4445 | 1029.4481 | 1029.4481 |  | 8.4167 | 0.082656 | 0.012717 | 0.047423 | 0.064052 | 0.080346 | 0.096173 | 0.12846 | 0.1424 |  | 8.4167 | 7837.5115 | 4237.8343 | 4405.2459 | 7670.5106 | 7729.379 | 7877.8951 | 9436.2215 | 9558.6236
8.5 | 0.028205 | 0.013595 | 0.016773 | 0.023233 | 0.02807 | 0.032856 | 0.041182 | 0.045436 |  | 8.5 | 1140.5717 | 1138.9598 | 1139.749 | 1140.084 | 1140.5605 | 1141.0542 | 1141.5178 | 1142.1019 |  | 8.5 | 7628.1914 | 3046.2095 | 5959.0422 | 7459.2955 | 8099.9999 | 8099.9999 | 8099.9999 | 8099.9999 |  | 8.5 | 0.1 | 0.1 | 0.1 | 0.1 | 0.1 | 0.1 | 0.1 | 0.1 |  | jul | 8.5 | 1028.9974 | 1026.5007 | 1026.5992 | 1029.4048 | 1029.4049 | 1029.4052 | 1029.4374 | 1029.4376 |  | 8.5 | 0.088882 | 0.016411 | 0.035438 | 0.068084 | 0.087373 | 0.11319 | 0.13323 | 0.16782 |  | 8.5 | 7725.5005 | 2847.6499 | 5499.9305 | 7484.7022 | 7564.0407 | 8433.5269 | 9294.0324 | 9338.6483
8.5833 | 0.023296 | 0.010567 | 0.012003 | 0.016378 | 0.022616 | 0.029402 | 0.036611 | 0.041349 |  | 8.5833 | 1139.4568 | 1138.9008 | 1138.901 | 1138.9015 | 1139.2651 | 1139.9138 | 1140.5935 | 1141.2507 |  | 8.5833 | 5206.958 | 2737.9856 | 3174.3239 | 3599.7478 | 4610.5105 | 7149.0764 | 8099.9999 | 8099.9999 |  | 8.5833 | 0.1 | 0.1 | 0.1 | 0.1 | 0.1 | 0.1 | 0.1 | 0.1 |  | aug | 8.5833 | 1028.7733 | 1026.5004 | 1027.2607 | 1027.9924 | 1029.4169 | 1029.4169 | 1029.431 | 1029.4453 |  | 8.5833 | 0.073638 | 0.0030555 | 0.0058032 | 0.042385 | 0.071566 | 0.1037 | 0.15297 | 0.17522 |  | 8.5833 | 5902.1692 | 1131.4171 | 2774.0905 | 4790.4136 | 5825.5131 | 7486.323 | 8848.5928 | 9274.5232
8.6667 | 0.029613 | 0.019381 | 0.021829 | 0.027239 | 0.029767 | 0.032108 | 0.036294 | 0.041212 |  | 8.6667 | 1138.9999 | 1138.9215 | 1138.9274 | 1138.9277 | 1138.928 | 1138.9281 | 1139.4894 | 1140.309 |  | 8.6667 | 3947.0607 | 2772.8004 | 3107.8624 | 3539.3889 | 3670.7712 | 4049.0561 | 6104.0371 | 8099.9999 |  | 8.6667 | 0.1 | 0.1 | 0.1 | 0.1 | 0.1 | 0.1 | 0.1 | 0.1 |  | sep | 8.6667 | 1028.8837 | 1026.5248 | 1027.2565 | 1027.9988 | 1029.4387 | 1029.4467 | 1029.4545 | 1029.4597 |  | 8.6667 | 0.12521 | 0.074665 | 0.097462 | 0.10947 | 0.12532 | 0.13912 | 0.16247 | 0.17618 |  | 8.6667 | 6461.4049 | 3593.1687 | 4592.7113 | 5656.2985 | 6544.6477 | 7022.7715 | 9292.1259 | 9344.3112
8.75 | 0.022761 | 0.013718 | 0.015224 | 0.018204 | 0.023439 | 0.026867 | 0.030961 | 0.036702 |  | 8.75 | 1138.9763 | 1138.9612 | 1138.9698 | 1138.9723 | 1138.9723 | 1138.9723 | 1138.9723 | 1139.2383 |  | 8.75 | 0 | 0 | 0 | 0 | 0 | 0 | 0 | 0 |  | 8.75 | 0 | 0 | 0 | 0 | 0 | 0 | 0 | 0 |  | oct | 8.75 | 1027.8674 | 1026.693 | 1026.8838 | 1027.2596 | 1028.01 | 1028.0154 | 1029.4763 | 1029.4763 |  | 8.75 | 0.12502 | 0.0014986 | 0.016154 | 0.083332 | 0.12563 | 0.1626 | 0.23578 | 0.35459 |  | 8.75 | 1090.7763 | 0 | 0 | 0 | 1299.598 | 1810.2385 | 2321.7017 | 2721.96
8.8333 | 0.024546 | 0.015811 | 0.018014 | 0.020603 | 0.02424 | 0.028234 | 0.032446 | 0.035138 |  | 8.8333 | 1140.0587 | 1139.8018 | 1139.959 | 1140.0098 | 1140.0352 | 1140.1143 | 1140.1847 | 1140.4819 |  | 8.8333 | 0 | 0 | 0 | 0 | 0 | 0 | 0 | 0 |  | 8.8333 | 0 | 0 | 0 | 0 | 0 | 0 | 0 | 0 |  | nov | 8.8333 | 1027.7299 | 1026.5964 | 1026.6919 | 1027.2655 | 1027.2683 | 1028.6469 | 1028.924 | 1029.4968 |  | 8.8333 | 0.11489 | 0.0049803 | 0.020837 | 0.078729 | 0.1148 | 0.14768 | 0.21115 | 0.3168 |  | 8.8333 | 529.5848 | 0 | 0 | 0 | 647.4926 | 931.0119 | 1190.5 | 1372.1772
8.9167 | 0.022059 | 0.012758 | 0.015553 | 0.018659 | 0.021727 | 0.025115 | 0.029752 | 0.032574 |  | 8.9167 | 1140.7581 | 1140.2611 | 1140.53 | 1140.6625 | 1140.7185 | 1140.894 | 1141.0411 | 1141.3899 |  | 8.9167 | 0 | 0 | 0 | 0 | 0 | 0 | 0 | 0 |  | 8.9167 | 0 | 0 | 0 | 0 | 0 | 0 | 0 | 0 |  | dec | 8.9167 | 1027.6911 | 1026.5482 | 1026.5959 | 1026.8884 | 1026.9191 | 1028.9971 | 1029.4188 | 1029.5 |  | 8.9167 | 0.11062 | 0.00075207 | 0.020661 | 0.078464 | 0.10471 | 0.14024 | 0.19912 | 0.30387 |  | 8.9167 | 395.0935 | 0 | 0 | 0 | 451.9145 | 635.7469 | 791.6074 | 1984.0804
9 | 0.025671 | 0.016088 | 0.017922 | 0.02229 | 0.025167 | 0.028256 | 0.035466 | 0.040656 |  | 9 | 1141.2885 | 1140.5596 | 1140.9392 | 1141.1431 | 1141.2297 | 1141.4871 | 1141.7159 | 1142.2931 |  | 9 | 0 | 0 | 0 | 0 | 0 | 0 | 0 | 0 |  | 9 | 0 | 0 | 0 | 0 | 0 | 0 | 0 | 0 |  | jan | 9 | 1027.6947 | 1026.5242 | 1026.548 | 1026.6942 | 1026.8936 | 1029.1664 | 1029.5 | 1029.5 |  | 9 | 0.13888 | 0.026158 | 0.048139 | 0.10054 | 0.13957 | 0.1717 | 0.22999 | 0.3299 |  | 9 | 591.6231 | 0 | 0 | 342.5001 | 407.4989 | 521.5354 | 2063.2296 | 2133.0119
9.0833 | 0.024575 | 0.016476 | 0.01964 | 0.021748 | 0.023788 | 0.025949 | 0.03243 | 0.046787 |  | 9.0833 | 1141.7707 | 1141.0251 | 1141.3467 | 1141.5737 | 1141.698 | 1141.9666 | 1142.3013 | 1143.0642 |  | 9.0833 | 0 | 0 | 0 | 0 | 0 | 0 | 0 | 0 |  | 9.0833 | 0 | 0 | 0 | 0 | 0 | 0 | 0 | 0 |  | feb | 9.0833 | 1027.4683 | 1026.5121 | 1026.5239 | 1026.5972 | 1026.6968 | 1028.1171 | 1029.5 | 1029.5 |  | 9.0833 | 0.081272 | 3.0386e-06 | 1.8649e-05 | 0.0292 | 0.081872 | 0.12615 | 0.19216 | 0.23793 |  | 9.0833 | 180.5476 | 0 | 0 | 0 | 187.1942 | 275.3436 | 523.7636 | 1987.8086
9.1667 | 0.027925 | 0.013931 | 0.01706 | 0.02445 | 0.028119 | 0.032349 | 0.037385 | 0.044931 |  | 9.1667 | 1142.2277 | 1141.3745 | 1141.6488 | 1141.8795 | 1142.1255 | 1142.5916 | 1143.1176 | 1143.4552 |  | 9.1667 | 0 | 0 | 0 | 0 | 0 | 0 | 0 | 0 |  | 9.1667 | 0 | 0 | 0 | 0 | 0 | 0 | 0 | 0 |  | mar | 9.1667 | 1027.5146 | 1026.506 | 1026.524 | 1026.554 | 1026.8337 | 1028.2908 | 1029.5 | 1029.5 |  | 9.1667 | 0.093026 | 2.6214e-06 | 0.00052435 | 0.03646 | 0.080323 | 0.14252 | 0.23223 | 0.32917 |  | 9.1667 | 199.685 | 0 | 0 | 0 | 211.3137 | 279.7854 | 473.0554 | 1957.4774
9.25 | 0.02586 | 0.016206 | 0.019574 | 0.022874 | 0.024799 | 0.028442 | 0.034818 | 0.038937 |  | 9.25 | 1142.7597 | 1141.7439 | 1141.8706 | 1142.3505 | 1142.8225 | 1143.1951 | 1143.6089 | 1143.8408 |  | 9.25 | 0 | 0 | 0 | 0 | 0 | 0 | 0 | 0 |  | 9.25 | 0 | 0 | 0 | 0 | 0 | 0 | 0 | 0 |  | apr | 9.25 | 1027.5382 | 1026.5031 | 1026.5121 | 1026.5437 | 1027.0046 | 1028.4666 | 1029.4915 | 1029.4937 |  | 9.25 | 0.077531 | 0.00027541 | 0.00051135 | 0.016191 | 0.056512 | 0.12135 | 0.20862 | 0.30832 |  | 9.25 | 164.7746 | 0 | 0 | 0 | 176.1324 | 275.9071 | 378.7202 | 1416.7739
9.3333 | 0.026855 | 0.0091564 | 0.0095162 | 0.016528 | 0.026755 | 0.033595 | 0.050229 | 0.064595 |  | 9.3333 | 1143.2646 | 1141.97 | 1142.4524 | 1142.9092 | 1143.2957 | 1143.6561 | 1144.0087 | 1144.3259 |  | 9.3333 | 8099.9999 | 8099.9999 | 8099.9999 | 8099.9999 | 8099.9999 | 8099.9999 | 8099.9999 | 8099.9999 |  | 9.3333 | 0.1 | 0.1 | 0.1 | 0.1 | 0.1 | 0.1 | 0.1 | 0.1 |  | may | 9.3333 | 1027.6055 | 1026.5031 | 1026.5062 | 1026.5554 | 1027.2035 | 1028.6514 | 1029.4534 | 1029.4597 |  | 9.3333 | 0.033508 | 1.7878e-06 | 0.00034859 | 0.00067391 | 0.0062469 | 0.052323 | 0.14413 | 0.24111 |  | 9.3333 | 6093.0399 | 4338.271 | 4399.7064 | 4804.1687 | 5572.0142 | 7779.8227 | 8061.3605 | 8149.2688
9.4167 | 0.026899 | 0.012175 | 0.014146 | 0.020144 | 0.026897 | 0.031984 | 0.040929 | 0.055851 |  | 9.4167 | 1141.6779 | 1140.5372 | 1141.0125 | 1141.2251 | 1141.6094 | 1142.0443 | 1142.5305 | 1143.2275 |  | 9.4167 | 8099.9999 | 8099.9999 | 8099.9999 | 8099.9999 | 8099.9999 | 8099.9999 | 8099.9999 | 8099.9999 |  | 9.4167 | 0.1 | 0.1 | 0.1 | 0.1 | 0.1 | 0.1 | 0.1 | 0.1 |  | jun | 9.4167 | 1029.1035 | 1026.5031 | 1026.5065 | 1029.4208 | 1029.4399 | 1029.4453 | 1029.4481 | 1029.4481 |  | 9.4167 | 0.082336 | 0.031507 | 0.046313 | 0.064433 | 0.077177 | 0.097073 | 0.12875 | 0.13734 |  | 9.4167 | 7791.6424 | 4093.8988 | 4462.0903 | 7675.256 | 7737.5058 | 7850.6385 | 9381.3275 | 9590.1576
9.5 | 0.026878 | 0.01128 | 0.015484 | 0.022405 | 0.026566 | 0.031036 | 0.03849 | 0.043469 |  | 9.5 | 1140.5831 | 1138.9594 | 1139.7776 | 1140.0991 | 1140.5708 | 1141.1189 | 1141.418 | 1142.0172 |  | 9.5 | 7645.3269 | 3039.489 | 6033.8359 | 7513.3854 | 8099.9999 | 8099.9999 | 8099.9999 | 8099.9999 |  | 9.5 | 0.1 | 0.1 | 0.1 | 0.1 | 0.1 | 0.1 | 0.1 | 0.1 |  | jul | 9.5 | 1029.0131 | 1026.5015 | 1026.5183 | 1029.4048 | 1029.4049 | 1029.4052 | 1029.4115 | 1029.4376 |  | 9.5 | 0.07694 | 0.0067589 | 0.024546 | 0.056107 | 0.075055 | 0.095381 | 0.132 | 0.16214 |  | 9.5 | 7358.7565 | 2381.6139 | 4253.5243 | 7457.3242 | 7531.1803 | 7624.9338 | 9239.3765 | 9338.8231
9.5833 | 0.023675 | 0.006884 | 0.012866 | 0.017631 | 0.022473 | 0.028727 | 0.036558 | 0.053848 |  | 9.5833 | 1139.4649 | 1138.901 | 1138.9011 | 1138.9083 | 1139.2542 | 1139.9905 | 1140.4709 | 1141.1973 |  | 9.5833 | 5239.4253 | 2728.4263 | 3177.785 | 3666.4034 | 4603.2845 | 7099.3777 | 8099.9999 | 8099.9999 |  | 9.5833 | 0.1 | 0.1 | 0.1 | 0.1 | 0.1 | 0.1 | 0.1 | 0.1 |  | aug | 9.5833 | 1029.1089 | 1026.5017 | 1027.2679 | 1029.4165 | 1029.4169 | 1029.4169 | 1029.4309 | 1029.4453 |  | 9.5833 | 0.074677 | 0.00044696 | 0.0060206 | 0.045837 | 0.073173 | 0.10017 | 0.15755 | 0.21173 |  | 9.5833 | 6131.0641 | 2411.9039 | 3300.9506 | 4877.9006 | 5960.3624 | 7547.1655 | 8860.8821 | 9270.3011
9.6667 | 0.029624 | 0.018222 | 0.021881 | 0.027431 | 0.029437 | 0.032149 | 0.03708 | 0.040642 |  | 9.6667 | 1138.9989 | 1138.9218 | 1138.9272 | 1138.9277 | 1138.928 | 1138.9281 | 1139.3333 | 1140.2474 |  | 9.6667 | 3939.7151 | 2765.9193 | 3103.5414 | 3527.3873 | 3660.766 | 4100.7776 | 5635.743 | 8099.9999 |  | 9.6667 | 0.1 | 0.1 | 0.1 | 0.1 | 0.1 | 0.1 | 0.1 | 0.1 |  | sep | 9.6667 | 1029.0233 | 1026.8896 | 1027.2566 | 1028.0133 | 1029.4387 | 1029.4387 | 1029.4513 | 1029.4597 |  | 9.6667 | 0.12291 | 0.078528 | 0.088572 | 0.11191 | 0.12355 | 0.13575 | 0.15126 | 0.17907 |  | 9.6667 | 6488.9681 | 3576.6115 | 4530.9486 | 5785.9568 | 6565.7464 | 7087.3699 | 8559.1885 | 9344.3102
9.75 | 0.023943 | 0.013136 | 0.015377 | 0.019925 | 0.023682 | 0.027785 | 0.032942 | 0.038862 |  | 9.75 | 1138.9765 | 1138.962 | 1138.9675 | 1138.9723 | 1138.9723 | 1138.9723 | 1138.9723 | 1139.1561 |  | 9.75 | 0 | 0 | 0 | 0 | 0 | 0 | 0 | 0 |  | 9.75 | 0 | 0 | 0 | 0 | 0 | 0 | 0 | 0 |  | oct | 9.75 | 1027.985 | 1026.6948 | 1026.8838 | 1027.2671 | 1028.01 | 1028.0154 | 1029.4763 | 1029.4763 |  | 9.75 | 0.13892 | 0.00030618 | 0.038346 | 0.096247 | 0.14312 | 0.18482 | 0.23691 | 0.32447 |  | 9.75 | 1271.6808 | 0 | 0 | 404.7141 | 1535.4829 | 1827.621 | 2567.879 | 2900.753
9.8333 | 0.025712 | 0.016089 | 0.017486 | 0.020869 | 0.026478 | 0.029638 | 0.034005 | 0.037239 |  | 9.8333 | 1140.0575 | 1139.801 | 1139.9581 | 1140.0089 | 1140.0341 | 1140.1133 | 1140.1846 | 1140.4088 |  | 9.8333 | 0 | 0 | 0 | 0 | 0 | 0 | 0 | 0 |  | 9.8333 | 0 | 0 | 0 | 0 | 0 | 0 | 0 | 0 |  | nov | 9.8333 | 1027.6912 | 1026.5974 | 1026.885 | 1027.2655 | 1027.2655 | 1028.0651 | 1029.223 | 1029.4971 |  | 9.8333 | 0.12681 | 0.0081602 | 0.039899 | 0.088974 | 0.12872 | 0.1686 | 0.21317 | 0.28615 |  | 9.8333 | 627.4601 | 0 | 0 | 0 | 724.3172 | 925.578 | 1307.665 | 1475.142
9.9167 | 0.023263 | 0.013445 | 0.016176 | 0.019835 | 0.023478 | 0.026145 | 0.031386 | 0.034163 |  | 9.9167 | 1140.7555 | 1140.2603 | 1140.5199 | 1140.6594 | 1140.723 | 1140.871 | 1141.0151 | 1141.3132 |  | 9.9167 | 0 | 0 | 0 | 0 | 0 | 0 | 0 | 0 |  | 9.9167 | 0 | 0 | 0 | 0 | 0 | 0 | 0 | 0 |  | dec | 9.9167 | 1027.5679 | 1026.5487 | 1026.6925 | 1026.8884 | 1026.8899 | 1028.4794 | 1029.5 | 1029.5 |  | 9.9167 | 0.1223 | 0.012644 | 0.038831 | 0.085784 | 0.1218 | 0.16132 | 0.21229 | 0.26889 |  | 9.9167 | 441.059 | 0 | 0 | 342.1968 | 527.1927 | 614.3729 | 808.9857 | 930.1455
10 | 0.026129 | 0.012908 | 0.017066 | 0.02272 | 0.026094 | 0.029643 | 0.036373 | 0.040499 |  | 10 | 1141.2844 | 1140.5583 | 1140.9226 | 1141.139 | 1141.2405 | 1141.4524 | 1141.667 | 1142.1464 |  | 10 | 0 | 0 | 0 | 0 | 0 | 0 | 0 | 0 |  | 10 | 0 | 0 | 0 | 0 | 0 | 0 | 0 | 0 |  | jan | 10 | 1027.5276 | 1026.5244 | 1026.5963 | 1026.6942 | 1026.6953 | 1028.8129 | 1029.5 | 1029.5 |  | 10 | 0.15045 | 0.038846 | 0.062498 | 0.10954 | 0.1548 | 0.18956 | 0.23832 | 0.28943 |  | 10 | 571.3325 | 0 | 118.5594 | 357.0656 | 408.0477 | 483.004 | 2026.4377 | 2141.902
Note on A2: GoldSim Version: 10.50.200 Model: C:\Projects\Faro\Model\Current Model\FMC_WB_WQModel_V2.0\X14Analysis\FMC_WB_WQModel_V2.07_S1e.gsm Element ID: \Faro_SWWQM\Results\SingleWQ_4Dash\SingleWQ_X14\R_SingleWQ Element Description: Simulated on: 6/17/2013 16:42:25 Exported on: 6/17/2013 16:42:58 # of Realizations: 100 # of Time Values: 121 Time Display Units: yr
Note on L2: GoldSim Version: 10.50.200 Model: C:\Projects\Faro\Model\Current Model\FMC_WB_WQModel_V2.0\X14Analysis\FMC_WB_WQModel_V2.07_S1e.gsm Element ID: \Faro_SWWQM\Results\StorageResults\R_Elev_FaroPit Element Description: Simulated on: 6/17/2013 16:42:25 Exported on: 6/17/2013 16:43:03 # of Realizations: 100 # of Time Values: 121 Time Display Units: yr
Note on W2: GoldSim Version: 10.50.200 Model: C:\Projects\Faro\Model\Current Model\FMC_WB_WQModel_V2.0\X14Analysis\FMC_WB_WQModel_V2.07_S1e.gsm Element ID: \Faro_SWWQM\Results\FlowsResults\R_Faro_WTP Element Description: Simulated on: 6/17/2013 16:42:25 Exported on: 6/17/2013 16:43:01 # of Realizations: 100 # of Time Values: 121 Time Display Units: yr
Note on AH2: GoldSim Version: 10.50.200 Model: C:\Projects\Faro\Model\Current Model\FMC_WB_WQModel_V2.0\X14Analysis\FMC_WB_WQModel_V2.07_S1e.gsm Element ID: \Faro_SWWQM\Results\SingleWQ_4Dash\SingleWQ_EfluentWTP_Faro\R_SingleWQ Element Description: Simulated on: 6/17/2013 16:42:25 Exported on: 6/17/2013 16:43:00 # of Realizations: 100 # of Time Values: 121 Time Display Units: yr
Note on AS2: GoldSim Version: 10.50.200 Model: C:\Projects\Faro\Model\Current Model\FMC_WB_WQModel_V2.0\X14Analysis\FMC_WB_WQModel_V2.07_S1e.gsm Element ID: \Faro_SWWQM\Results\StorageResults\R_Elev_CVD Element Description: Simulated on: 6/17/2013 16:42:25 Exported on: 6/17/2013 16:43:04 # of Realizations: 100 # of Time Values: 121 Time Display Units: yr
Note on BD2: GoldSim Version: 10.50.200 Model: C:\Projects\Faro\Model\Current Model\FMC_WB_WQModel_V2.0\X14Analysis\FMC_WB_WQModel_V2.07_S1e.gsm Element ID: \Faro_SWWQM\Results\SingleWQ_4Dash\SingleWQ_CVD\R_SingleWQ Element Description: Simulated on: 6/17/2013 16:42:25 Exported on: 6/17/2013 16:42:59 # of Realizations: 100 # of Time Values: 121 Time Display Units: yr
Note on BO2: GoldSim Version: 10.50.200 Model: C:\Projects\Faro\Model\Current Model\FMC_WB_WQModel_V2.0\X14Analysis\FMC_WB_WQModel_V2.07_S1e.gsm Element ID: \Faro_SWWQM\Results\FlowsResults\R_Q_CVPOUT Element Description: Simulated on: 6/17/2013 16:42:25 Exported on: 6/17/2013 16:43:02 # of Realizations: 100 # of Time Values: 121 Time Display Units: yr
Note on AH4: GoldSim Version: 10.50.200 Model: C:\Projects\Faro\Model\Current Model\FMC_WB_WQModel_V2.0\X14Analysis\FMC_WB_WQModel_V2.04_S4.gsm Element ID: \Faro_SWWQM\Results\SingleWQ_4Dash\SingleWQ_EfluentWTP_Faro\R_SingleWQ Element Description: Simulated on: 5/10/2013 12:06:40 Exported on: 5/10/2013 12:10:14 # of Realizations: 100 # of Time Values: 121 Time Display Units: yr

## Calcs
| C-1e | - Scenario C-1e
|  | Plot A- Zinc Concentrations at X14 | [6 empty] | Plot C - Faro Pit Elevation |  |  |  | Plot B - CVP Operation |  |  |  | Plot D - CVP Zinc Concentration |  |  |  | Plot D - CVP Discharges
|  | Plot A- Zinc Concentrations at X14 - Scenario C-1e | [6 empty] | Plot C - Faro Pit Elevation - Scenario C-1e |  |  |  | Plot B - CVP Operation - Scenario C-1e |  |  |  | Plot D - CVP Zinc Concentration - Scenario C-1e |  |  |  | Plot D - CVP Discharges | [7 empty] | X2 Zinc
[9 empty] | 2004-01-15 | 1141.6951 |  |  | 2004-02-12 | 1030.329 |  |  | 2004-04-14 | 0.2415 |  |  | 2005-01-31 |  | 0 |  | Date/Time | CVP_Outflow [l/s] | 31778 | 1987-01-01 | 0.05
[9 empty] | 2004-01-30 | 1141.7956 |  |  | 2004-02-23 | 1030.23 |  |  | 2004-07-12 | 0.11 |  |  | 2005-02-28 | 110.2678 | 1747.7804 |  | 2004-02-12 | 0 |  | 1987-02-01 | 0.07
| 27395 | 1975-01-01 | [6 empty] | 2004-02-15 | 1141.884 |  |  | 2004-02-29 | 1030.065 |  |  | 2004-08-09 | 0.17 |  |  | 2005-03-31 | 267.8995 | 4246.2935 |  | 2004-02-13 | 21.343 |  | 1987-03-01 | 0.06
| 27548 | 1975-06-03 | 0.1 | 0-0.1 | 0.1 | 750 | 84.55% |  | 2004-02-29 | 1141.945 |  |  | 2004-03-04 | 1030.038 |  |  | 2004-10-12 | 0.4 |  |  | 2005-04-30 | 0 | 0 |  | 2004-02-14 | 21.343 |  | 1987-04-01 | 0.04 | 0.04
|  | 1975-06-11 | 0.08 | 0.1-0.2 | 0.2 | 117 | 13.19% |  | 2004-03-15 | 1142.0364 |  |  | 2004-03-08 | 1029.715 |  |  | 2004-10-26 |  |  |  | 2005-05-31 | 297.432 | 4714.3939 |  | 2004-02-15 | 21.343 |  | 1987-05-01 | 0.1
|  | 1975-06-17 | 0.04 | 0.2-0.3 | 0.3 | 8 | 0.9019% |  | 2004-03-31 | 1142.1248 |  |  | 2004-04-19 | 1030.165 |  |  | 2004-11-15 | 0.52 |  |  | 2005-06-30 | 435.828 | 6908.0151 |  | 2004-02-16 | 21.343 |  | 1987-06-01 | 0.03
|  | 1975-07-02 | 0.05 | 0.3-0.4 | 0.4 | 4 | 0.451% |  | 2004-04-15 | 1142.1858 |  |  | 2004-04-22 | 1030.3 |  |  | 2005-01-21 | 0.4 |  |  | 2005-07-31 | 351.6432 | 5573.6583 |  | 2004-02-17 | 21.343 |  | 1987-07-01 | 0.03
|  | 1975-07-08 | 0.1 | 0.4-0.5 | 0.5 | 0 | 0% |  | 2004-04-30 | 1142.2742 |  |  | 2004-04-23 | 1030.27 |  |  | 2005-02-08 | 0.27 |  |  | 2005-08-31 | 273.2532 | 4331.1515 |  | 2004-02-18 | 21.343 |  | 1987-08-01 | 0.05
|  | 1975-07-16 | 0.02 | 0.5-1 | 1 | 7 | 0.7892% |  | 2004-05-15 | 1142.4662 |  |  | 2004-04-26 | 1030.15 |  |  | 2005-04-11 | 0.22 |  |  | 2005-09-30 | 274.1472 | 4345.3219 |  | 2004-02-19 | 21.343 |  | 1987-08-11 | 0.05
|  | 1975-07-24 | 0.02 | 1-2 | 2 | 1 | 0.1127% |  | 2004-05-18 | 1142.515 |  |  | 2004-04-30 | 1029.882 |  |  | 2005-05-31 | 0.2 |  |  | 2005-10-31 | 36.7835 | 583.0308 |  | 2004-02-20 | 21.343 |  | 1987-09-01 | 0.04
|  | 1975-07-28 | 0.01 |  | 10 | 0 | 0% |  | 2004-05-23 | 1142.4754 |  |  | 2004-05-03 | 1029.795 |  |  | 2005-11-02 | 0.65 |  |  | 2005-11-30 | 0 | 0 |  | 2004-02-21 | 21.343 |  | 1987-09-08 | 0.04
|  | 1975-08-05 | 0.01 |  | 20 | 0 | 0% |  | 2004-05-25 | 1142.4357 |  |  | 2004-05-06 | 1029.702 |  |  | 2005-12-15 | 0.61 |  |  | 2005-12-31 | 0 | 0 |  | 2004-02-22 | 21.343 |  | 1987-10-01 | 0.06
|  | 1975-08-12 | 0.01 | [5 empty] | 2004-05-31 | 1142.326 |  |  | 2004-05-10 | 1029.61 |  |  | 2006-01-23 | 0.39 |  |  | 2006-01-31 | 0 | 0 |  | 2004-02-23 | 21.343 |  | 1987-10-06 | 0.06
|  | 1975-08-19 | 0.07 |  |  | 887 |  |  | 2004-06-07 | 1142.2711 |  |  | 2004-05-11 | 1029.644 |  |  | 2006-02-14 |  |  |  | 2006-02-28 | 0 | 0 |  | 2004-02-24 | 65.213 |  | 1987-11-01 | 0.05
|  | 1975-08-27 | 0.01 | [5 empty] | 2004-06-14 | 1142.1949 |  |  | 2004-05-12 | 1029.645 |  |  | 2006-03-24 | 0.59 |  |  | 2006-03-31 | 0 | 0 |  | 2004-02-25 | 65.213 |  | 1987-11-10 | 0.05
|  | 1975-09-02 | 146 | [5 empty] | 2004-06-21 | 1142.0608 |  |  | 2004-05-13 | 1029.658 |  |  | 2006-04-25 | 0.049 |  |  | 2006-04-30 | 0 | 0 |  | 2004-02-26 | 65.213 |  | 1987-12-01 | 0.02
|  | 1975-09-09 | 0.03 | [5 empty] | 2004-06-28 | 1142.0944 |  |  | 2004-05-16 | 1029.642 |  |  | 2006-05-18 | 0.047 |  |  | 2006-05-31 | 286.9323 | 4547.9689 |  | 2004-02-27 | 65.213 |  | 1987-12-09 | 0.02
|  | 1975-09-16 | 0.08 | [5 empty] | 2004-07-05 | 1142.1462 |  |  | 2004-05-21 | 1029.61 |  |  | 2006-09-12 | 0.23 |  |  | 2006-06-30 | 286.3384 | 4538.5554 |  | 2004-02-28 | 65.213 |  | 1988-01-27 | 0.045
|  | 1975-09-24 | 0.01 | [5 empty] | 2004-07-09 | 1142.1797 |  |  | 2004-05-28 | 1029.73 |  |  | 2006-10-17 | 0.49 |  |  | 2006-07-31 | 314.195 | 4980.0929 |  | 2004-02-29 | 65.213 |  | 1988-02-17 | 0.036
|  | 1975-10-14 | 0.01 | [5 empty] | 2004-07-12 | 1142.1949 |  |  | 2004-06-02 | 1029.803 |  |  | 2006-11-14 | 0.5 |  |  | 2006-08-31 | 234.7973 | 3721.6128 |  | 2004-03-01 | 16.007 |  | 1988-03-24 | 0.035
|  | 1977-01-04 | 0.02 | [5 empty] | 2004-07-19 | 1142.0669 |  |  | 2004-06-07 | 1029.868 |  |  | 2006-12-13 | 0.35 |  |  | 2006-09-30 | 93.8675 | 1487.8302 |  | 2004-03-02 | 16.007 |  | 1988-04-25 | 0.15 | 0.15
|  | 1977-01-11 | 0.1 | [5 empty] | 2004-07-26 | 1142.1157 |  |  | 2004-06-21 | 1029.698 |  |  | 2007-01-16 | 0.39 |  |  | 2006-10-31 | 0 | 0 |  | 2004-03-03 | 16.007 |  | 1988-05-25 | 0.017
|  | 1977-01-13 | 0.03 | [5 empty] | 2004-07-31 | 1142.1553 |  |  | 2004-07-08 | 1029.868 |  |  | 2007-02-15 | 0.3 |  |  | 2006-11-30 | 0 | 0 |  | 2004-03-04 | 16.007 |  | 1988-06-07 | 0.015
|  | 1977-01-17 | 0.06 | [5 empty] | 2004-08-15 | 1142.2407 |  |  | 2004-07-16 | 1029.805 |  |  | 2007-03-12 | 0.29 |  |  | 2006-12-31 | 0 | 0 |  | 2004-03-05 | 188.19 |  | 1988-07-11 | 0.027
|  | 1977-01-24 | 0.04 | [5 empty] | 2004-08-23 | 1142.2711 |  |  | 2004-07-30 | 1029.74 |  |  | 2007-04-19 | 0.24 |  |  | 2007-01-31 | 0 | 0 |  | 2004-03-06 | 188.19 |  | 1988-08-16 | 0.013
|  | 1977-01-27 | 0.04 | [5 empty] | 2004-08-31 | 1142.0334 |  |  | 2004-08-12 | 1029.868 |  |  | 2007-05-15 | 0.032 |  |  | 2007-02-28 | 0 | 0 |  | 2004-03-07 | 188.19 |  | 1988-09-13 | 0.025
|  | 1977-02-01 | 0.03 | [5 empty] | 2004-09-07 | 1141.8597 |  |  | 2004-08-19 | 1029.93 |  |  | 2007-11-14 | 0.19 |  |  | 2007-03-31 | 0 | 0 |  | 2004-03-08 | 188.19 |  | 1988-10-06 | 0.082
|  | 1977-02-08 | 0.04 | [5 empty] | 2004-09-15 | 1141.689 |  |  | 2004-09-17 | 1028.902 |  |  | 2007-12-10 | 0.21 |  |  | 2007-04-30 | 75.8628 | 1202.4505 |  | 2004-03-09 | 0 |  | 1988-11-01 | 0.021
|  | 1977-02-14 | 0.06 | [5 empty] | 2004-09-18 | 1141.6798 |  |  | 2004-09-24 | 1029.03 |  |  | 2007-12-11 |  |  |  | 2007-05-31 | 182.2493 | 2888.7098 |  | 2004-03-10 | 0 |  | 1988-11-30 | 0.022
|  | 1977-02-21 | 0.05 | [5 empty] | 2004-09-30 | 1141.7499 |  |  | 2004-10-05 | 1029.202 |  |  | 2008-01-08 | 0.16 |  |  | 2007-06-30 | 223.0797 | 3535.8851 |  | 2004-03-11 | 0 |  | 1989-02-07 | 0.025
|  | 1977-03-01 | 0.02 | [5 empty] | 2004-10-15 | 1141.8566 |  |  | 2004-10-08 | 1029.252 |  |  | 2008-02-19 | 0.12 |  |  | 2007-07-31 | 225.2206 | 3569.8185 |  | 2004-03-12 | 0 |  | 1989-05-09 | 0.024
|  | 1977-03-07 | 0.03 | [5 empty] | 2004-10-31 | 1141.9511 |  |  | 2004-10-14 | 1029.345 |  |  | 2008-03-18 | 0.12 |  |  | 2007-08-31 | 239.9144 | 3802.7214 |  | 2004-03-13 | 0 |  | 1989-05-31 | 0.0145
|  | 1977-03-15 | 0.1 | [5 empty] | 2004-11-15 | 1142.0395 |  |  | 2004-10-21 | 1029.261 |  |  | 2008-11-04 | 0.17 |  |  | 2007-09-30 | 119.7801 | 1898.5539 |  | 2004-03-14 | 0 |  | 1989-06-13 | 0.024
|  | 1977-03-21 | 0.02 | [5 empty] | 2004-11-30 | 1142.1248 |  |  | 2004-10-25 | 1028.782 |  |  | 2008-11-04 10:30 |  |  |  | 2007-10-31 | 49.5412 | 785.2439 |  | 2004-03-15 | 0 |  | 1989-07-10 | 0.037
|  | 1977-03-28 | 0.01 | [5 empty] | 2004-12-15 | 1142.2346 |  |  | 2004-10-26 | 1028.748 |  |  | 2008-12-01 | 0.19 |  |  | 2007-11-30 | 0 | 0 |  | 2004-03-16 | 0 |  | 1989-07-25 | 0.012
|  | 1977-04-04 | 0.12 | [5 empty] | 2004-12-31 | 1142.3351 |  |  | 2004-10-28 | 1028.795 |  |  | 2008-12-01 12:10 |  |  |  | 2007-12-31 | 0 | 0 |  | 2004-03-17 | 0 |  | 1989-07-28 | 0.042
|  | 1977-04-11 | 0.24 | [5 empty] | 2005-01-15 | 1142.4144 |  |  | 2004-10-28 | 1028.795 |  |  | 2008-12-03 |  |  |  | 2010-04-01 | 96.996 | 1537.4179 |  | 2004-03-18 | 0 |  | 1989-08-14 | 0.017
|  | 1977-04-18 | 0.05 | [5 empty] | 2005-01-31 | 1142.4845 |  |  | 2004-11-04 | 1028.929 |  |  | 2009-01-12 | 0.18 |  |  | 2010-05-01 | 325 | 5151.355 |  | 2004-03-19 | 0 |  | 1989-09-06
|  | 1977-04-25 | 0.16 | [5 empty] | 2005-02-15 | 1142.5576 |  |  | 2004-11-09 | 1029.02 |  |  | 2009-02-02 | 0.17 |  |  | 2010-06-01 | 391.801 | 6210.1724 |  | 2004-03-20 | 0 |  | 1989-09-11 | 0.013
|  | 1977-05-02 | 0.16 | [5 empty] | 2005-03-15 | 1142.675 |  |  | 2004-11-17 | 1029.135 |  |  | 2009-03-03 16:30 | 0.19 |  |  | 2010-07-01 | 417.278 | 6613.9911 |  | 2004-03-21 | 0 |  | 1989-09-18 | 0.013
|  | 1977-05-09 | 0.26 | [5 empty] | 2005-03-31 | 1142.7466 |  |  | 2004-11-24 | 1029.24 |  |  | 2009-03-24 |  |  |  | 2010-08-01 | 293.398 | 4650.4531 |  | 2004-03-22 | 0 |  | 1989-10-16 | 0.017
|  | 1977-05-16 | 0.14 | [5 empty] | 2005-04-15 | 1142.8045 |  |  | 2004-12-01 | 1029.33 |  |  | 2009-03-24 14:15 |  |  |  | 2010-09-01 | 248.33 | 3936.1107 |  | 2004-03-23 | 0 |  | 1989-11-06 | 0.021
|  | 1977-05-24 | 0.1 | [5 empty] | 2005-04-30 | 1142.96 |  |  | 2004-12-15 | 1029.515 |  |  | 2009-04-06 14:50 | 0.0927 |  |  | 2010-11-01 | 195 | 3090.813 |  | 2004-03-24 | 0 |  | 1989-12-11 | 0.024
|  | 1977-05-31 | 0.04 | [5 empty] | 2005-05-07 | 1142.9752 |  |  | 2004-12-22 | 1029.58 |  |  | 2009-05-04 13:45 | 0.009 |  |  | 2010-12-01 | 179.583 | 2846.4486 |  | 2004-03-25 | 0 |  | 1990-01-15 | 0.029
|  | 1977-06-06 | 0.05 | [5 empty] | 2005-05-15 | 1143.0118 |  |  | 2005-01-17 | 1029.878 |  |  | 2009-06-08 00:10 |  |  |  | 2011-03-01 | 123.935 | 1964.4098 |  | 2004-03-26 | 0 |  | 1990-02-12 | 0.057
|  | 1977-06-14 | 0.06 | [5 empty] | 2005-05-18 | 1143.0606 |  |  | 2005-01-25 | 1029.94 |  |  | 2009-06-08 12:10 | 0.0435 |  |  | 2011-04-01 | 138.125 | 2189.3259 |  | 2004-03-27 | 0 |  | 1990-03-12 | 0.097
|  | 1977-06-22 | 0.08 | [5 empty] | 2005-05-31 | 1142.9356 |  |  | 2005-02-03 | 1030.03 |  |  | 2009-07-13 10:20 | 0.185 |  |  | 2011-05-01 | 312.34 | 4950.6899 |  | 2004-03-28 | 0 |  | 1990-04-17 | 0.093 | 0.093
|  | 1977-06-27 | 0.13 | [5 empty] | 2005-06-15 | 1142.7893 |  |  | 2005-02-10 | 1030.09 |  |  | 2009-08-06 16:50 | 0.191 |  |  | 2011-06-01 | 273.642 | 4337.3141 |  | 2004-03-29 | 0 |  | 1990-05-01 | 0.0715
|  | 1977-07-04 | 0.11 | [5 empty] | 2005-06-20 | 1142.704 |  |  | 2005-02-17 | 1030.134 |  |  | 2009-09-03 14:45 | 0.236 |  |  | 2011-07-01 | 285.007 | 4517.453 |  | 2004-03-30 | 0 |  | 1990-05-14 | 0.035
|  | 1977-07-11 | 0.08 | [5 empty] | 2005-06-27 | 1142.5851 |  |  | 2005-02-22 | 1030.176 |  |  | 2009-09-09 11:40 |  |  |  | 2011-08-01 | 362.694 | 5748.8171 |  | 2004-03-31 | 0 |  | 1990-06-11 | 0.013
|  | 1977-07-19 | 0.12 | [5 empty] | 2005-06-30 | 1142.5455 |  |  | 2005-02-23 | 1030.045 |  |  | 2009-09-24 18:10 | 0.591 |  |  | 2011-09-01 | 357.102 | 5660.1821 |  | 2004-04-01 | 0 |  | 1990-07-06 | 0.01
|  | 1978-01-05 | 0.04 | [5 empty] | 2005-07-05 | 1142.4357 |  |  | 2005-02-24 | 1029.854 |  |  | 2009-10-04 14:20 | 0.397 |  |  | 2011-11-01 | 253 | 4010.1317 |  | 2004-04-02 | 0 |  | 1990-07-11 | 0.0045
|  | 1978-01-10 | 0.03 | [5 empty] | 2005-07-11 | 1142.3412 |  |  | 2005-02-25 | 1029.693 |  |  | 2009-11-05 09:05 | 0.293 |  |  | 2011-12-01 | 266.83 | 4229.3417 |  | 2004-04-03 | 0 |  | 1990-07-12 | 0.0065
|  | 1978-01-17 | 0.04 | [5 empty] | 2005-07-18 | 1142.2254 |  |  | 2005-02-26 | 1029.525 |  |  | 2009-11-05 21:05 |  |  |  | 2012-03-01 |  | 0 |  | 2004-04-04 | 0 |  | 1990-08-08 | 0.011
|  | 1978-01-23 | 0.07 | [5 empty] | 2005-07-25 | 1142.0944 |  |  | 2005-02-27 | 1029.355 |  |  | 2009-12-01 14:21 | 0.348 |  |  | 2012-04-01 | 191.115 | 3029.2345 |  | 2004-04-05 | 0 |  | 1990-10-02 | 0.0145
|  | 1978-01-31 | 0.07 | [5 empty] | 2005-07-31 | 1141.9938 |  |  | 2005-02-28 | 1029.185 |  |  | 2010-01-11 |  |  |  | 2012-05-01 | 240.043 | 3804.7591 |  | 2004-04-06 | 0 |  | 1991-01-02 | 0.018
|  | 1978-02-08 | 0.01 | [5 empty] | 2005-08-01 | 1141.9755 |  |  | 2005-03-02 | 1029.03 |  |  | 2010-01-11 12:12 | 0.453 |  |  | 2012-06-01 | 300.143 | 4757.3635 |  | 2004-04-07 | 0 |  | 1991-02-04 | 0.017
|  | 1978-02-15 | [6 empty] | 2005-08-08 | 1141.8353 |  |  | 2005-03-03 | 1028.94 |  |  | 2010-02-22 |  |  |  | 2012-07-01 | 368.829 | 5846.0588 |  | 2004-04-08 | 0 |  | 1991-02-27 | 0.0245 |  |  |  | 2004-01-01 | 37987
|  | 1978-02-22 | 0.08 | [5 empty] | 2005-08-15 | 1141.689 |  |  | 2005-03-06 | 1028.58 |  |  | 2010-02-22 08:50 | 0.34 |  |  | 2012-08-01 | 342.293 | 5425.4546 |  | 2004-04-09 | 0 |  | 1991-03-04 | 0.025
|  | 1978-03-01 | 0.04 | [5 empty] | 2005-08-22 | 1141.5488 |  |  | 2005-03-07 | 1028.443 |  |  | 2010-03-02 |  |  |  | 2012-09-01 |  | 0 |  | 2004-04-10 | 0 |  | 1991-04-01 | 0.047 | 0.047
|  | 1978-03-09 | 0.03 | [5 empty] | 2005-08-29 | 1141.4238 |  |  | 2005-03-08 | 1028.34 |  |  | 2010-03-02 11:30 | 0.326 |  |  | 2012-01-01 | 1046.9385 | 916.1108 | 1165.2664 | 2004-04-11 | 0 |  | 1991-05-01 | 0.096
|  | 1978-03-14 | 0.08 | [5 empty] | 2005-08-31 | 1141.3903 |  |  | 2005-03-09 | 1028.195 |  |  | 2010-04-13 |  |  |  | 2012-02-01 | 588.5939 | 0 | 689.6122 | 2004-04-12 | 0 |  | 1991-05-08 | 0.028
|  | 1978-03-22 | 0.09 | [5 empty] | 2005-09-05 | 1141.2866 |  |  | 2005-03-10 | 1028.18 |  |  | 2010-04-13 11:00 | 0.203 |  |  | 2012-03-01 | 397.9128 | 0 | 494.787 | 2004-04-13 | 0 |  | 1991-06-04 | 0.013
|  | 1978-03-28 | 0.03 | [5 empty] | 2005-09-12 | 1141.1556 |  |  | 2005-03-11 | 1028.05 |  |  | 2010-05-03 |  |  |  | 2012-04-01 | 328.4518 | 0 | 438.5432 | 2004-04-14 | 0 |  | 1991-07-02 | 0.068
|  | 1978-04-03 | 1 | [5 empty] | 2005-09-15 | 1141.0946 |  |  | 2005-03-12 | 1027.885 |  |  | 2010-05-03 15:44 | 0.0628 |  |  | 2012-05-01 | 7841.7631 | 4251.8998 | 8178.6553 | 2004-04-15 | 0 |  | 1991-07-17 | 0.068
|  | 1978-04-11 | 0.03 | [5 empty] | 2005-09-19 | 1141.0154 |  |  | 2005-03-13 | 1027.745 |  |  | 2010-05-03 15:54 |  |  |  | 2012-06-01 | 7696.6226 | 4454.1869 | 9547.5587 | 2004-04-16 | 0 |  | 1991-07-24 | 0.0035
|  | 1978-04-17 | 1 | [5 empty] | 2005-09-30 | 1141.1098 |  |  | 2005-03-14 | 1027.605 |  |  | 2010-06-04 |  |  |  | 2012-07-01 | 7542.1725 | 2590.999 | 9290.3375 | 2004-04-17 | 0 |  | 1991-08-05 | 0.034
|  | 1978-04-25 | 0.15 | [5 empty] | 2005-10-13 | 1141.1952 |  |  | 2005-03-15 | 1027.457 |  |  | 2010-06-04 09:24 | 0.365 |  |  | 2012-08-01 | 6811.3722 | 2153.6285 | 9328.992 | 2004-04-18 | 0 |  | 1991-09-03 | 0.022
|  | 1978-05-01 | 0.33 | [5 empty] | 2005-10-17 | 1141.2165 |  |  | 2005-03-16 | 1027.28 |  |  | 2010-07-10 |  |  |  | 2012-09-01 | 6474.8767 | 4302.0921 | 9344.3121 | 2004-04-19 | 0 |  | 1991-09-10 | 0.069
|  | 1978-05-08 | 0.2 | [5 empty] | 2005-10-31 | 1141.3049 |  |  | 2005-03-18 | 1027.018 |  |  | 2010-07-10 15:12 | 0.173 |  |  | 2012-10-01 | 1487.4548 | 0 | 2587.0618 | 2004-04-20 | 0 |  | 1991-10-07 | 0.025
|  | 1978-05-16 | 0.12 | [5 empty] | 2005-11-15 | 1141.4238 |  |  | 2005-03-21 | 1026.58 |  |  | 2010-08-03 |  |  |  | 2012-11-01 | 677.3349 | 0 | 1332.7263 | 2004-04-21 | 0 |  | 1991-11-06 | 0.03475
|  | 1978-05-23 | 0.08 | [5 empty] | 2005-11-30 | 1141.5305 |  |  | 2005-03-22 | 1026.453 |  |  | 2010-08-03 13:47 | 0.299 |  |  | 2012-12-01 | 496.1286 | 0 | 1031.3903 | 2004-04-22 | 0 |  | 1991-12-03 | 0.022
|  | 1978-05-30 | 0.07 | [5 empty] | 2005-12-15 | 1141.6158 |  |  | 2005-03-23 | 1026.307 |  |  | 2010-09-02 |  |  |  | 2013-01-01 | 407.1646 | 0 | 2133.2181 | 2004-04-23 | 71.142 |  | 1992-01-10 | 0.023
|  | 1978-06-06 | 0.01 | [5 empty] | 2005-12-31 | 1141.7012 |  |  | 2005-04-04 | 1026.63 |  |  | 2010-09-02 12:12 | 0.229 |  |  | 2013-02-01 | 0 | 0 | 524.8032 | 2004-04-24 | 94.855 |  | 1992-01-21 | 0.025333
|  | 1978-06-13 | 1 | [5 empty] | 2006-01-15 | 1141.7804 |  |  | 2005-04-07 | 1026.702 |  |  | 2010-10-20 |  |  |  | 2013-03-01 | 192.0799 | 0 | 1260.9553 | 2004-04-25 | 94.855 |  | 1992-02-20 | 0.055
|  | 1978-06-20 | 1 | [5 empty] | 2006-01-31 | 1141.8658 |  |  | 2005-05-02 | 1027.923 |  |  | 2010-10-20 10:55 | 0.402 |  |  | 2013-04-01 | 0 | 0 | 2000.7938 | 2004-04-26 | 94.855 |  | 1992-03-12 | 0.044
|  | 1978-06-28 | 0.05 | [5 empty] | 2006-02-15 | 1141.9511 |  |  | 2005-05-03 | 1027.847 |  |  | 2010-11-08 |  |  |  | 2013-05-01 | 5604.6625 | 4175.4655 | 8149.2688 | 2004-04-27 | 157.5 |  | 1992-04-29 | 0.048 | 0.048
|  | 1984-01-30 | 0.06 | [5 empty] | 2006-02-28 | 1142.0212 |  |  | 2005-05-04 | 1027.742 |  |  | 2010-11-08 11:55 | 0.36 |  |  | 2013-06-01 | 7722.0204 | 4299.0193 | 9535.5991 | 2004-04-28 | 157.5 |  | 1992-09-09 | 0.009
|  | 1984-02-27 | 0.1 | [5 empty] | 2006-03-15 | 1142.0944 |  |  | 2005-05-05 | 1027.626 |  |  | 2010-12-01 |  |  |  | 2013-07-01 | 7590.4791 | 2141.1774 | 9426.5491 | 2004-04-29 | 157.5 |  | 1992-10-08 | 0.026
|  | 1984-03-19 | 0.08 | [5 empty] | 2006-03-30 | 1142.1645 |  |  | 2005-05-09 | 1027.382 |  |  | 2010-12-01 08:50 | 0.433 |  |  | 2013-08-01 | 5751.7884 | 1611.3285 | 9321.0155 | 2004-04-30 | 157.5 |  | 1992-11-24 | 0.024
|  | 1984-04-30 | 0.07 | [5 empty] | 2006-04-16 | 1142.2437 |  |  | 2005-05-16 | 1027.26 |  |  | 2011-01-18 14:35 | 0.251 |  |  | 2013-09-01 | 6305.1679 | 4171.5136 | 9350.727 | 2004-05-01 | 67.435 |  | 1992-11-25 | 0.02
|  | 1984-05-22 | 0.07 | [5 empty] | 2006-04-30 | 1142.3047 |  |  | 2005-05-24 | 1028.265 |  |  | 2011-02-03 10:16 | 0.262 |  |  | 2013-10-01 | 1450.9634 | 0 | 2721.7762 | 2004-05-02 | 67.435 |  | 1993-01-20 | 0.035
|  | 1984-06-18 | 0.06 | [5 empty] | 2006-05-15 | 1142.4418 |  |  | 2005-05-25 | 1028.313 |  |  | 2011-03-15 14:31 | 0.219 |  |  | 2013-11-01 | 579.8814 | 0 | 1380.6167 | 2004-05-03 | 67.435 |  | 1993-02-17 | 0.04
|  | 1984-07-16 | 0.06 | [5 empty] | 2006-05-31 | 1142.6338 |  |  | 2005-05-26 | 1028.31 |  |  | 2011-03-15 14:36 |  |  |  | 2013-12-01 | 455.4087 | 0 | 1068.9344 | 2004-05-04 | 72.086 |  | 1993-03-15 | 0.04
|  | 1984-08-27 | 0.11 | [5 empty] | 2006-06-15 | 1142.5363 |  |  | 2005-05-30 | 1028.262 |  |  | 2011-04-14 15:35 | 0.212 |  |  | 2014-01-01 | 412.8076 | 0 | 2133.3605 | 2004-05-05 | 72.086 |  | 1993-04-26 | 0.08 | 0.08
|  | 1984-09-17 | 0.05 | [5 empty] | 2006-06-30 | 1142.3351 |  |  | 2005-06-01 | 1028.213 |  |  | 2011-05-05 16:10 | 0.029 |  |  | 2014-02-01 | 0 | 0 | 1987.857 | 2004-05-06 | 72.086 |  | 1993-04-27 | 0.0515 | 0.0515
|  | 1984-10-22 | 0.11 | [5 empty] | 2006-07-15 | 1142.0852 |  |  | 2005-06-06 | 1028.145 |  |  | 2011-06-20 14:32 | 0.215 |  |  | 2014-03-01 | 0 | 0 | 1276.5512 | 2004-05-07 | 53.483 |  | 1993-05-26 | 0.01
|  | 1985-08-12 | 0.03 | [5 empty] | 2006-07-31 | 1141.7865 |  |  | 2005-06-08 | 1028.129 |  |  | 2011-07-14 16:31 | 0.158 |  |  | 2014-04-01 | 0 | 0 | 685.8105 | 2004-05-08 | 53.483 |  | 1993-06-24 | 0.0096667
|  | 1985-09-16 | 0.04 | [5 empty] | 2006-08-15 | 1141.5244 |  |  | 2005-06-13 | 1028.134 |  |  | 2011-08-23 15:35 | 0.0511 |  |  | 2014-05-01 | 5460.6024 | 4187.6486 | 8150.2012 | 2004-05-09 | 53.483 |  | 1993-08-02 | 0.0165
|  | 1985-10-13 | 0.05 | [5 empty] | 2006-08-22 | 1141.3689 |  |  | 2005-06-20 | 1028.183 |  |  | 2011-09-21 11:07 | 0.157 |  |  | 2014-06-01 | 7749.0252 | 4201.868 | 9590.1557 | 2004-05-10 | 53.483 |  | 1993-08-31 | 0.02
|  | 1985-10-28 | 0.04 | [5 empty] | 2006-08-31 | 1141.2013 |  |  | 2005-06-27 | 1028.343 |  |  | 2011-10-19 13:17 | 0.267 |  |  | 2014-07-01 | 7532.7098 | 2789.0081 | 9338.8222 | 2004-05-11 | 0 |  | 1993-09-01 | 0.03
|  | 1985-11-11 | 0.05 | [5 empty] | 2006-09-08 | 1141.0458 |  |  | 2005-06-29 | 1028.29 |  |  | 2011-11-15 13:30 | 0.238 |  |  | 2014-08-01 | 6155.6098 | 2591.8873 | 9337.6016 | 2004-05-12 | 0 |  | 1993-09-30 | 0.03
|  | 1985-12-08 | 0.04 | [5 empty] | 2006-09-30 | 1141.2257 |  |  | 2005-06-30 | 1028.245 |  |  | 2011-12-05 10:55 | 0.212 |  |  | 2014-09-01 | 6510.7962 | 3572.6863 | 9353.857 | 2004-05-13 | 0 |  | 1993-10-01 | 0.04
|  | 1987-01-01 | 0.09 | [5 empty] | 2006-10-15 | 1141.311 |  |  | 2005-07-05 | 1028.07 |  |  | 2012-01-12 12:45 | 0.299 |  |  | 2014-10-01 | 1473.0019 | 0 | 2633.1256 | 2004-05-14 | 12.402 |  | 1993-10-25 | 0.04
|  | 1987-02-01 | 0.07 | [5 empty] | 2006-10-31 | 1141.4146 |  |  | 2005-07-08 | 1028.015 |  |  | 2012-02-06 11:09 | 0.106 |  |  | 2014-11-01 | 746.6147 | 0 | 1348.7904 | 2004-05-15 | 12.402 |  | 1993-11-01 | 0.05
|  | 1987-03-01 | 0.08 | [5 empty] | 2006-11-15 | 1141.5091 |  |  | 2005-07-11 | 1028.021 |  |  | 2012-03-05 14:40 | 0.159 |  |  | 2014-12-01 | 514.2946 | 0 | 1026.3385 | 2004-05-16 | 12.402 |  | 1993-11-29 | 0.1255
|  | 1987-04-01 | 0.06 | [5 empty] | 2006-11-30 | 1141.5945 |  |  | 2005-07-18 | 1027.84 |  |  | 2012-03-08 13:35 |  |  |  | 2015-01-01 | 411.9621 | 0 | 2048.1242 | 2004-05-17 | 14.882 |  | 1993-12-01 | 0.05
|  | 1987-05-01 | 0.05 | [5 empty] | 2006-12-15 | 1141.6646 |  |  | 2005-07-26 | 1027.685 |  |  | 2012-01-01 | 0.299 | 0.299 | 0.299 | 2015-02-01 | 140.4206 | 0 | 1979.3577 | 2004-05-18 | 14.882 |  | 1993-12-13 | 0.12
|  | 1987-06-01 | 0.03 | [5 empty] | 2006-12-31 | 1141.7347 |  |  | 2005-08-01 | 1027.568 |  |  | 2012-02-01 | 0.22008 | 0.065281 | 0.37192 | 2015-03-01 | 217.8019 | 0 | 1189.1079 | 2004-05-19 | 14.882 |  | 1994-01-01 | 0.05
|  | 1987-07-01 | 0.06 | [5 empty] | 2007-01-15 | 1141.8048 |  |  | 2005-08-08 | 1027.47 |  |  | 2012-03-01 | 0.21911 | 0.058038 | 0.3656 | 2015-04-01 | 136.5836 | 0 | 670.7983 | 2004-05-20 | 14.882 |  | 1994-01-17 | 0.0415
|  | 1987-08-01 | 0.07 | [5 empty] | 2007-01-31 | 1141.8658 |  |  | 2005-08-15 | 1027.335 |  |  | 2012-04-01 | 0.19563 | 0.0048204 | 0.34381 | 2015-05-01 | 5216.4324 | 4163.9348 | 8149.2697 | 2004-05-21 | 14.882 |  | 1994-01-31 | 0.05
|  | 1987-08-11 | 0.07 | [5 empty] | 2007-02-15 | 1141.9145 |  |  | 2005-08-22 | 1027.202 |  |  | 2012-05-01 | 0.12828 | 0.0007614 | 0.2454 | 2015-06-01 | 7748.6846 | 4254.9896 | 9573.9192 | 2004-05-22 | 0 |  | 1994-03-01 | 0.05
|  | 1987-09-01 | 0.06 | [5 empty] | 2007-02-28 | 1141.9651 |  |  | 2005-08-30 | 1027.14 |  |  | 2012-06-01 | 0.08212 | 0.026525 | 0.17492 | 2015-07-01 | 7560.1563 | 4153.7031 | 9338.6861 | 2004-05-23 | 0 |  | 1994-03-03 | 0.11
|  | 1987-09-08 | 0.06 | [5 empty] | 2007-03-15 | 1142.0151 |  |  | 2005-09-07 | 1027.395 |  |  | 2012-07-01 | 0.069824 | 0.002152 | 0.1754 | 2015-08-01 | 5980.8669 | 1662.5479 | 9283.1092 | 2004-05-24 | 0 |  | 1994-04-26 | 0.17 | 0.17
|  | 1987-10-01 | 0.11 | [5 empty] | 2007-03-31 | 1142.0791 |  |  | 2005-09-12 | 1027.54 |  |  | 2012-08-01 | 0.068006 | 0.0019537 | 0.19269 | 2015-09-01 | 6604.9427 | 3841.0485 | 9353.8881 | 2004-05-25 | 0 |  | 1994-05-02 | 0.044
|  | 1987-10-06 | 0.11 | [5 empty] | 2007-04-15 | 1142.1462 |  |  | 2005-09-19 | 1027.67 |  |  | 2012-09-01 | 0.12343 | 0.079204 | 0.18369 | 2015-10-01 | 1318.649 | 0 | 2694.4547 | 2004-05-26 | 0 |  | 1994-05-31 | 0.02
|  | 1987-11-01 | 0.12 | [5 empty] | 2007-04-30 | 1142.2346 |  |  | 2005-09-22 | 1027.525 |  |  | 2012-10-01 | 0.13032 | 0.0030873 | 0.29863 | 2015-11-01 | 610.4369 | 0 | 1353.6207 | 2004-05-27 | 0 |  | 1994-06-27 | 0.01
|  | 1987-11-10 | 0.12 | [5 empty] | 2007-05-15 | 1142.3748 |  |  | 2005-09-26 | 1027.264 |  |  | 2012-11-01 | 0.12114 | 0.0043928 | 0.2703 | 2015-12-01 | 453.1856 | 0 | 815.2812 | 2004-05-28 | 0 |  | 1994-08-10 | 0.011333
|  | 1987-12-01 | 0.11 | [5 empty] | 2007-05-22 | 1142.3839 |  |  | 2005-09-27 | 1027.174 |  |  | 2012-12-01 | 0.11404 | 0.0069094 | 0.25421 | 2016-01-01 | 401.3221 | 0 | 2133.0648 | 2004-05-29 | 0 |  | 1994-09-25 | 0.03
|  | 1987-12-09 | 0.11 | [5 empty] | 2007-05-28 | 1142.3748 |  |  | 2005-09-29 | 1026.949 |  |  | 2013-01-01 | 0.14647 | 0.035387 | 0.28149 | 2016-02-01 | 192.8233 | 0 | 2072.7187 | 2004-05-30 | 0 |  | 1994-10-12 | 0.009
|  | 1988-01-27 | 0.093 | [5 empty] | 2007-05-31 | 1142.3748 |  |  | 2005-10-03 | 1026.54 |  |  | 2013-02-01 | 0.054139 | 7.4822e-06 | 0.29282 | 2016-03-01 | 210.8786 | 0 | 1996.5516 | 2004-05-31 | 0 |  | 1994-10-15 | 0.04
|  | 1988-02-05 | 0.035 | [5 empty] | 2007-06-04 | 1142.3717 |  |  | 2005-10-05 | 1026.325 |  |  | 2013-03-01 | 0.06548 | 5.8075e-07 | 0.294 | 2016-04-01 | 0 | 0 | 1140.6084 | 2004-06-01 | 0 |  | 1994-11-25 | 0.01
|  | 1988-02-17 | 0.043 | [5 empty] | 2007-06-11 | 1142.3839 |  |  | 2005-10-12 | 1026.564 |  |  | 2013-04-01 | 0.04179 | 8.3964e-07 | 0.27306 | 2016-05-01 | 5611.8039 | 4173.9685 | 8149.2697 | 2004-06-02 | 0 |  | 1995-01-25 | 0.005
|  | 1988-03-22 | 0.1365 | [5 empty] | 2007-06-14 | 1142.39 |  |  | 2005-10-17 | 1026.714 |  |  | 2013-05-01 | 0.00091903 | 2.2097e-07 | 0.20131 | 2016-06-01 | 7727.1343 | 4120.7123 | 9531.6188 | 2004-06-03 | 0 |  | 1995-01-31 | 0.05
|  | 1988-03-24 | 0.067 | [5 empty] | 2007-06-18 | 1142.3809 |  |  | 2005-10-24 | 1026.92 |  |  | 2013-06-01 | 0.072242 | 0.043462 | 0.14542 | 2016-07-01 | 7546.6015 | 4104.8929 | 9325.1875 | 2004-06-04 | 0 |  | 1995-02-01 | 0.05
|  | 1988-04-25 | 0.126 | [5 empty] | 2007-06-30 | 1142.3138 |  |  | 2005-10-31 | 1027.115 |  |  | 2013-07-01 | 0.082922 | 0.0074692 | 0.1432 | 2016-08-01 | 6214.9497 | 1846.4335 | 9328.993 | 2004-06-05 | 0 |  | 1995-02-22 | 0.1
|  | 1988-05-25 | 0.042 | [5 empty] | 2007-07-09 | 1142.2407 |  |  | 2005-11-16 | 1027.515 |  |  | 2013-08-01 | 0.077805 | 0.0089821 | 0.20251 | 2016-09-01 | 6565.607 | 4055.5154 | 8555.0703 | 2004-06-06 | 0 |  | 1995-02-24 | 0.1
|  | 1988-06-07 | 0.021 | [5 empty] | 2007-07-15 | 1142.1401 |  |  | 2005-11-30 | 1027.782 |  |  | 2013-09-01 | 0.12293 | 0.084241 | 0.16869 | 2016-10-01 | 1457.6535 | 0 | 2620.8053 | 2004-06-07 | 0 |  | 1995-03-06 | 0.0033333
|  | 1988-07-20 | 0.046 | [5 empty] | 2007-07-23 | 1142.0151 |  |  | 2005-12-15 | 1028.032 |  |  | 2013-10-01 | 0.1116 | 0.0028713 | 0.24414 | 2016-11-01 | 721.1667 | 0 | 1320.7963 | 2004-06-08 | 28.237 |  | 1995-03-08 | 0.03
|  | 1988-08-24 | 0.12 | [5 empty] | 2007-07-31 | 1141.8749 |  |  | 2006-01-17 | 1028.515 |  |  | 2013-11-01 | 0.10653 | 0.0079962 | 0.21813 | 2016-12-01 | 484.8447 | 0 | 807.7438 | 2004-06-09 | 28.237 |  | 1995-04-17 | 0.07 | 0.07
|  | 1988-09-13 | 0.135 | [5 empty] | 2007-08-15 | 1141.6158 |  |  | 2006-01-30 | 1028.655 |  |  | 2013-12-01 | 0.10586 | 0.0087161 | 0.20735 | 2017-01-01 | 401.5325 | 0 | 2131.0811 | 2004-06-10 | 28.237 |  | 1995-05-08 | 0.018
|  | 1988-10-06 | 0.185 | [5 empty] | 2007-08-31 | 1141.3141 |  |  | 2006-02-13 | 1028.613 |  |  | 2014-01-01 | 0.13545 | 0.036763 | 0.23654 | 2017-02-01 | 0 | 0 | 1996.6276 | 2004-06-11 | 28.237 |  | 1995-05-09 | 0.018
|  | 1988-11-01 | 0.02 | [5 empty] | 2007-09-10 | 1141.1312 |  |  | 2006-02-15 | 1028.615 |  |  | 2014-02-01 | 0.052666 | 2.0143e-06 | 0.18977 | 2017-03-01 | 158.0535 | 0 | 1984.6782 | 2004-06-12 | 28.237 |  | 1995-06-07 | 0.01
|  | 1988-11-30 | 0.175 | [5 empty] | 2007-09-11 | 1141.1403 |  |  | 2006-02-20 | 1028.602 |  |  | 2014-03-01 | 0.063218 | 0.00016625 | 0.2007 | 2017-04-01 | 0 | 0 | 720.5351 | 2004-06-13 | 28.237 |  | 1995-06-21 | 0.01
|  | 1989-01-27 | 0.115 | [5 empty] | 2007-09-15 | 1141.2552 |  |  | 2006-02-21 | 1028.545 |  |  | 2014-04-01 | 0.057998 | 7.7154e-05 | 0.2326 | 2017-05-01 | 5707.5296 | 4396.7412 | 8140.2955 | 2004-06-14 | 28.237 |  | 1995-07-20 | 0.01
|  | 1989-02-07 | 0.0765 | [5 empty] | 2007-09-30 | 1141.3299 |  |  | 2006-02-23 | 1028.42 |  |  | 2014-05-01 | 0.0013783 | 6.1659e-06 | 0.16498 | 2017-06-01 | 7725.1928 | 4104.1154 | 9590.1567 | 2004-06-15 | 28.237 |  | 1995-08-23 | 0.01
|  | 1989-02-13 | 0.115 | [5 empty] | 2007-10-15 | 1141.4543 |  |  | 2006-02-27 | 1028.05 |  |  | 2014-06-01 | 0.0689 | 0.035269 | 0.13524 | 2017-07-01 | 7551.0655 | 2762.3302 | 9325.0703 | 2004-06-16 | 28.237 |  | 1995-09-18 | 0.01
|  | 1989-03-14 | 0.058 | [5 empty] | 2007-10-31 | 1141.5884 |  |  | 2006-03-01 | 1027.89 |  |  | 2014-07-01 | 0.076598 | 0.022937 | 0.15089 | 2017-08-01 | 5789.5086 | 986.8071 | 9329.5664 | 2004-06-17 | 28.237 |  | 1995-10-03 | 0.007
|  | 1989-04-12 | 0.046 | [5 empty] | 2007-11-15 | 1141.7042 |  |  | 2006-03-02 | 1027.795 |  |  | 2014-08-01 | 0.079094 | 0.00034128 | 0.18126 | 2017-09-01 | 6574.1216 | 4384.1425 | 9344.3131 | 2004-06-18 | 28.237 |  | 1995-10-16 | 0.04
|  | 1989-05-31 | 0.034 | [5 empty] | 2007-11-30 | 1141.8017 |  |  | 2006-03-04 | 1027.63 |  |  | 2014-09-01 | 0.1232 | 0.083193 | 0.17437 | 2017-10-01 | 1401.6061 | 0 | 2694.2981 | 2004-06-19 | 28.237 |  | 1995-11-14 | 0.02
|  | 1989-06-12 | 0.052 | [5 empty] | 2007-12-15 | 1141.8962 |  |  | 2006-03-06 | 1027.452 |  |  | 2014-10-01 | 0.13423 | 0.02052 | 0.35622 | 2017-11-01 | 674.3146 | 0 | 1368.0417 | 2004-06-20 | 28.237 |  | 1995-12-06 | 0.02
|  | 1989-07-10 | 0.08 | [5 empty] | 2007-12-31 | 1141.9877 |  |  | 2006-03-08 | 1027.275 |  |  | 2014-11-01 | 0.12153 | 0.02346 | 0.33138 | 2017-12-01 | 504.8444 | 0 | 1381.2437 | 2004-06-21 | 28.237 |  | 1995-12-12 | 0.01
|  | 1989-07-25 | 0.0365 | [5 empty] | 2008-01-15 | 1142.0639 |  |  | 2006-03-09 | 1027.18 |  |  | 2014-12-01 | 0.11972 | 0.021067 | 0.32848 | 2018-01-01 | 408.6977 | 0 | 2131.9687 | 2004-06-22 | 0 |  | 1996-01-25 | 0.02
|  | 1989-08-14 | 0.049 | [5 empty] | 2008-01-31 | 1142.1553 |  |  | 2006-03-20 | 1027.433 |  |  | 2015-01-01 | 0.15129 | 0.044072 | 0.35638 | 2018-02-01 | 179.343 | 0 | 2009.6156 | 2004-06-23 | 0 |  | 1996-02-14 | 0.02
|  | 1989-09-06 | [6 empty] | 2008-02-15 | 1142.2151 |  |  | 2006-03-30 | 1027.61 |  |  | 2015-02-01 | 0.071105 | 4.8073e-06 | 0.33553 | 2018-03-01 | 211.9791 | 0 | 1989.5793 | 2004-06-24 | 0 |  | 1996-03-05 | 0.024
|  | 1989-09-11 | 0.046 | [5 empty] | 2008-02-29 | 1142.2849 |  |  | 2006-04-06 | 1027.725 |  |  | 2015-03-01 | 0.08252 | 0.00012194 | 0.27246 | 2018-04-01 | 0 | 0 | 1083.7216 | 2004-06-25 | 0 |  | 1996-03-12 | 0.02
|  | 1989-10-16 | 0.024 | [5 empty] | 2008-03-15 | 1142.3443 |  |  | 2006-04-18 | 1027.89 |  |  | 2015-04-01 | 0.057739 | 1.9965e-06 | 0.26587 | 2018-05-01 | 5533.363 | 4312.5368 | 8218.5447 | 2004-06-26 | 0 |  | 1996-04-09 | 0.0075 | 0.0075
|  | 1989-11-15 | 0.131 | [5 empty] | 2008-03-31 | 1142.4113 |  |  | 2006-04-24 | 1028.16 |  |  | 2015-05-01 | 0.0049803 | 1.1289e-06 | 0.18339 | 2018-06-01 | 7733.7202 | 4255.0269 | 9497.0617 | 2004-06-27 | 0 |  | 1996-04-23 | 0.08 | 0.08
|  | 1989-12-11 | 0.094 | [5 empty] | 2008-04-15 | 1142.4449 |  |  | 2006-05-01 | 1028.585 |  |  | 2015-06-01 | 0.07604 | 0.038528 | 0.13804 | 2018-07-01 | 7584.9755 | 2916.5219 | 9426.5009 | 2004-06-28 | 0 |  | 1996-05-13 | 0.04
|  | 1990-01-15 | 0.083 | [5 empty] | 2008-04-30 | 1142.515 |  |  | 2006-05-03 | 1028.55 |  |  | 2015-07-01 | 0.085399 | 0.017483 | 0.17238 | 2018-08-01 | 5994.9621 | 2346.7334 | 9328.8012 | 2004-06-29 | 0 |  | 1996-06-11 | 0.02
|  | 1990-02-12 | 0.064 | [5 empty] | 2008-05-15 | 1142.4936 |  |  | 2006-05-08 | 1028.422 |  |  | 2015-08-01 | 0.074131 | 0.00041452 | 0.20336 | 2018-09-01 | 6605.5809 | 4391.1918 | 9344.3121 | 2004-06-30 | 0 |  | 1996-07-17 | 0.09
|  | 1990-03-12 | 0.027 | [5 empty] | 2008-05-31 | 1142.3961 |  |  | 2006-05-11 | 1028.065 |  |  | 2015-09-01 | 0.12354 | 0.087809 | 0.19213 | 2018-10-01 | 1461.5598 | 0 | 2653.9687 | 2004-07-01 | 0 |  | 1996-08-15 | 0.01
|  | 1990-04-17 | 0.047 | [5 empty] | 2008-06-15 | 1142.1888 |  |  | 2006-05-15 | 1027.87 |  |  | 2015-10-01 | 0.11839 | 0.00013325 | 0.25578 | 2018-11-01 | 630.5715 | 0 | 1353.8601 | 2004-07-02 | 0 |  | 1996-09-11 | 0.01
|  | 1990-05-01 | 0.0975 | [5 empty] | 2008-06-30 | 1141.9663 |  |  | 2006-05-23 | 1027.872 |  |  | 2015-11-01 | 0.11148 | 0.0041038 | 0.22132 | 2018-12-01 | 465.5484 | 0 | 1145.5744 | 2004-07-03 | 0 |  | 1996-10-21 | 0.09
|  | 1990-05-02 | 0.124 | [5 empty] | 2008-07-15 | 1141.8505 |  |  | 2006-05-25 | 1027.777 |  |  | 2015-12-01 | 0.10177 | 0.00074893 | 0.21006 | 2019-01-01 | 407.8423 | 0 | 2142.3265 | 2004-07-04 | 0 |  | 1996-11-21 | 0.06
|  | 1990-05-14 | 0.083 | [5 empty] | 2008-07-31 | 1141.6768 |  |  | 2006-05-29 | 1027.585 |  |  | 2016-01-01 | 0.13619 | 0.027659 | 0.23375 | 2019-02-01 | 0 | 0 | 1964.7666 | 2004-07-05 | 0 |  | 1996-12-17
|  | 1990-06-11 | 0.06 | [5 empty] | 2008-08-15 | 1141.5061 |  |  | 2006-06-01 | 1027.463 |  |  | 2016-02-01 | 0.063199 | 7.1967e-06 | 0.30325 | 2019-03-01 | 213.721 | 0 | 1633.2987 | 2004-07-06 | 0 |  | 1996-12-19 | 0.12
|  | 1990-07-11 | 0.097 | [5 empty] | 2008-08-31 | 1141.3842 |  |  | 2006-06-05 | 1027.475 |  |  | 2016-03-01 | 0.076749 | 0.00033237 | 0.33888 | 2019-04-01 | 0 | 0 | 1953.8341 | 2004-07-07 | 0 |  | 1997-01-14 | 0.04
|  | 1990-08-13 | 0.039 | [5 empty] | 2008-09-11 | 1141.2074 |  |  | 2006-06-12 | 1027.522 |  |  | 2016-04-01 | 0.052899 | 1.74e-06 | 0.33087 | 2019-05-01 | 5186.2613 | 4173.9681 | 8129.8513 | 2004-07-08 | 0 |  | 1997-02-26 | 0.03
|  | 1990-09-19 | 0.143 | [5 empty] | 2008-09-15 | 1141.1464 |  |  | 2006-06-21 | 1027.51 |  |  | 2016-05-01 | 0.00088369 | 1.9145e-06 | 0.23887 | 2019-06-01 | 7718.6438 | 4313.7915 | 9531.6188 | 2004-07-09 | 18.312 |  | 1997-03-11 | 0.05
|  | 1990-10-02 | 0.0645 | [5 empty] | 2008-09-21 | 1141.065 |  |  | 2006-06-27 | 1027.272 |  |  | 2016-06-01 | 0.07188 | 0.037446 | 0.16202 | 2019-07-01 | 7553.809 | 4159.0972 | 9289.5665 | 2004-07-10 | 18.312 |  | 1997-04-15 | 0.05 | 0.05
|  | 1990-10-04 | [6 empty] | 2008-09-30 | 1141.1949 |  |  | 2006-07-04 | 1027.52 |  |  | 2016-07-01 | 0.078631 | 0.021305 | 0.19025 | 2019-08-01 | 6195.6616 | 1829.8991 | 9321.0164 | 2004-07-11 | 18.312 |  | 1997-05-12 | 0.02
|  | 1990-10-18 | 0.157 | [5 empty] | 2008-10-15 | 1141.3842 |  |  | 2006-07-06 | 1027.521 |  |  | 2016-08-01 | 0.07356 | 0.0036321 | 0.2093 | 2019-09-01 | 6482.3001 | 3588.2787 | 9344.3112 | 2004-07-12 | 18.312 |  | 1997-06-23 | 0.02
|  | 1990-11-14 | 0.149 | [5 empty] | 2008-10-31 | 1141.564 |  |  | 2006-07-10 | 1027.552 |  |  | 2016-09-01 | 0.12275 | 0.089872 | 0.17944 | 2019-10-01 | 1211.8981 | 0 | 2632.438 | 2004-07-13 | 18.312 |  | 1997-07-15 | 0.12
|  | 1990-12-10 | 0.316 | [5 empty] | 2008-11-15 | 1141.7347 |  |  | 2006-07-13 | 1027.522 |  |  | 2016-10-01 | 0.12541 | 0.00035722 | 0.31142 | 2019-11-01 | 606.4876 | 0 | 1351.5583 | 2004-07-14 | 18.312 |  | 1997-08-12 | 0.11
|  | 1991-01-02 | 0.249 | [5 empty] | 2008-11-30 | 1141.845 |  |  | 2006-07-19 | 1027.522 |  |  | 2016-11-01 | 0.11545 | 0.0033486 | 0.27804 | 2019-12-01 | 458.0707 | 0 | 1035.2678 | 2004-07-15 | 18.312 |  | 1997-09-22 | 0.07
|  | 1991-01-14 | [6 empty] | 2008-12-15 | 1141.9663 |  |  | 2006-07-24 | 1027.518 |  |  | 2016-12-01 | 0.11261 | 0.0060392 | 0.26678 | 2020-01-01 | 394.5616 | 0 | 2101.4508 | 2004-07-16 | 18.312 |  | 1997-10-20 | 0.02
|  | 1991-02-04 | 0.124 | [5 empty] | 2008-12-31 | 1142.0639 |  |  | 2006-07-31 | 1027.437 |  |  | 2017-01-01 | 0.14337 | 0.033013 | 0.29368 | 2020-02-01 | 192.9364 | 0 | 1974.1317 | 2004-07-17 | 10.796 |  | 1997-11-18 | 0.03
|  | 1991-02-27 | 0.719 | [5 empty] | 2009-01-15 | 1142.1492 |  |  | 2006-08-07 | 1027.555 |  |  | 2017-02-01 | 0.061019 | 3.3382e-06 | 0.31345 | 2020-03-01 | 220.0801 | 0 | 1082.8719 | 2004-07-18 | 10.796 |  | 1997-12-08 | 0.02
|  | 1991-03-04 | 0.615 | [5 empty] | 2009-01-31 | 1142.2559 |  |  | 2006-08-14 | 1027.387 |  |  | 2017-03-01 | 0.07584 | 1.221e-06 | 0.31668 | 2020-04-01 | 233.3611 | 0 | 1972.6379 | 2004-07-19 | 10.796 |  | 1998-01-12 | 0.03
|  | 1991-03-06 | [6 empty] | 2009-02-14 | 1142.3351 |  |  | 2006-08-22 | 1027.49 |  |  | 2017-04-01 | 0.047581 | 1.2995e-06 | 0.27458 | 2020-05-01 | 5859.5309 | 4174.0186 | 8150.1956 | 2004-07-20 | 10.796 |  | 1998-02-24 | 0.05
|  | 1991-04-01 | 0.139 | [5 empty] | 2009-02-26 | 1142.3961 |  |  | 2006-08-28 | 1027.57 |  |  | 2017-05-01 | 0.00097157 | 1.5435e-06 | 0.20198 | 2020-06-01 | 7729.379 | 4237.8343 | 9558.6236 | 2004-07-21 | 10.796 |  | 1998-03-17 | 0.02
|  | 1991-05-01 | 0.069 | [5 empty] | 2009-03-15 | 1142.4799 |  |  | 2006-08-29 | 1027.525 |  |  | 2017-06-01 | 0.082529 | 0.0088125 | 0.12283 | 2020-07-01 | 7564.0407 | 2847.6499 | 9338.6483 | 2004-07-22 | 10.796 |  | 1998-04-13 | 0.35 | 0.35
|  | 1991-05-08 | 0.0355 | [5 empty] | 2009-03-31 | 1142.55 |  |  | 2006-09-05 | 1027.268 |  |  | 2017-07-01 | 0.081965 | 0.0042691 | 0.14596 | 2020-08-01 | 5825.5131 | 1131.4171 | 9274.5232 | 2004-07-23 | 10.796 |  | 1998-05-18 | 0.05
|  | 1991-06-03 | 0.048 | [5 empty] | 2009-04-15 | 1142.6201 |  |  | 2006-09-12 | 1027.473 |  |  | 2017-08-01 | 0.068777 | 0.0013643 | 0.19708 | 2020-09-01 | 6544.6477 | 3593.1687 | 9344.3112 | 2004-07-24 | 10.796 |  | 1998-06-15 | 0.06
|  | 1991-06-07 | 0.039 | [5 empty] | 2009-04-30 | 1142.71 |  |  | 2006-09-19 | 1027.45 |  |  | 2017-09-01 | 0.12016 | 0.080676 | 0.16609 | 2020-10-01 | 1299.598 | 0 | 2721.96 | 2004-07-25 | 10.796 |  | 1998-07-21 | 0.04
|  | 1991-06-13 | 0.039 | [5 empty] | 2009-05-15 | 1142.85 |  |  | 2006-09-20 | 1027.336 |  |  | 2017-10-01 | 0.12158 | 0.0039627 | 0.30041 | 2020-11-01 | 647.4926 | 0 | 1372.1772 | 2004-07-26 | 10.796 |  | 1998-08-10 | 0.03
|  | 1991-06-30 | 0.039 | [5 empty] | 2009-05-31 | 1142.8701 |  |  | 2006-09-21 | 1027.227 |  |  | 2017-11-01 | 0.11308 | 0.0083668 | 0.26563 | 2020-12-01 | 451.9145 | 0 | 1984.0804 | 2004-07-27 | 10.796 |  | 1998-09-10
|  | 1991-07-01 | 0.026 | [5 empty] | 2009-06-15 | 1142.8399 |  |  | 2006-09-26 | 1027.32 |  |  | 2017-12-01 | 0.1121 | 0.010429 | 0.24824 | 2021-01-01 | 407.4989 | 0 | 2133.0119 | 2004-07-28 | 10.796 |  | 1998-09-25 | 0.04
|  | 1991-07-02 | 0.026 | [5 empty] | 2009-06-30 | 1142.6652 |  |  | 2006-10-04 | 1027.468 |  |  | 2018-01-01 | 0.14428 | 0.038404 | 0.27316 | 2021-02-01 | 187.1942 | 0 | 1987.8086 | 2004-07-29 | 10.796 |  | 1998-10-19 | 0.03
|  | 1991-07-22 | 0.053 | [5 empty] | 2009-07-13 | 1142.5052 |  |  | 2006-10-10 | 1027.601 |  |  | 2018-02-01 | 0.069746 | 2.344e-06 | 0.26768 | 2021-03-01 | 211.3137 | 0 | 1957.4774 | 2004-07-30 | 10.796 |  | 1998-11-17 | 0.03
|  | 1991-07-24 | 0.0415 | [5 empty] | 2009-07-20 | 1142.4351 |  |  | 2006-10-17 | 1027.749 |  |  | 2018-03-01 | 0.070192 | 0.00024167 | 0.32768 | 2021-04-01 | 176.1324 | 0 | 1416.7739 | 2004-07-31 | 0 |  | 1998-12-21 | 0.02
|  | 1991-08-05 | 0.065 | [5 empty] | 2009-07-27 | 1142.3199 |  |  | 2006-10-24 | 1027.902 |  |  | 2018-04-01 | 0.052417 | 7.1069e-07 | 0.33307 | 2021-05-01 | 5572.0142 | 4338.271 | 8149.2688 | 2004-08-01 | 0 |  | 1999-01-18 | 0.03
|  | 1991-09-03 | 0.062 | [5 empty] | 2009-08-03 | 1142.2001 |  |  | 2006-10-31 | 1028.035 |  |  | 2018-05-01 | 0.0013764 | 1.6799e-06 | 0.26113 | 2021-06-01 | 7737.5058 | 4093.8988 | 9590.1576 | 2004-08-02 | 0 |  | 1999-02-22 | 0.07
|  | 1991-09-27 | 0.056 | [5 empty] | 2009-08-07 | 1142.1849 |  |  | 2006-11-07 | 1028.168 |  |  | 2018-06-01 | 0.075697 | 0.001545 | 0.14803 | 2021-07-01 | 7531.1803 | 2381.6139 | 9338.8231 | 2004-08-03 | 0 |  | 1999-03-17 | 0.02
|  | 1991-10-07 | 0.05 | [5 empty] | 2009-08-10 | 1142.1651 |  |  | 2006-11-14 | 1028.303 |  |  | 2018-07-01 | 0.079703 | 0.01502 | 0.15638 | 2021-08-01 | 5960.3624 | 2411.9039 | 9270.3011 | 2004-08-04 | 0 |  | 1999-04-20 | 0.02 | 0.02
|  | 1991-11-01 | 0.022 | [5 empty] | 2009-08-18 | 1142.0651 |  |  | 2006-11-21 | 1028.42 |  |  | 2018-08-01 | 0.071975 | 0.0027957 | 0.19599 | 2021-09-01 | 6565.7464 | 3576.6115 | 9344.3102 | 2004-08-05 | 0 |  | 1999-05-17 | 0.05
|  | 1991-11-06 | 0.053 | [5 empty] | 2009-08-24 | 1142.02 |  |  | 2006-12-07 | 1028.635 |  |  | 2018-09-01 | 0.1231 | 0.087513 | 0.1875 | 2021-10-01 | 1535.4829 | 0 | 2900.753 | 2004-08-06 | 0 |  | 1999-07-03 | 0.05
|  | 1991-12-03 | 0.086 | [5 empty] | 2009-08-31 | 1141.845 |  |  | 2006-12-14 | 1028.732 |  |  | 2018-10-01 | 0.11659 | 0.0010384 | 0.25156 | 2021-11-01 | 724.3172 | 0 | 1475.142 | 2004-08-07 | 0 |  | 1999-07-27 | 0.0075
|  | 1992-01-21 | 0.334 | [5 empty] | 2009-09-07 | 1141.6749 |  |  | 2007-01-04 | 1028.95 |  |  | 2018-11-01 | 0.10702 | 0.0062531 | 0.22377 | 2021-12-01 | 527.1927 | 0 | 930.1455 | 2004-08-08 | 0 |  | 1999-07-29
|  | 1992-02-20 | 0.211 | [5 empty] | 2009-09-14 | 1141.5201 |  |  | 2007-01-18 | 1029.09 |  |  | 2018-12-01 | 0.10355 | 0.0029972 | 0.22155 | 2022-01-01 | 408.0477 | 0 | 2141.902 | 2004-08-09 | 0 |  | 1999-08-12 | 0.02
|  | 1992-03-12 | 0.156 | [5 empty] | 2009-09-18 | 1141.415 |  |  | 2007-02-01 | 1029.2 |  |  | 2019-01-01 | 0.13708 | 0.032842 | 0.24968 |  |  |  |  | 2004-08-10 | 0 |  | 1999-08-31
|  | 1992-04-29 | 0.058667 | [5 empty] | 2009-09-19 | 1141.3799 |  |  | 2007-02-15 | 1029.308 |  |  | 2019-02-01 | 0.060367 | 4.8838e-06 | 0.33628 |  |  |  |  | 2004-08-11 | 0 |  | 1999-09-10 | 0.0075
|  | 1992-05-12 | 0.056 | [5 empty] | 2009-09-20 | 1141.34 |  |  | 2007-03-08 | 1029.48 |  |  | 2019-03-01 | 0.080266 | 5.0209e-06 | 0.32216 |  |  |  |  | 2004-08-12 | 0 |  | 1999-10-29 | 0.02
|  | 1992-06-09 | 0.01 | [5 empty] | 2009-09-21 | 1141.2949 |  |  | 2007-03-29 | 1029.632 |  |  | 2019-04-01 | 0.057024 | 2.2276e-07 | 0.2651 |  |  |  |  | 2004-08-13 | 0 |  | 1999-11-22 | 0.0075
|  | 1992-06-26 | 0.0265 | [5 empty] | 2009-09-24 | 1141.2001 |  |  | 2007-04-02 | 1029.65 |  |  | 2019-05-01 | 0.0010541 | 1.438e-06 | 0.18357 |  |  |  |  | 2004-08-14 | 0 |  | 1999-12-14 | 0.09
|  | 1992-07-14 | 0.019 | [5 empty] | 2009-09-29 | 1141.24 |  |  | 2007-04-12 | 1028.75 |  |  | 2019-06-01 | 0.070069 | 0.039245 | 0.14023 |  |  |  |  | 2004-08-15 | 0 |  | 2000-01-27 | 0.09
|  | 1992-07-21 | 0.0315 | [5 empty] | 2009-10-01 | 1141.215 |  |  | 2007-04-26 | 1029.1 |  |  | 2019-07-01 | 0.081259 | 0.031598 | 0.16154 |  |  |  |  | 2004-08-16 | 0 |  | 2000-02-28 | 0.39
|  | 1992-08-10 | 0.043 | [5 empty] | 2009-10-05 | 1141.24 |  |  | 2007-05-03 | 1029.358 |  |  | 2019-08-01 | 0.076868 | 0.0011619 | 0.21268 |  |  |  |  | 2004-08-17 | 0 |  | 2000-03-23 | 0.02
|  | 1992-09-09 | 0.117 | [5 empty] | 2009-10-09 | 1141.2699 |  |  | 2007-05-07 | 1029.498 |  |  | 2019-09-01 | 0.12512 | 0.075523 | 0.18551 |  |  |  |  | 2004-08-18 | 0 |  | 2000-04-27 | 0.22 | 0.22
|  | 1992-09-10 | 0.163 | [5 empty] | 2009-10-12 | 1141.2851 |  |  | 2007-05-09 | 1029.295 |  |  | 2019-10-01 | 0.12121 | 0.00041504 | 0.3195 |  |  |  |  | 2004-08-19 | 0 |  | 2000-05-15 | 0.11
|  | 1992-10-06 | 0.26 | [5 empty] | 2009-10-19 | 1141.365 |  |  | 2007-05-10 | 1029.191 |  |  | 2019-11-01 | 0.10901 | 0.0040183 | 0.28939 |  |  |  |  | 2004-08-20 | 82.251 |  | 2000-06-26 | 0.33
|  | 1992-10-19 | [6 empty] | 2009-10-26 | 1141.5 |  |  | 2007-05-14 | 1028.77 |  |  | 2019-12-01 | 0.10287 | 0.003547 | 0.28337 |  |  |  |  | 2004-08-21 | 82.251 |  | 2000-07-25 | 0.5
|  | 1992-11-24 | 0.122 | [5 empty] | 2009-11-02 | 1141.6451 |  |  | 2007-05-17 | 1028.98 |  |  | 2020-01-01 | 0.13633 | 0.028096 | 0.31606 |  |  |  |  | 2004-08-22 | 82.251 |  | 2000-08-29 | 0.13
|  | 1992-11-25 | 0.129 | [5 empty] | 2009-11-09 | 1141.6792 |  |  | 2007-05-22 | 1028.933 |  |  | 2020-02-01 | 0.073286 | 2.4278e-07 | 0.3209 |  |  |  |  | 2004-08-23 | 82.251 |  | 2000-09-25 | 0.022
|  | 1993-02-16 | 0.03 | [5 empty] | 2009-11-16 | 1141.7451 |  |  | 2007-05-24 | 1028.837 |  |  | 2020-03-01 | 0.078082 | 0.00012289 | 0.29188 |  |  |  |  | 2004-08-24 | 82.251 |  | 2000-10-28
|  | 1993-04-27 | 0.144 | [5 empty] | 2009-11-23 | 1141.7853 |  |  | 2007-05-28 | 1028.846 |  |  | 2020-04-01 | 0.0529 | 3.0529e-06 | 0.24787 |  |  |  |  | 2004-08-25 | 82.251 |  | 2000-10-29 | 0.01
|  | 1993-06-24 | 0.0155 | [5 empty] | 2009-11-30 | 1141.8252 |  |  | 2007-05-31 | 1028.84 |  |  | 2020-05-01 | 0.0031705 | 1.3745e-07 | 0.18498 |  |  |  |  | 2004-08-26 | 82.251 |  | 2000-11-13 | 0.06
|  | 1993-08-02 | 0.04 | [5 empty] | 2009-12-07 | 1141.845 |  |  | 2007-06-04 | 1028.661 |  |  | 2020-06-01 | 0.080346 | 0.012717 | 0.1424 |  |  |  |  | 2004-08-27 | 82.251 |  | 2000-11-18 | 0.03
|  | 1993-09-20 | 0.067 | [5 empty] | 2009-12-14 | 1141.9063 |  |  | 2007-06-11 | 1028.626 |  |  | 2020-07-01 | 0.087373 | 0.016411 | 0.16782 |  |  |  |  | 2004-08-28 | 82.251 |  | 2000-12-14 | 0.022
|  | 1993-10-04 | 0.047 | [5 empty] | 2010-01-04 | 1142.0002 |  |  | 2007-06-14 | 1028.605 |  |  | 2020-08-01 | 0.071566 | 0.0030555 | 0.17522 |  |  |  |  | 2004-08-29 | 82.251 |  | 2001-01-13 | 0.02
|  | 1993-10-18 | 0.04125 | [5 empty] | 2010-01-18 | 1142.0953 |  |  | 2007-06-18 | 1028.561 |  |  | 2020-09-01 | 0.12532 | 0.074665 | 0.17618 |  |  |  |  | 2004-08-30 | 82.251 |  | 2001-02-10 | 0.02
|  | 1993-11-01 | 0.0795 | [5 empty] | 2010-02-01 | 1142.1852 |  |  | 2007-06-21 | 1028.56 |  |  | 2020-10-01 | 0.12563 | 0.0014986 | 0.35459 |  |  |  |  | 2004-08-31 | 82.251 |  | 2001-03-10 | 0.03
|  | 1993-11-15 | 0.0835 | [5 empty] | 2010-02-16 | 1142.28 |  |  | 2007-06-25 | 1028.88 |  |  | 2020-11-01 | 0.1148 | 0.0049803 | 0.3168 |  |  |  |  | 2004-09-01 | 82.251 |  | 2001-04-16 | 0.02 | 0.02
|  | 1993-11-29 | 0.1035 | [5 empty] | 2010-03-01 | 1142.315 |  |  | 2007-06-28 | 1028.85 |  |  | 2020-12-01 | 0.10471 | 0.00075207 | 0.30387 |  |  |  |  | 2004-09-02 | 82.251 |  | 2001-05-14 | 0.07
|  | 1993-12-13 | 0.0546 | [5 empty] | 2010-03-15 | 1142.34 |  |  | 2007-07-03 | 1028.787 |  |  | 2021-01-01 | 0.13957 | 0.026158 | 0.3299 |  |  |  |  | 2004-09-03 | 82.251 |  | 2001-06-17 | 0.02
|  | 1994-01-17 | 0.08475 | [5 empty] | 2010-03-29 | 1142.5302 |  |  | 2007-07-05 | 1028.789 |  |  | 2021-02-01 | 0.081872 | 3.0386e-06 | 0.23793 |  |  |  |  | 2004-09-04 | 82.251 |  | 2001-07-14 | 0.06
|  | 1994-01-31 | 0.1015 | [5 empty] | 2010-04-05 | 1142.561 |  |  | 2007-07-09 | 1028.846 |  |  | 2021-03-01 | 0.080323 | 2.6214e-06 | 0.32917 |  |  |  |  | 2004-09-05 | 82.251 |  | 2001-08-14 | 0.03
|  | 1994-03-01 | 0.054 | [5 empty] | 2010-04-12 | 1142.6012 |  |  | 2007-07-12 | 1028.8 |  |  | 2021-04-01 | 0.056512 | 0.00027541 | 0.30832 |  |  |  |  | 2004-09-06 | 82.251 |  | 2001-09-17 | 0.03
|  | 1994-08-10 | 0.03725 | [5 empty] | 2010-04-19 | 1142.6455 |  |  | 2007-07-19 | 1028.763 |  |  | 2021-05-01 | 0.0062469 | 1.7878e-06 | 0.24111 |  |  |  |  | 2004-09-07 | 82.251 |  | 2001-10-15 | 0.0075
|  | 1994-10-12 | 0.03475 | [5 empty] | 2010-04-26 | 1142.6465 |  |  | 2007-07-26 | 1028.692 |  |  | 2021-06-01 | 0.077177 | 0.031507 | 0.13734 |  |  |  |  | 2004-09-08 | 82.251 |  | 2001-11-13 | 0.06
|  | 1994-11-25 | 0.07 | [5 empty] | 2010-05-03 | 1142.6555 |  |  | 2007-08-02 | 1028.608 |  |  | 2021-07-01 | 0.075055 | 0.0067589 | 0.16214 |  |  |  |  | 2004-09-09 | 82.251 |  | 2001-12-14
|  | 1995-01-25 | 0.0055 | [5 empty] | 2010-05-10 | 1142.625 |  |  | 2007-08-09 | 1028.547 |  |  | 2021-08-01 | 0.073173 | 0.00044696 | 0.21173 |  |  |  |  | 2004-09-10 | 82.251 |  | 2001-12-15 | 0.02
|  | 1995-03-06 | 0.00375 | [5 empty] | 2010-05-17 | 1142.6092 |  |  | 2007-08-16 | 1028.374 |  |  | 2021-09-01 | 0.12355 | 0.078528 | 0.17907 |  |  |  |  | 2004-09-11 | 82.251 |  | 2002-01-15 | 0.09
|  | 1995-03-08 | 0.03 | [5 empty] | 2010-05-24 | 1142.5655 |  |  | 2007-08-23 | 1028.085 |  |  | 2021-10-01 | 0.14312 | 0.00030618 | 0.32447 |  |  |  |  | 2004-09-12 | 82.251 |  | 2002-02-12 | 0.01
|  | 1995-05-08 | 0.0525 | [5 empty] | 2010-05-31 | 1142.461 |  |  | 2007-08-30 | 1028.038 |  |  | 2021-11-01 | 0.12872 | 0.0081602 | 0.28615 |  |  |  |  | 2004-09-13 | 82.251 |  | 2002-03-12 | 0.05
|  | 1995-06-21 | 0.01 | [5 empty] | 2010-06-07 | 1142.3321 |  |  | 2007-09-06 | 1028.025 |  |  | 2021-12-01 | 0.1218 | 0.012644 | 0.26889 |  |  |  |  | 2004-09-14 | 82.251 |  | 2002-04-15 | 0.04 | 0.04
|  | 1995-07-20 | 0.01 | [5 empty] | 2010-06-14 | 1142.2175 |  |  | 2007-09-11 | 1028.025 |  |  | 2022-01-01 | 0.1548 | 0.038846 | 0.28943 |  |  |  |  | 2004-09-15 | 82.251 |  | 2002-05-13 | 0.07
|  | 1995-08-23 | 0.05 | [5 empty] | 2010-06-21 | 1142.0831 |  |  | 2007-09-12 | 1027.91 | [10 empty] | 2004-09-16 | 82.251 |  | 2002-06-16 | 0.03
|  | 1995-10-16 | 0.08 | [5 empty] | 2010-06-28 | 1141.941 |  |  | 2007-09-13 | 1027.845 | [10 empty] | 2004-09-17 | 82.251 |  | 2002-07-16 | 0.017
|  | 1995-11-14 | 0.17 | [5 empty] | 2010-07-05 | 1141.8216 |  |  | 2007-09-17 | 1027.559 | [10 empty] | 2004-09-18 | 0 |  | 2002-08-12 | 0.009
|  | 1995-12-06 | 0.14 | [5 empty] | 2010-07-12 | 1141.6734 |  |  | 2007-09-24 | 1027.755 | [10 empty] | 2004-09-19 | 0 |  | 2002-09-16 | 0.011
|  | 1995-12-12 | 0.111 | [5 empty] | 2010-07-19 | 1141.4875 |  |  | 2007-09-27 | 1027.84 | [10 empty] | 2004-09-20 | 0 |  | 2002-10-15 | 0.024
|  | 1996-01-25 | 0.1 | [5 empty] | 2010-07-26 | 1141.3141 |  |  | 2007-10-15 | 1028.295 | [10 empty] | 2004-09-21 | 0 |  | 2002-11-12 | 0.031
|  | 1996-02-14 | 0.09 | [5 empty] | 2010-08-02 | 1141.1681 |  |  | 2007-10-18 | 1028.358 | [10 empty] | 2004-09-22 | 0 |  | 2002-12-10 | 0.034
|  | 1996-03-06 | 0.123 | [5 empty] | 2010-08-09 | 1141.0422 |  |  | 2007-10-22 | 1028.442 | [10 empty] | 2004-09-23 | 0 |  | 2003-01-14 | 0.029
|  | 1996-03-12 | 0.08 | [5 empty] | 2010-08-16 | 1140.894 |  |  | 2007-10-25 | 1028.22 | [10 empty] | 2004-09-24 | 0 |  | 2003-02-15 | 0.023
|  | 1996-04-09 | 0.02 | [5 empty] | 2010-08-23 | 1140.7673 |  |  | 2007-10-29 | 1027.997 | [10 empty] | 2004-09-25 | 0 |  | 2003-03-15 | 0.022
|  | 1996-05-15 | 0.05 | [5 empty] | 2010-08-27 | 1140.6801 |  |  | 2007-11-08 | 1028.268 | [10 empty] | 2004-09-26 | 0 |  | 2003-04-15 | 0.021 | 0.021
|  | 1996-05-29 | 0.04 | [5 empty] | 2010-08-30 | 1140.6965 |  |  | 2007-11-22 | 1028.551 | [10 empty] | 2004-09-27 | 0 |  | 2003-05-13 | 0.037
|  | 1996-06-11 | 0.02 | [5 empty] | 2010-09-06 | 1140.7703 |  |  | 2007-12-06 | 1028.802 | [10 empty] | 2004-09-28 | 0 |  | 2003-06-14 | 0.016
|  | 1996-06-21 | 1.48 | [5 empty] | 2010-09-13 | 1140.8102 |  |  | 2008-01-03 | 1029.27 | [10 empty] | 2004-09-29 | 0 |  | 2003-07-14 | 0.034
|  | 1996-07-17 | 0.02 | [5 empty] | 2010-09-20 | 1140.8502 |  |  | 2008-01-16 | 1029.442 | [10 empty] | 2004-09-30 | 0 |  | 2003-08-11 | 0.011
|  | 1996-08-05 | 0.01 | [5 empty] | 2010-09-27 | 1140.8691 |  |  | 2008-02-13 | 1029.782 | [10 empty] | 2004-10-01 | 0 |  | 2003-09-08 | 0.012
|  | 1996-08-15 | 0.03 | [5 empty] | 2010-10-04 | 1140.9413 |  |  | 2008-03-05 | 1029.996 | [10 empty] | 2004-10-02 | 0 |  | 2003-10-14 | 0.027
|  | 1996-09-03 | 0.04 | [5 empty] | 2010-10-12 | 1140.9663 |  |  | 2008-03-20 | 1030.116 | [10 empty] | 2004-10-03 | 0 |  | 2003-11-15 | 0.022
|  | 1996-09-11 | 0.04 | [5 empty] | 2010-10-25 | 1141.0611 |  |  | 2008-04-03 | 1030.211 | [10 empty] | 2004-10-04 | 0 |  | 2003-12-14
|  | 1996-10-02 | [6 empty] | 2010-11-08 | 1141.0861 |  |  | 2008-04-10 | 1030.254 | [10 empty] | 2004-10-05 | 0 |  | 2003-12-15 | 0.014
|  | 1996-10-16 | 0.08 | [5 empty] | 2010-11-22 | 1141.1641 |  |  | 2008-04-14 | 1029.93 | [10 empty] | 2004-10-06 | 0 |  | 2004-01-12 | 0.024
|  | 1996-10-21 | 0.09 | [5 empty] | 2010-12-06 | 1141.254 |  |  | 2008-04-21 | 1029.625 | [10 empty] | 2004-10-07 | 0 |  | 2004-02-16 | 0.032
|  | 1996-11-21 | 0.1 | [5 empty] | 2010-12-16 | 1141.3162 |  |  | 2008-04-24 | 1029.398 | [10 empty] | 2004-10-08 | 0 |  | 2004-03-15 | 0.031
|  | 1996-12-19 | 0.12 | [5 empty] | 2011-01-03 | 1141.4779 |  |  | 2008-04-28 | 1029.25 | [10 empty] | 2004-10-09 | 0 |  | 2004-04-13 | 0.024 | 0.024
|  | 1997-01-14 | 0.05 | [5 empty] | 2011-01-17 | 1141.556 |  |  | 2008-05-05 | 1029.433 | [10 empty] | 2004-10-10 | 0 |  | 2004-05-14 | 0.027
|  | 1997-02-17 | 0.06 | [5 empty] | 2011-01-31 | 1141.643 |  |  | 2008-05-06 | 1029.44 | [10 empty] | 2004-10-11 | 0 |  | 2004-06-14 | 0.007
|  | 1997-02-26 | [6 empty] | 2011-02-14 | 1141.729 |  |  | 2008-05-07 | 1029.421 | [10 empty] | 2004-10-12 | 0 |  | 2004-07-12 | 0.009
|  | 1997-03-11 | 0.05 | [5 empty] | 2011-02-28 | 1141.8592 |  |  | 2008-05-08 | 1029.402 | [10 empty] | 2004-10-13 | 0 |  | 2004-08-09 | 0.011
|  | 1997-04-15 | 0.06 | [5 empty] | 2011-03-07 | 1141.8946 |  |  | 2008-05-12 | 1029.362 | [10 empty] | 2004-10-14 | 0 |  | 2004-09-13 | 0.012
|  | 1997-04-28 | 0.04 | [5 empty] | 2011-03-21 | 1141.912 |  |  | 2008-05-20 | 1029.34 | [10 empty] | 2004-10-15 | 27.904 |  | 2004-10-12 | 0.025
|  | 1997-05-12 | 0.04 | [5 empty] | 2011-04-04 | 1141.972 |  |  | 2008-05-21 | 1029.335 | [10 empty] | 2004-10-16 | 27.904 |  | 2004-11-15 | 0.024
|  | 1997-06-23 | 0.04 | [5 empty] | 2011-04-18 | 1142.0833 |  |  | 2008-05-22 | 1029.332 | [10 empty] | 2004-10-17 | 27.904 |  | 2004-12-03 | 0.02
|  | 1997-07-15 | 0.07 | [5 empty] | 2011-05-02 | 1142.057 |  |  | 2008-05-26 | 1029.276 | [10 empty] | 2004-10-18 | 27.904 |  | 2005-01-21 | 0.031
|  | 1997-07-24 | [6 empty] | 2011-05-16 | 1141.948 |  |  | 2008-05-28 | 1029.254 | [10 empty] | 2004-10-19 | 27.904 |  | 2005-02-08 | 0.035
|  | 1997-08-06 | [6 empty] | 2011-05-30 | 1141.984 |  |  | 2008-06-02 | 1029.251 | [10 empty] | 2004-10-20 | 27.904 |  | 2005-03-15 | 0.031
|  | 1997-08-12 | 0.11 | [5 empty] | 2011-06-06 | 1141.942 |  |  | 2008-06-05 | 1029.164 | [10 empty] | 2004-10-21 | 27.904 |  | 2005-04-11 | 0.038 | 0.038
|  | 1997-09-22 | 0.15 | [5 empty] | 2011-06-09 | 1141.936 |  |  | 2008-06-11 | 1028.976 | [10 empty] | 2004-10-22 | 275.55 |  | 2005-05-09 | 0.031
|  | 1997-09-30 | 0.12 | [5 empty] | 2011-06-13 | 1141.8269 |  |  | 2008-06-18 | 1028.891 | [10 empty] | 2004-10-23 | 275.55 |  | 2005-06-20 | 0.016
|  | 1997-10-07 | 0.11 | [5 empty] | 2011-06-20 | 1141.873 |  |  | 2008-06-23 | 1028.686 | [10 empty] | 2004-10-24 | 275.55 |  | 2005-07-25 | 0.015
|  | 1997-10-20 | 0.08 | [5 empty] | 2011-06-27 | 1141.848 |  |  | 2008-06-24 | 1028.638 | [10 empty] | 2004-10-25 | 275.55 |  | 2005-08-22 | 0.023
|  | 1997-11-04 | [6 empty] | 2011-07-04 | 1141.838 |  |  | 2008-06-26 | 1028.549 | [10 empty] | 2004-10-26 | 77.242 |  | 2005-09-05 | 0.036
|  | 1997-11-19 | 0.06 | [5 empty] | 2011-07-11 | 1141.781 |  |  | 2008-07-02 | 1028.271 | [10 empty] | 2004-10-27 | 0 |  | 2005-09-06 | 0.036
|  | 1997-12-08 | 0.06 | [5 empty] | 2011-07-18 | 1141.788 |  |  | 2008-07-03 | 1028.24 | [10 empty] | 2004-10-28 | 0 |  | 2005-10-10 | 0.028
|  | 1998-01-12 | 0.06 | [5 empty] | 2011-07-25 | 1141.645 |  |  | 2008-07-07 | 1028.222 | [10 empty] | 2004-10-29 | 0 |  | 2005-11-01 | 0.035
|  | 1998-02-24 | 0.03 | [5 empty] | 2011-08-01 | 1141.572 |  |  | 2008-07-08 | 1028.235 | [10 empty] | 2004-10-30 | 0 |  | 2005-12-13 | 0.058
|  | 1998-03-17 | 0.02 | [5 empty] | 2011-08-08 | 1141.466 |  |  | 2008-07-10 | 1028.252 | [10 empty] | 2004-10-31 | 0 |  | 2006-01-23 | 0.094
|  | 1998-04-13 | 0.32 | [5 empty] | 2011-08-15 | 1141.373 |  |  | 2008-07-17 | 1028.28 | [10 empty] | 2004-11-01 | 0 |  | 2006-02-14 | 0.035
|  | 1998-04-16 | [6 empty] | 2011-08-22 | 1141.273 |  |  | 2008-07-24 | 1028.273 | [10 empty] | 2004-11-02 | 0 |  | 2006-04-24 | 0.14 | 0.14
|  | 1998-04-22 | 0.11 | [5 empty] | 2011-08-29 | 1141.151 |  |  | 2008-08-14 | 1028.068 | [10 empty] | 2004-11-03 | 0 |  | 2006-04-25 | 0.14 | 0.14
|  | 1998-04-24 | 0.08 | [5 empty] | 2011-09-05 | 1141.014 |  |  | 2008-08-21 | 1028.15 | [10 empty] | 2004-11-04 | 0 |  | 2006-05-17 | 0.042
|  | 1998-04-26 | 0.05 | [5 empty] | 2011-09-12 | 1140.862 |  |  | 2008-08-28 | 1028.34 | [10 empty] | 2004-11-05 | 0 |  | 2006-06-19 | 0.017
|  | 1998-04-30 | 0.04 | [5 empty] | 2011-09-19 | 1140.762 |  |  | 2008-09-02 | 1028.426 | [10 empty] | 2004-11-06 | 0 |  | 2006-07-18 | 0.02
|  | 1998-05-18 | 0.3 | [5 empty] | 2011-09-26 | 1140.827 |  |  | 2008-09-11 | 1028.565 | [10 empty] | 2004-11-07 | 0 |  | 2006-08-21 | 0.023
|  | 1998-06-15 | 0.06 | [5 empty] | 2011-10-03 | 1140.883 |  |  | 2008-09-18 | 1028.638 | [10 empty] | 2004-11-08 | 0 |  | 2006-09-11 | 0.023
|  | 1998-06-19 | 0.0093 | [5 empty] | 2011-10-17 | 1140.98 |  |  | 2008-09-22 | 1028.582 | [10 empty] | 2004-11-09 | 0 |  | 2006-10-16 | 0.065
|  | 1998-06-20 | 0.09 | [5 empty] | 2011-10-31 | 1141.059 |  |  | 2008-09-25 | 1028.504 | [10 empty] | 2004-11-10 | 0 |  | 2006-11-14 | 0.064
|  | 1998-06-21 | 0.18 | [5 empty] | 2011-11-07 | 1141.105 |  |  | 2008-09-29 | 1028.402 | [10 empty] | 2004-11-11 | 0 |  | 2007-04-18 | 0.18 | 0.18
|  | 1998-07-21 | 0.05 | [5 empty] | 2011-11-14 | 1141.167 |  |  | 2008-10-02 | 1028.227 | [10 empty] | 2004-11-12 | 0 |  | 2007-05-14 | 0.068
|  | 1998-08-04 | [6 empty] | 2011-11-28 | 1141.26 |  |  | 2008-10-06 | 1028.043 | [10 empty] | 2004-11-13 | 0 |  | 2007-06-18 | 0.029
|  | 1998-08-10 | 0.13 | [5 empty] | 2011-12-13 | 1141.39 |  |  | 2008-10-09 | 1028.005 | [10 empty] | 2004-11-14 | 0 |  | 2007-07-16 | 0.025
|  | 1998-09-25 | 0.07 | [5 empty] | 2012-01-03 | 1141.574 |  |  | 2008-10-16 | 1027.365 | [10 empty] | 2004-11-15 | 0 |  | 2007-08-13 | 0.031
|  | 1998-10-19 | 0.08 | [5 empty] | 2012-01-16 | 1141.602 |  |  | 2008-10-22 | 1027.135 | [10 empty] | 2004-11-16 | 0 |  | 2007-09-10 | 0.025
|  | 1998-11-17 | 0.09 | [5 empty] | 2012-01-30 | 1141.65 |  |  | 2008-11-12 | 1027.803 | [10 empty] | 2004-11-17 | 0 |  | 2007-10-22 | 0.063
|  | 1998-12-21 | 0.06 | [5 empty] | 2012-02-13 | 1141.717 |  |  | 2008-12-04 | 1028.325 | [10 empty] | 2004-11-18 | 0 |  | 2007-11-13 | 0.068
|  | 1999-01-18 | 0.06 | [5 empty] | 2012-02-27 | 1141.772 |  |  | 2009-01-22 | 1029.148 | [10 empty] | 2004-11-19 | 0 |  | 2007-12-09 | 0.097
|  | 1999-02-22 | 0.03 | [5 empty] | 2012-03-12 | 1141.837 |  |  | 2009-02-26 | 1029.56 | [10 empty] | 2004-11-20 | 0 |  | 2008-01-07 | 0.056
|  | 1999-03-17 | 0.04 | [5 empty] | 2012-03-26 | 1141.889 |  |  | 2009-03-24 | 1029.837 | [10 empty] | 2004-11-21 | 0 |  | 2008-01-08 | 0.056
|  | 1999-04-20 | 0.03 | [5 empty] | 2012-01-01 | 1141.6 | 1141.6 | 1141.6 | 2009-03-27 | 1029.796 | [10 empty] | 2004-11-22 | 0 |  | 2008-02-18 | 0.099
|  | 1999-05-17 | 0.07 | [5 empty] | 2012-02-01 | 1142.094 | 1141.8608 | 1142.4292 | 2009-03-28 | 1029.724 | [10 empty] | 2004-11-23 | 0 |  | 2008-03-17 | 0.094
|  | 1999-06-25 | [6 empty] | 2012-03-01 | 1142.705 | 1142.1022 | 1143.1985 | 2009-03-30 | 1029.596 | [10 empty] | 2004-11-24 | 0 |  | 2008-04-14 | 0.097 | 0.097
|  | 1999-07-03 | 0.05 | [5 empty] | 2012-04-01 | 1143.208 | 1142.4604 | 1143.7701 | 2009-04-02 | 1029.368 | [10 empty] | 2004-11-25 | 0 |  | 2008-05-02
|  | 1999-07-27 | 0.04 | [5 empty] | 2012-05-01 | 1143.6125 | 1142.8105 | 1144.363 | 2009-04-06 | 1028.939 | [10 empty] | 2004-11-26 | 0 |  | 2008-05-14 | 0.076
|  | 1999-07-29 | [6 empty] | 2012-06-01 | 1141.8962 | 1141.0376 | 1143.2764 | 2009-04-08 | 1028.736 | [10 empty] | 2004-11-27 | 0 |  | 2008-06-04
|  | 1999-08-12 | 0.08 | [5 empty] | 2012-07-01 | 1140.8474 | 1139.5774 | 1142.0573 | 2009-04-13 | 1028.164 | [10 empty] | 2004-11-28 | 0 |  | 2008-06-12 12:15 | 0.0258
|  | 1999-08-31 | [6 empty] | 2012-08-01 | 1139.5647 | 1138.9008 | 1141.1641 | 2009-04-16 | 1027.744 | [10 empty] | 2004-11-29 | 0 |  | 2008-06-16 | 0.037
|  | 1999-09-10 | 0.05 | [5 empty] | 2012-09-01 | 1138.9277 | 1138.9271 | 1140.1047 | 2009-04-20 | 1027.716 | [10 empty] | 2004-11-30 | 0 |  | 2008-07-08
|  | 1999-10-29 | 0.02 | [5 empty] | 2012-10-01 | 1138.9723 | 1138.9631 | 1138.9723 | 2009-04-23 | 1027.487 | [10 empty] | 2004-12-01 | 0 |  | 2008-07-14 | 0.024
|  | 1999-11-22 | 0.05 | [5 empty] | 2012-11-01 | 1140.0496 | 1139.8254 | 1140.2637 | 2009-04-27 | 1027.273 | [10 empty] | 2004-12-02 | 0 |  | 2008-07-22 16:45 | 0.02275
|  | 1999-12-14 | 0.08 | [5 empty] | 2012-12-01 | 1140.7366 | 1140.2913 | 1141.1713 | 2009-04-30 | 1027.159 | [10 empty] | 2004-12-03 | 0 |  | 2008-08-03
|  | 2000-01-27 | 0.02 | [5 empty] | 2013-01-01 | 1141.2571 | 1140.5989 | 1141.9292 | 2009-05-04 | 1027.229 | [10 empty] | 2004-12-04 | 0 |  | 2008-08-11 | 0.03
|  | 2000-02-28 | 0.64 | [5 empty] | 2013-02-01 | 1141.7236 | 1141.0784 | 1142.668 | 2009-05-07 | 1027.419 | [10 empty] | 2004-12-05 | 0 |  | 2008-08-19 | 0.036
|  | 2000-03-23 | 0.03 | [5 empty] | 2013-03-01 | 1142.1235 | 1141.4377 | 1143.1787 | 2009-05-11 | 1027.604 | [10 empty] | 2004-12-06 | 0 |  | 2008-08-25 14:30 | 0.04305
|  | 2000-04-27 | 0.09 | [5 empty] | 2013-04-01 | 1142.814 | 1141.7793 | 1143.7036 | 2009-05-13 | 1027.69 | [10 empty] | 2004-12-07 | 0 |  | 2008-09-02
|  | 2000-05-15 | 0.07 | [5 empty] | 2013-05-01 | 1143.314 | 1141.9697 | 1144.3016 | 2009-05-15 | 1027.734 | [10 empty] | 2004-12-08 | 0 |  | 2008-09-15 | 0.024
|  | 2000-06-26 | 0.1 | [5 empty] | 2013-06-01 | 1141.6304 | 1140.5234 | 1143.183 | 2009-05-16 | 1027.831 | [10 empty] | 2004-12-09 | 0 |  | 2008-10-15 | 0.039
|  | 2000-07-25 | 0.14 | [5 empty] | 2013-07-01 | 1140.5521 | 1138.915 | 1141.9174 | 2009-05-19 | 1027.831 | [10 empty] | 2004-12-10 | 0 |  | 2008-10-18
|  | 2000-08-29 | 0.1 | [5 empty] | 2013-08-01 | 1139.1667 | 1138.9008 | 1141.0518 | 2009-05-31 | 1028.163 | [10 empty] | 2004-12-11 | 0 |  | 2008-11-03 | 0.1
|  | 2000-09-25 | 0.01 | [5 empty] | 2013-09-01 | 1138.928 | 1138.9215 | 1140.0052 | 2009-06-08 | 1028.338 | [10 empty] | 2004-12-12 | 0 |  | 2008-11-09
|  | 2000-10-28 | [6 empty] | 2013-10-01 | 1138.9723 | 1138.9613 | 1139.0193 | 2009-06-13 | 1028.266 | [10 empty] | 2004-12-13 | 0 |  | 2008-12-01 | 0.092
|  | 2000-10-29 | 0.07 | [5 empty] | 2013-11-01 | 1140.0427 | 1139.7988 | 1140.2639 | 2009-06-29 | 1027.668 | [10 empty] | 2004-12-14 | 0 |  | 2009-01-12 | 0.2
|  | 2000-11-13 | 0.07 | [5 empty] | 2013-12-01 | 1140.7258 | 1140.2578 | 1141.1718 | 2009-06-30 | 1027.704 | [10 empty] | 2004-12-15 | 0 |  | 2009-02-02 | 0.14
|  | 2000-11-18 | 0.088 | [5 empty] | 2014-01-01 | 1141.2435 | 1140.5554 | 1141.9308 | 2009-07-13 | 1028.033 | [10 empty] | 2004-12-16 | 0 |  | 2009-03-03 12:20 | 0.121
|  | 2000-12-14 | 0.051 | [5 empty] | 2014-02-01 | 1141.7153 | 1141.0205 | 1142.6766 | 2009-07-20 | 1027.826 | [10 empty] | 2004-12-17 | 0 |  | 2009-04-06 12:00 | 0.0992 | 0.0992
36892 | 36904 | 2001-01-13 | 0.07 | [5 empty] | 2014-03-01 | 1142.172 | 1141.3694 | 1143.1865 | 2009-07-27 | 1027.711 | [10 empty] | 2004-12-18 | 0 |  | 2009-04-14 15:07 |  | 0
|  | 2001-02-10 | 0.11 | [5 empty] | 2014-04-01 | 1142.8921 | 1141.7386 | 1143.6523 | 2009-08-03 | 1027.985 | [10 empty] | 2004-12-19 | 0 |  | 2009-05-02 17:50
|  | 2001-03-10 | 0.04 | [5 empty] | 2014-05-01 | 1143.333 | 1142.0103 | 1144.2412 | 2009-08-07 | 1027.966 | [10 empty] | 2004-12-20 | 0 |  | 2009-05-06 | 0.168
|  | 2001-04-16 | 0.08 | [5 empty] | 2014-06-01 | 1141.6335 | 1140.5691 | 1143.1475 | 2009-08-10 | 1028.034 | [10 empty] | 2004-12-21 | 0 |  | 2009-05-06 14:00 | 0.168
|  | 2001-06-17 | 0.03 | [5 empty] | 2014-07-01 | 1140.5774 | 1138.9934 | 1141.944 | 2009-08-18 | 1028.026 | [10 empty] | 2004-12-22 | 0 |  | 2009-06-04
|  | 2001-07-14 | 0.04 | [5 empty] | 2014-08-01 | 1139.2595 | 1138.9008 | 1141.1362 | 2009-08-24 | 1028.317 | [10 empty] | 2004-12-23 | 0 |  | 2009-06-08 11:20 | 0.0091
|  | 2001-08-14 | 0.04 | [5 empty] | 2014-09-01 | 1138.9281 | 1138.9272 | 1140.1794 | 2009-08-31 | 1028.281 | [10 empty] | 2004-12-24 | 0 |  | 2009-07-08 15:10
|  | 2001-09-17 | 0.03 | [5 empty] | 2014-10-01 | 1138.9723 | 1138.9612 | 1139.0955 | 2009-09-07 | 1028.28 | [10 empty] | 2004-12-25 | 0 |  | 2009-07-13 09:25 | 0.033
|  | 2001-10-15 | 0.11 | [5 empty] | 2014-11-01 | 1140.0333 | 1139.8192 | 1140.364 | 2009-09-14 | 1028.36 | [10 empty] | 2004-12-26 | 0 |  | 2009-08-03
|  | 2001-11-13 | 0.07 | [5 empty] | 2014-12-01 | 1140.728 | 1140.2827 | 1141.2712 | 2009-09-21 | 1028.587 | [10 empty] | 2004-12-27 | 0 |  | 2009-08-06 19:30 | 0.027
|  | 2001-12-14 | [6 empty] | 2015-01-01 | 1141.2402 | 1140.5869 | 1142.0399 | 2009-09-29 | 1028.852 | [10 empty] | 2004-12-28 | 0 |  | 2009-08-06 19:50
|  | 2001-12-15 | 0.08 | [5 empty] | 2015-02-01 | 1141.7231 | 1141.0602 | 1142.827 | 2009-10-01 | 1028.98 | [10 empty] | 2004-12-29 | 0 |  | 2009-08-17 | 0.0272
|  | 2002-01-15 | 0.05 | [5 empty] | 2015-03-01 | 1142.1599 | 1141.415 | 1143.2737 | 2009-10-05 | 1028.938 | [10 empty] | 2004-12-30 | 0 |  | 2009-09-02 18:05 | 0.01695
|  | 2002-02-12 | 0.02 | [5 empty] | 2015-04-01 | 1142.8831 | 1141.7899 | 1143.7314 | 2009-10-09 | 1028.668 | [10 empty] | 2004-12-31 | 0 |  | 2009-10-05 15:20 | 0.01895
|  | 2002-03-12 | 0.03 | [5 empty] | 2015-05-01 | 1143.3621 | 1141.9885 | 1144.3344 | 2009-10-12 | 1028.428 | [10 empty] | 2005-01-01 | 0 |  | 2009-10-18 15:10
|  | 2002-04-15 | 0.03 | [5 empty] | 2015-06-01 | 1141.6587 | 1140.5575 | 1143.2445 | 2009-10-13 | 1028.338 | [10 empty] | 2005-01-02 | 0 |  | 2009-11-04 14:01 | 0.0282
|  | 2002-05-13 | 0.07 | [5 empty] | 2015-07-01 | 1140.5654 | 1138.986 | 1142.0581 | 2009-10-16 | 1028.393 | [10 empty] | 2005-01-03 | 0 |  | 2009-11-09 14:04
|  | 2002-06-16 | 0.031 | [5 empty] | 2015-08-01 | 1139.2751 | 1138.901 | 1141.2255 | 2009-10-19 | 1028.132 | [10 empty] | 2005-01-04 | 0 |  | 2009-12-01 15:41 | 0.02395
|  | 2002-07-16 | 0.034 | [5 empty] | 2015-09-01 | 1138.928 | 1138.9272 | 1140.2831 | 2009-10-20 | 1028 | [10 empty] | 2005-01-05 | 0 |  | 2010-01-11
|  | 2002-08-12 | 0.018 | [5 empty] | 2015-10-01 | 1138.9723 | 1138.9719 | 1139.2056 | 2009-10-21 | 1027.925 | [10 empty] | 2005-01-06 | 0 |  | 2010-01-11 15:05 | 0.02385
|  | 2002-09-16 | 0.107 | [5 empty] | 2015-11-01 | 1140.0494 | 1139.8075 | 1140.4545 | 2009-10-22 | 1027.864 | [10 empty] | 2005-01-07 | 0 |  | 2010-02-22
|  | 2002-10-15 | 0.031 | [5 empty] | 2015-12-01 | 1140.7402 | 1140.2684 | 1141.3619 | 2009-10-23 | 1027.775 | [10 empty] | 2005-01-08 | 0 |  | 2010-02-22 12:01 | 0.02485
|  | 2002-11-11 | [6 empty] | 2016-01-01 | 1141.2661 | 1140.5692 | 1142.2347 | 2009-10-24 | 1027.669 | [10 empty] | 2005-01-09 | 0 |  | 2010-03-10
|  | 2002-11-12 | 0.04 | [5 empty] | 2016-02-01 | 1141.7368 | 1141.0385 | 1143.0253 | 2009-10-25 | 1027.542 | [10 empty] | 2005-01-10 | 0 |  | 2010-03-10 08:23 | 0.02575
|  | 2002-12-10 | 0.059 | [5 empty] | 2016-03-01 | 1142.1809 | 1141.3904 | 1143.4141 | 2009-10-26 | 1027.496 | [10 empty] | 2005-01-11 | 0 |  | 2010-04-14 |  | 0
|  | 2003-01-14 | 0.038 | [5 empty] | 2016-04-01 | 1142.8989 | 1141.7627 | 1143.7974 | 2009-10-27 | 1027.395 | [10 empty] | 2005-01-12 | 0 |  | 2010-04-14 15:07 | 0.03105 | 0.03105
|  | 2003-02-15 | 0.033 | [5 empty] | 2016-05-01 | 1143.3713 | 1141.9821 | 1144.325 | 2009-10-28 | 1027.32 | [10 empty] | 2005-01-13 | 0 |  | 2010-05-02 17:50
|  | 2003-03-15 | 0.027 | [5 empty] | 2016-06-01 | 1141.6802 | 1140.5511 | 1143.2344 | 2009-10-29 | 1027.235 | [10 empty] | 2005-01-14 | 0 |  | 2010-05-03
|  | 2003-04-15 | 0.023333 | [5 empty] | 2016-07-01 | 1140.6123 | 1138.9784 | 1142.0406 | 2009-10-30 | 1027.188 | [10 empty] | 2005-01-15 | 0 |  | 2010-05-03 16:13 | 0.0161
|  | 2003-05-13 | 0.077 | [5 empty] | 2016-08-01 | 1139.2816 | 1138.9009 | 1141.2152 | 2009-10-31 | 1027.123 | [10 empty] | 2005-01-16 | 0 |  | 2010-06-04
|  | 2003-05-14 | 0.12 | [5 empty] | 2016-09-01 | 1138.9281 | 1138.9215 | 1140.2723 | 2009-11-01 | 1027.034 | [10 empty] | 2005-01-17 | 0 |  | 2010-06-04 12:31 | 0.0081
|  | 2003-06-14 | 0.039 | [5 empty] | 2016-10-01 | 1138.9723 | 1138.963 | 1139.1919 | 2009-11-02 | 1026.96 | [10 empty] | 2005-01-18 | 0 |  | 2010-07-08
|  | 2003-07-14 | 0.048 | [5 empty] | 2016-11-01 | 1140.0345 | 1139.8043 | 1140.4429 | 2009-11-09 | 1027.174 | [10 empty] | 2005-01-19 | 0 |  | 2010-07-08 15:10 | 0.0079
|  | 2003-07-15 | 0.03 | [5 empty] | 2016-12-01 | 1140.7261 | 1140.2645 | 1141.35 | 2009-11-16 | 1027.381 | [10 empty] | 2005-01-20 | 0 |  | 2010-08-03
|  | 2003-08-11 | 0.026 | [5 empty] | 2017-01-01 | 1141.2427 | 1140.5642 | 1142.2104 | 2009-11-23 | 1027.537 | [10 empty] | 2005-01-21 | 0 |  | 2010-08-03 16:10 | 0.00985
|  | 2003-09-02 | [6 empty] | 2017-02-01 | 1141.7175 | 1141.032 | 1143.009 | 2009-11-30 | 1027.72 | [10 empty] | 2005-01-22 | 0 |  | 2010-09-02
|  | 2003-09-08 | 0.047667 | [5 empty] | 2017-03-01 | 1142.1376 | 1141.3828 | 1143.3971 | 2009-12-07 | 1027.822 | [10 empty] | 2005-01-23 | 0 |  | 2010-09-02 09:43 | 0.0142
|  | 2003-09-16 | [6 empty] | 2017-04-01 | 1142.8334 | 1141.7542 | 1143.7795 | 2009-12-14 | 1027.966 | [10 empty] | 2005-01-24 | 0 |  | 2010-10-18
|  | 2003-09-24 | [6 empty] | 2017-05-01 | 1143.3315 | 1142.0117 | 1144.2712 | 2010-01-04 | 1028.332 | [10 empty] | 2005-01-25 | 0 |  | 2010-10-18 11:45 | 0.0141
|  | 2003-09-30 | [6 empty] | 2017-06-01 | 1141.6499 | 1140.5742 | 1143.1655 | 2010-01-18 | 1028.556 | [10 empty] | 2005-01-26 | 0 |  | 2010-11-09
|  | 2003-10-14 | 0.028 | [5 empty] | 2017-07-01 | 1140.6167 | 1139.0049 | 1141.9486 | 2010-02-01 | 1028.778 | [10 empty] | 2005-01-27 | 0 |  | 2010-11-09 14:04 | 0.0219
|  | 2003-11-15 | 0.037 | [5 empty] | 2017-08-01 | 1139.2963 | 1138.9009 | 1141.1384 | 2010-02-16 | 1028.954 | [10 empty] | 2005-01-28 | 0 |  | 2010-12-01
|  | 2003-12-14 | [6 empty] | 2017-09-01 | 1138.9281 | 1138.9243 | 1140.1786 | 2010-03-01 | 1029.097 | [10 empty] | 2005-01-29 | 0 |  | 2010-12-01 17:35 | 0.0192
|  | 2003-12-15 | 0.033 | [5 empty] | 2017-10-01 | 1138.9723 | 1138.9691 | 1139.0908 | 2010-03-15 | 1029.236 | [10 empty] | 2005-01-30 | 0 |  | 2011-01-19 11:11 | 0.0179
|  | 2004-01-12 | 0.041 | [5 empty] | 2017-11-01 | 1140.0537 | 1139.8181 | 1140.3575 | 2010-03-23 | 1029.294 | [10 empty] | 2005-01-31 | 0 |  | 2011-02-01 17:15 | 0.0197
|  | 2004-02-16 | 0.057 | [5 empty] | 2017-12-01 | 1140.7332 | 1140.2815 | 1141.2628 | 2010-03-25 | 1029.218 | [10 empty] | 2005-02-01 | 0 |  | 2011-03-16 15:50 | 0.0407
|  | 2004-03-15 | 0.023 | [5 empty] | 2018-01-01 | 1141.2521 | 1140.5856 | 1142.0303 | 2010-03-29 | 1029.135 | [10 empty] | 2005-02-02 | 0 |  | 2011-04-13 13:35 | 0.018 | 0.018
|  | 2004-05-02 | 0.076 | [5 empty] | 2018-02-01 | 1141.7146 | 1141.0588 | 1142.8199 | 2010-04-05 | 1029.093 | [10 empty] | 2005-02-03 | 0 |  | 2011-05-11 15:15 | 0.083
|  | 2004-05-09 | 0.058 | [5 empty] | 2018-03-01 | 1142.14 | 1141.4138 | 1143.2706 | 2010-04-12 | 1029.039 | [10 empty] | 2005-02-04 | 0 |  | 2011-06-20 09:46 | 0.0451
|  | 2004-05-14 | 0.089 | [5 empty] | 2018-04-01 | 1142.8756 | 1141.7891 | 1143.6936 | 2010-04-19 | 1029.127 | [10 empty] | 2005-02-05 | 0 |  | 2011-07-13 14:38 | 0.0069
|  | 2004-05-25 | 0.085 | [5 empty] | 2018-05-01 | 1143.3318 | 1142.0763 | 1144.2897 | 2010-04-21 | 1029.193 | [10 empty] | 2005-02-06 | 0 |  | 2011-08-25 13:02 | 0.0063
|  | 2004-06-01 | 0.01 | [5 empty] | 2018-06-01 | 1141.6406 | 1140.6091 | 1143.1968 | 2010-04-26 | 1029.399 | [10 empty] | 2005-02-07 | 0 |  | 2011-09-21 13:30 | 0.0081
|  | 2004-06-14 | 0.014 | [5 empty] | 2018-07-01 | 1140.6123 | 1139.0461 | 1141.9868 | 2010-05-03 | 1029.386 | [10 empty] | 2005-02-08 | 0 |  | 2011-10-20 14:26 | 0.016
|  | 2004-07-12 | 0.02 | [5 empty] | 2018-08-01 | 1139.3113 | 1138.901 | 1141.178 | 2010-05-10 | 1029.108 | [10 empty] | 2005-02-09 | 0 |  | 2011-11-14 16:00 | 0.0232
|  | 2004-08-09 | 0.024 | [5 empty] | 2018-09-01 | 1138.928 | 1138.9272 | 1140.2285 | 2010-05-17 | 1028.894 | [10 empty] | 2005-02-10 | 0 |  | 2011-12-06 14:30 | 0.0128
|  | 2004-08-24 | 0.061 | [5 empty] | 2018-10-01 | 1138.9723 | 1138.9648 | 1139.1427 | 2010-05-24 | 1028.7 | [10 empty] | 2005-02-11 | 0 |  | 2012-01-18 14:00 | 0.0159
|  | 2004-08-31 | 0.079 | [5 empty] | 2018-11-01 | 1140.041 | 1139.8372 | 1140.4012 | 2010-05-31 | 1028.542 | [10 empty] | 2005-02-12 | 0 |  | 2012-02-07 15:52 | 0.0198
|  | 2004-09-13 | [6 empty] | 2018-12-01 | 1140.7235 | 1140.3051 | 1141.3075 | 2010-06-07 | 1028.44 | [10 empty] | 2005-02-13 | 0 |  | 2012-03-05 16:20 | 0.0214 |  | Least Result | Greatest Result |  | Time (yr) | Mean | S.D. | Least Result | 5% | 25% | Median | 75% | 95% | Greatest Result
|  | 2004-09-14 | 0.073 | [5 empty] | 2019-01-01 | 1141.2408 | 1140.6155 | 1142.1227 | 2010-06-14 | 1028.392 | [10 empty] | 2005-02-14 | 0 |  | 2012-01-01 |  | 0.064693 | 0.045847 | 0.083486 |  | 0 | 0.065598 | 0.010975 | 0.046762 | 0.048478 | 0.056096 | 0.065607 | 0.075105 | 0.082693 | 8.44% | 0.000913
|  | 2004-10-12 | 0.034 | [5 empty] | 2019-02-01 | 1141.6973 | 1141.097 | 1142.92 | 2010-06-21 | 1028.17 | [10 empty] | 2005-02-15 | 0 |  | 2012-02-01 |  | 0.061863 | 0.044296 | 0.079384 |  | 0.083333 | 0.062769 | 0.010231 | 0.045211 | 0.04681 | 0.053911 | 0.062777 | 0.071631 | 0.078706 | 0.080297 | 0.000913
|  | 2004-11-15 | 0.039 | [5 empty] | 2019-03-01 | 1142.0992 | 1141.458 | 1143.3356 | 2010-06-28 | 1027.916 | [10 empty] | 2005-02-16 | 0 |  | 2012-03-01 |  | 0.076595 | 0.052375 | 0.10073 |  | 0.16667 | 0.077492 | 0.014098 | 0.053289 | 0.055494 | 0.065286 | 0.077506 | 0.089704 | 0.099447 | 0.10164 | 0.00091
|  | 2004-12-03 | 0.032 | [5 empty] | 2019-04-01 | 1142.7705 | 1141.7883 | 1143.7147 | 2010-07-05 | 1027.66 | [10 empty] | 2005-02-17 | 0 |  | 2012-04-01 |  | 0.065084 | 0.046062 | 0.084053 |  | 0.25 | 0.065989 | 0.011077 | 0.046977 | 0.048708 | 0.056398 | 0.065998 | 0.075584 | 0.083243 | 0.084965 | 0.000912
|  | 2005-01-12 | 0.028 | [5 empty] | 2019-05-01 | 1143.2788 | 1141.98 | 1144.2596 | 2010-07-12 | 1027.452 | [10 empty] | 2005-02-18 | 0 |  | 2012-05-01 |  | 0.033225 | 0.028613 | 0.037835 |  | 0.33333 | 0.034144 | 0.002689 | 0.029532 | 0.029951 | 0.031815 | 0.034144 | 0.036472 | 0.038335 | 0.038754 | 0.000919
|  | 2005-01-21 | 0.028 | [5 empty] | 2019-06-01 | 1141.606 | 1140.5497 | 1143.1541 | 2010-07-19 | 1027.298 | [10 empty] | 2005-02-19 | 0 |  | 2012-06-01 |  | 0.034681 | 0.029409 | 0.039949 |  | 0.41667 | 0.035599 | 0.0030732 | 0.030328 | 0.030807 | 0.032938 | 0.0356 | 0.038261 | 0.040389 | 0.040868 | 0.000919
|  | 2005-02-08 | 0.028 | [5 empty] | 2019-07-01 | 1140.5289 | 1138.9775 | 1141.9369 | 2010-07-26 | 1027.168 | [10 empty] | 2005-02-20 | 0 |  | 2012-07-01 |  | 0.036717 | 0.030523 | 0.042905 |  | 0.5 | 0.037634 | 0.0036102 | 0.031442 | 0.032005 | 0.034508 | 0.037635 | 0.040761 | 0.043261 | 0.043823 | 0.000918
|  | 2005-03-01 | [6 empty] | 2019-08-01 | 1139.2103 | 1138.9008 | 1141.1204 | 2010-08-02 | 1027.06 | [10 empty] | 2005-02-21 | 0 |  | 2012-08-01 |  | 0.042105 | 0.033472 | 0.050726 |  | 0.58333 | 0.04302 | 0.0050309 | 0.03439 | 0.035175 | 0.038664 | 0.043022 | 0.047378 | 0.05086 | 0.051643 | 0.000917
|  | 2005-03-08 | 0.25 | [5 empty] | 2019-09-01 | 1138.928 | 1138.9225 | 1140.1478 | 2010-08-09 | 1027.834 | [10 empty] | 2005-02-22 | 0 |  | 2012-09-01 |  | 0.04537 | 0.035149 | 0.055171 |  | 0.66667 | 0.046156 | 0.0058254 | 0.036066 | 0.036978 | 0.041229 | 0.046287 | 0.051138 | 0.055179 | 0.056087 | 0.000916
|  | 2005-03-14 | 0.19 | [5 empty] | 2019-10-01 | 1138.9723 | 1138.9614 | 1139.0503 | 2010-08-16 | 1027.663 | [10 empty] | 2005-02-23 | 310.65 |  | 2012-10-01 |  | 0.048431 | 0.036574 | 0.06947 |  | 0.75 | 0.04975 | 0.0076882 | 0.037492 | 0.038736 | 0.043487 | 0.049348 | 0.05535 | 0.062863 | 0.070387 | 0.000917
|  | 2005-03-22 | 0.2 | [5 empty] | 2019-11-01 | 1140.0337 | 1139.8022 | 1140.318 | 2010-08-23 | 1027.884 | [10 empty] | 2005-02-24 | 446.12 |  | 2012-11-01 |  | 0.055214 | 0.04003 | 0.094424 |  | 0.83333 | 0.05809 | 0.01266 | 0.040947 | 0.042509 | 0.048755 | 0.056129 | 0.064061 | 0.086681 | 0.095338 | 0.000914
|  | 2005-04-11 | 0.019 | [5 empty] | 2019-12-01 | 1140.7175 | 1140.2621 | 1141.2186 | 2010-08-30 | 1027.837 | [10 empty] | 2005-02-25 | 374.38 |  | 2012-12-01 |  | 0.060759 | 0.042121 | 0.11683 |  | 0.91667 | 0.06488 | 0.017855 | 0.043036 | 0.044791 | 0.053078 | 0.061673 | 0.06993 | 0.10803 | 0.11775 | 0.00092
|  | 2005-05-10 | 0.035 | [5 empty] | 2020-01-01 | 1141.2335 | 1140.5613 | 1141.9762 | 2010-09-06 | 1027.41 | [10 empty] | 2005-02-26 | 390.66 |  | 2013-01-01 |  | 0.069254 | 0.045847 | 0.13893 |  | 1 | 0.075016 | 0.022783 | 0.046762 | 0.048859 | 0.059332 | 0.070168 | 0.081334 | 0.13129 | 0.13984 | 0.00091
|  | 2005-05-31 | 0.019 | [5 empty] | 2020-02-01 | 1141.6968 | 1141.0284 | 1142.7498 | 2010-09-13 | 1027.291 | [10 empty] | 2005-02-27 | 395.31 |  | 2013-02-01 |  | 0.067886 | 0.044296 | 0.14065 |  | 1.0833 | 0.075548 | 0.025053 | 0.045211 | 0.047165 | 0.058168 | 0.068799 | 0.080372 | 0.13473 | 0.14156 | 0.00091
|  | 2005-06-11 | 0.017 | [5 empty] | 2020-03-01 | 1142.1086 | 1141.3789 | 1143.2284 | 2010-09-20 | 1027.446 | [10 empty] | 2005-02-28 | 395.31 |  | 2013-03-01 |  | 0.087331 | 0.052375 | 0.16167 |  | 1.1667 | 0.093575 | 0.028908 | 0.053289 | 0.055984 | 0.071644 | 0.088242 | 0.11021 | 0.15531 | 0.16258 | 0.00091
|  | 2005-06-19 | 0.022 | [5 empty] | 2020-04-01 | 1142.7837 | 1141.7501 | 1143.7527 | 2010-09-27 | 1027.595 | [10 empty] | 2005-03-01 | 180.21 |  | 2013-04-01 |  | 0.078285 | 0.046062 | 0.14524 |  | 1.25 | 0.085456 | 0.028749 | 0.046977 | 0.049093 | 0.062352 | 0.079198 | 0.10729 | 0.14216 | 0.14616 | 0.00092
|  | 2005-06-21 | 0.027 | [5 empty] | 2020-05-01 | 1143.3027 | 1141.9677 | 1144.3593 | 2010-10-04 | 1027.738 | [10 empty] | 2005-03-02 | 180.21 |  | 2013-05-01 |  | 0.040037 | 0.028613 | 0.099716 |  | 1.3333 | 0.05708 | 0.02688 | 0.029532 | 0.030138 | 0.033446 | 0.040955 | 0.088994 | 0.099661 | 0.10063 | 0.000914
|  | 2005-07-02 | 0.011 | [5 empty] | 2020-06-01 | 1141.6239 | 1140.5363 | 1143.2706 | 2010-10-12 | 1027.881 | [10 empty] | 2005-03-03 | 206.12 |  | 2013-06-01 |  | 0.050978 | 0.029409 | 0.1018 |  | 1.4167 | 0.061896 | 0.02757 | 0.030328 | 0.031021 | 0.035648 | 0.051896 | 0.094081 | 0.1016 | 0.10272 | 0.00092
|  | 2005-07-10 | 0.029 | [5 empty] | 2020-07-01 | 1140.5605 | 1138.9598 | 1142.1019 | 2010-10-18 | 1028.011 | [10 empty] | 2005-03-04 | 272.62 |  | 2013-07-01 |  | 0.062507 | 0.030523 | 0.10471 |  | 1.5 | 0.067283 | 0.027915 | 0.031442 | 0.03238 | 0.039159 | 0.063425 | 0.096856 | 0.10432 | 0.10563 | 0.00092
|  | 2005-07-17 | 0.035 | [5 empty] | 2020-08-01 | 1139.2651 | 1138.9008 | 1141.2507 | 2010-10-25 | 1028.136 | [10 empty] | 2005-03-05 | 272.62 |  | 2013-08-01 |  | 0.07742 | 0.033472 | 0.11241 |  | 1.5833 | 0.076 | 0.028092 | 0.03439 | 0.035698 | 0.048451 | 0.078338 | 0.10366 | 0.11177 | 0.11333 | 0.00092
|  | 2005-07-24 | 0.032 | [5 empty] | 2020-09-01 | 1138.928 | 1138.9215 | 1140.309 | 2010-11-01 | 1028.226 | [10 empty] | 2005-03-06 | 272.62 |  | 2013-09-01 |  | 0.089574 | 0.035149 | 0.11679 |  | 1.6667 | 0.082402 | 0.027682 | 0.036066 | 0.038686 | 0.054965 | 0.090492 | 0.10775 | 0.1159 | 0.11771 | 0.00092
|  | 2005-07-25 | 0.024 | [5 empty] | 2020-10-01 | 1138.9723 | 1138.9612 | 1139.2383 | 2010-11-08 | 1028.397 | [10 empty] | 2005-03-07 | 311.23 |  | 2013-10-01 |  | 0.10072 | 0.037253 | 0.12051 |  | 1.75 | 0.08834 | 0.026739 | 0.03817 | 0.042809 | 0.062763 | 0.10164 | 0.1121 | 0.11941 | 0.12143 | 0.00092
|  | 2005-07-31 | 0.029 | [5 empty] | 2020-11-01 | 1140.0352 | 1139.8018 | 1140.4819 | 2010-11-15 | 1028.458 | [10 empty] | 2005-03-08 | 233.99 |  | 2013-11-01 |  | 0.10689 | 0.040882 | 0.12953 |  | 1.8333 | 0.097954 | 0.025675 | 0.041799 | 0.051356 | 0.076266 | 0.10781 | 0.11973 | 0.12791 | 0.13044 | 0.00091
|  | 2005-08-06 | 0.037 | [5 empty] | 2020-12-01 | 1140.7185 | 1140.2611 | 1141.3899 | 2010-11-18 | 1028.441 | [10 empty] | 2005-03-09 | 329.41 |  | 2013-12-01 |  | 0.11012 | 0.044927 | 0.13498 |  | 1.9167 | 0.10508 | 0.02386 | 0.045843 | 0.060776 | 0.087252 | 0.11104 | 0.12435 | 0.13352 | 0.13589 | 0.00091
|  | 2005-08-13 | 0.051 | [5 empty] | 2021-01-01 | 1141.2297 | 1140.5596 | 1142.2931 | 2010-11-19 | 1028.379 | [10 empty] | 2005-03-10 | 34.075 |  | 2014-01-01 |  | 0.11765 | 0.055377 | 0.14469 |  | 2 | 0.11496 | 0.022234 | 0.056292 | 0.072198 | 0.10086 | 0.11856 | 0.13314 | 0.14315 | 0.1456 | 0.00091
|  | 2005-08-20 | 0.051 | [5 empty] | 2021-02-01 | 1141.698 | 1141.0251 | 1143.0642 | 2010-11-20 | 1028.332 | [10 empty] | 2005-03-11 | 295.33 |  | 2014-02-01 |  | 0.1177 | 0.059937 | 0.14065 |  | 2.0833 | 0.1149 | 0.019314 | 0.060853 | 0.077134 | 0.10598 | 0.11861 | 0.12994 | 0.13927 | 0.14156 | 0.00091
|  | 2005-08-23 | 0.05 | [5 empty] | 2021-03-01 | 1142.1255 | 1141.3745 | 1143.4552 | 2010-11-21 | 1028.285 | [10 empty] | 2005-03-12 | 365.99 |  | 2014-03-01 |  | 0.13292 | 0.07521 | 0.16167 |  | 2.1667 | 0.13186 | 0.019786 | 0.076124 | 0.093865 | 0.12006 | 0.13384 | 0.1473 | 0.15943 | 0.16258 | 0.00091
|  | 2005-08-27 | 0.049 | [5 empty] | 2021-04-01 | 1142.8225 | 1141.7439 | 1143.8408 | 2010-11-22 | 1028.257 | [10 empty] | 2005-03-13 | 307.22 |  | 2014-04-01 |  | 0.12369 | 0.07448 | 0.14524 |  | 2.25 | 0.12247 | 0.015529 | 0.075394 | 0.092976 | 0.11275 | 0.1246 | 0.1351 | 0.14368 | 0.14616 | 0.00092
|  | 2005-09-05 | 0.06 | [5 empty] | 2021-05-01 | 1143.2957 | 1141.97 | 1144.3259 | 2010-11-23 | 1028.204 | [10 empty] | 2005-03-14 | 307.22 |  | 2014-05-01 |  | 0.094388 | 0.061422 | 0.099716 |  | 2.3333 | 0.092605 | 0.0083824 | 0.062341 | 0.073761 | 0.092245 | 0.095307 | 0.097947 | 0.10013 | 0.10063 | 0.000914
|  | 2005-09-06 | 0.057 | [5 empty] | 2021-06-01 | 1141.6094 | 1140.5372 | 1143.2275 | 2010-11-24 | 1028.155 | [10 empty] | 2005-03-15 | 324.77 |  | 2014-06-01 |  | 0.095816 | 0.06862 | 0.1018 |  | 2.4167 | 0.095381 | 0.0064262 | 0.069539 | 0.082046 | 0.093657 | 0.096735 | 0.099805 | 0.10214 | 0.10272 | 0.00092
|  | 2005-09-11 | 0.05 | [5 empty] | 2021-07-01 | 1140.5708 | 1138.9594 | 1142.0172 | 2010-11-25 | 1028.12 | [10 empty] | 2005-03-16 | 388.41 |  | 2014-07-01 |  | 0.097897 | 0.076166 | 0.10471 |  | 2.5 | 0.098403 | 0.005095 | 0.077085 | 0.091053 | 0.095548 | 0.098815 | 0.10221 | 0.10495 | 0.10563 | 0.00092
|  | 2005-09-18 | 0.03 | [5 empty] | 2021-08-01 | 1139.2542 | 1138.901 | 1141.1973 | 2010-11-26 | 1028.073 | [10 empty] | 2005-03-17 | 287.47 |  | 2014-08-01 |  | 0.10366 | 0.085735 | 0.11241 |  | 2.5833 | 0.10443 | 0.0054351 | 0.086653 | 0.096592 | 0.10041 | 0.10458 | 0.10874 | 0.11238 | 0.11333 | 0.00092
|  | 2005-09-24 | 0.034 | [5 empty] | 2021-09-01 | 1138.928 | 1138.9218 | 1140.2474 | 2010-11-27 | 1028.028 | [10 empty] | 2005-03-18 | 287.47 |  | 2014-09-01 |  | 0.10704 | 0.093891 | 0.11679 |  | 2.6667 | 0.10785 | 0.0058861 | 0.094809 | 0.098589 | 0.10292 | 0.10796 | 0.11299 | 0.11681 | 0.11771 | 0.00092
|  | 2005-10-01 | 0.066 | [5 empty] | 2021-10-01 | 1138.9723 | 1138.962 | 1139.1561 | 2010-11-29 | 1027.949 | [10 empty] | 2005-03-19 | 307.74 |  | 2014-10-01 |  | 0.10961 | 0.09847 | 0.12074 |  | 2.75 | 0.11053 | 0.0064936 | 0.099387 | 0.1004 | 0.10491 | 0.11053 | 0.11615 | 0.12065 | 0.12166 | 0.00092
|  | 2005-10-10 | 0.028 | [5 empty] | 2021-11-01 | 1140.0341 | 1139.801 | 1140.4088 | 2010-12-02 | 1027.823 | [10 empty] | 2005-03-20 | 307.74 |  | 2014-11-01 |  | 0.11586 | 0.10187 | 0.12981 |  | 2.8333 | 0.11677 | 0.0081466 | 0.10279 | 0.10406 | 0.10971 | 0.11677 | 0.12382 | 0.12946 | 0.13073 | 0.00092
|  | 2005-10-11 | 0.028 | [5 empty] | 2021-12-01 | 1140.723 | 1140.2603 | 1141.3132 | 2010-12-06 | 1027.902 | [10 empty] | 2005-03-21 | 307.74 |  | 2014-12-01 |  | 0.11963 | 0.10393 | 0.1353 |  | 2.9167 | 0.12054 | 0.0091454 | 0.10485 | 0.10627 | 0.11262 | 0.12055 | 0.12846 | 0.13479 | 0.13621 | 0.00091
|  | 2005-11-01 | 0.043 | [5 empty] | 2022-01-01 | 1141.2405 | 1140.5583 | 1142.1464 | 2010-12-13 | 1028.035 | [10 empty] | 2005-03-22 | 267.23 |  | 2015-01-01 |  | 0.12636 | 0.1076 | 0.14507 |  | 3 | 0.12726 | 0.010924 | 0.10852 | 0.11022 | 0.11781 | 0.12727 | 0.13673 | 0.14428 | 0.14598 | 0.00091
|  | 2005-11-02 | 0.043 | [9 empty] | 2010-12-16 | 1028.075 | [10 empty] | 2005-03-23 | 307.21 |  | 2015-02-01 |  | 0.12356 | 0.10607 | 0.141 |  | 3.0833 | 0.12446 | 0.010184 | 0.10699 | 0.10858 | 0.11565 | 0.12447 | 0.13329 | 0.14033 | 0.14191 | 0.00091
|  | 2005-12-13 | 0.056 | [9 empty] | 2011-01-03 | 1028.485 | [10 empty] | 2005-03-24 | 0 |  | 2015-03-01 |  | 0.13814 | 0.11403 | 0.16216 |  | 3.1667 | 0.13903 | 0.014033 | 0.11494 | 0.11714 | 0.12688 | 0.13905 | 0.15119 | 0.16089 | 0.16307 | 0.00091
|  | 2005-12-15 | 0.056 | [9 empty] | 2011-01-10 | 1028.581 | [10 empty] | 2005-03-25 | 0 |  | 2015-04-01 |  | 0.12675 | 0.10781 | 0.14563 |  | 3.25 | 0.12765 | 0.011026 | 0.10873 | 0.11045 | 0.1181 | 0.12766 | 0.1372 | 0.14483 | 0.14654 | 0.00091
|  | 2006-01-23 | 0.062 | [9 empty] | 2011-01-17 | 1028.663 | [10 empty] | 2005-03-26 | 0 |  | 2015-05-01 |  | 0.095223 | 0.090631 | 0.099812 |  | 3.3333 | 0.096139 | 0.0026768 | 0.09155 | 0.091966 | 0.093823 | 0.096141 | 0.098458 | 0.10031 | 0.10073 | 0.000918
|  | 2006-02-14 | 0.04 | [9 empty] | 2011-01-24 | 1028.775 | [10 empty] | 2005-03-27 | 0 |  | 2015-06-01 |  | 0.096663 | 0.091416 | 0.10191 |  | 3.4167 | 0.09758 | 0.0030592 | 0.092334 | 0.09281 | 0.094932 | 0.097582 | 0.10023 | 0.10235 | 0.10283 | 0.00092
|  | 2006-03-24 | 0.044 | [9 empty] | 2011-01-31 | 1028.847 | [10 empty] | 2005-03-28 | 0 |  | 2015-07-01 |  | 0.098677 | 0.092512 | 0.10484 |  | 3.5 | 0.099593 | 0.0035938 | 0.093431 | 0.09399 | 0.096483 | 0.099596 | 0.10271 | 0.10519 | 0.10576 | 0.00092
|  | 2006-04-25 | 0.045 | [9 empty] | 2011-02-07 | 1028.921 | [10 empty] | 2005-03-29 | 0 |  | 2015-08-01 |  | 0.10401 | 0.095416 | 0.11259 |  | 3.5833 | 0.10492 | 0.0050078 | 0.096334 | 0.097114 | 0.10059 | 0.10493 | 0.10926 | 0.11273 | 0.11351 | 0.00092
|  | 2006-05-09 | 0.17 | [9 empty] | 2011-02-14 | 1029.016 | [10 empty] | 2005-03-30 | 0 |  | 2015-09-01 |  | 0.10704 | 0.097067 | 0.117 |  | 3.6667 | 0.10795 | 0.0058111 | 0.097984 | 0.09889 | 0.10292 | 0.10796 | 0.11299 | 0.11701 | 0.11791 | 0.00091
|  | 2006-05-18 | 0.03 | [9 empty] | 2011-02-21 | 1029.092 | [10 empty] | 2005-03-31 | 0 |  | 2015-10-01 |  | 0.10961 | 0.09847 | 0.12074 |  | 3.75 | 0.11053 | 0.0064936 | 0.099387 | 0.1004 | 0.10491 | 0.11053 | 0.11615 | 0.12065 | 0.12166 | 0.00092
|  | 2006-05-23 | 0.035 | [9 empty] | 2011-02-28 | 1029.16 | [10 empty] | 2005-04-01 | 0 |  | 2015-11-01 |  | 0.11586 | 0.10187 | 0.12981 |  | 3.8333 | 0.11677 | 0.0081466 | 0.10279 | 0.10406 | 0.10971 | 0.11677 | 0.12382 | 0.12946 | 0.13073 | 0.00092
|  | 2006-05-30 | 0.028 | [9 empty] | 2011-03-07 | 1029.224 | [10 empty] | 2005-04-02 | 0 |  | 2015-12-01 |  | 0.11963 | 0.10393 | 0.1353 |  | 3.9167 | 0.12054 | 0.0091454 | 0.10485 | 0.10627 | 0.11262 | 0.12055 | 0.12846 | 0.13479 | 0.13621 | 0.00091
|  | 2006-06-06 | 0.022 | [9 empty] | 2011-03-14 | 1029.29 | [10 empty] | 2005-04-03 | 0 |  | 2016-01-01 |  | 0.12636 | 0.1076 | 0.14507 |  | 4 | 0.12726 | 0.010924 | 0.10852 | 0.11022 | 0.11781 | 0.12727 | 0.13673 | 0.14428 | 0.14598 | 0.00091
|  | 2006-06-19 | 0.027 | [9 empty] | 2011-03-21 | 1029.343 | [10 empty] | 2005-04-04 | 0 |  | 2016-02-01 |  | 0.12356 | 0.10607 | 0.141 |  | 4.0833 | 0.12446 | 0.010184 | 0.10699 | 0.10858 | 0.11565 | 0.12447 | 0.13329 | 0.14033 | 0.14191 | 0.00091
|  | 2006-06-20 | 0.026 | [9 empty] | 2011-03-24 | 1029.323 | [10 empty] | 2005-04-05 | 0 |  | 2016-03-01 |  | 0.13814 | 0.11403 | 0.16216 |  | 4.1667 | 0.13903 | 0.014033 | 0.11494 | 0.11714 | 0.12688 | 0.13905 | 0.15119 | 0.16089 | 0.16307 | 0.00091
|  | 2006-07-11 | 0.016 | [9 empty] | 2011-03-28 | 1029.347 | [10 empty] | 2005-04-06 | 0 |  | 2016-04-01 |  | 0.12675 | 0.10781 | 0.14563 |  | 4.25 | 0.12765 | 0.011026 | 0.10873 | 0.11045 | 0.1181 | 0.12766 | 0.1372 | 0.14483 | 0.14654 | 0.00091
|  | 2006-07-17 | 0.023 | [9 empty] | 2011-03-31 | 1029.297 | [10 empty] | 2005-04-07 | 0 |  | 2016-05-01 |  | 0.095223 | 0.090631 | 0.099812 |  | 4.3333 | 0.096139 | 0.0026768 | 0.09155 | 0.091966 | 0.093823 | 0.096141 | 0.098458 | 0.10031 | 0.10073 | 0.000918
|  | 2006-07-18 | 0.033 | [9 empty] | 2011-04-04 | 1029.205 | [10 empty] | 2005-04-08 | 0 |  | 2016-06-01 |  | 0.096663 | 0.091416 | 0.10191 |  | 4.4167 | 0.09758 | 0.0030592 | 0.092334 | 0.09281 | 0.094932 | 0.097582 | 0.10023 | 0.10235 | 0.10283 | 0.00092
|  | 2006-07-25 | 0.028 | [9 empty] | 2011-04-07 | 1029.029 | [10 empty] | 2005-04-09 | 0 |  | 2016-07-01 |  | 0.098677 | 0.092512 | 0.10484 |  | 4.5 | 0.099593 | 0.0035938 | 0.093431 | 0.09399 | 0.096483 | 0.099596 | 0.10271 | 0.10519 | 0.10576 | 0.00092
|  | 2006-08-01 | 0.023 | [9 empty] | 2011-04-11 | 1028.858 | [10 empty] | 2005-04-10 | 0 |  | 2016-08-01 |  | 0.10401 | 0.095416 | 0.11259 |  | 4.5833 | 0.10492 | 0.0050078 | 0.096334 | 0.097114 | 0.10059 | 0.10493 | 0.10926 | 0.11273 | 0.11351 | 0.00092
|  | 2006-08-15 | 0.028 | [9 empty] | 2011-04-14 | 1028.728 | [10 empty] | 2005-04-11 | 0 |  | 2016-09-01 |  | 0.10704 | 0.097067 | 0.117 |  | 4.6667 | 0.10795 | 0.0058111 | 0.097984 | 0.09889 | 0.10292 | 0.10796 | 0.11299 | 0.11701 | 0.11791 | 0.00091
|  | 2006-08-21 | 0.026 | [9 empty] | 2011-04-18 | 1028.634 | [10 empty] | 2005-04-12 | 0 |  | 2016-10-01 |  | 0.10961 | 0.09847 | 0.12074 |  | 4.75 | 0.11053 | 0.0064936 | 0.099387 | 0.1004 | 0.10491 | 0.11053 | 0.11615 | 0.12065 | 0.12166 | 0.00092
|  | 2006-08-22 | 0.027 | [9 empty] | 2011-04-21 | 1028.581 | [10 empty] | 2005-04-13 | 0 |  | 2016-11-01 |  | 0.11586 | 0.10187 | 0.12981 |  | 4.8333 | 0.11677 | 0.0081466 | 0.10279 | 0.10406 | 0.10971 | 0.11677 | 0.12382 | 0.12946 | 0.13073 | 0.00092
|  | 2006-08-29 | 0.039 | [9 empty] | 2011-04-25 | 1028.472 | [10 empty] | 2005-04-14 | 0 |  | 2016-12-01 |  | 0.11963 | 0.10393 | 0.1353 |  | 4.9167 | 0.12054 | 0.0091454 | 0.10485 | 0.10627 | 0.11262 | 0.12055 | 0.12846 | 0.13479 | 0.13621 | 0.00091
|  | 2006-09-05 | 0.025 | [9 empty] | 2011-04-28 | 1028.403 | [10 empty] | 2005-04-15 | 0 |  | 2017-01-01 |  | 0.12636 | 0.1076 | 0.14507 |  | 5 | 0.12726 | 0.010924 | 0.10852 | 0.11022 | 0.11781 | 0.12727 | 0.13673 | 0.14428 | 0.14598 | 0.00091
|  | 2006-09-12 | 0.018 | [9 empty] | 2011-05-02 | 1028.536 | [10 empty] | 2005-04-16 | 0 |  | 2017-02-01 |  | 0.12356 | 0.10607 | 0.141 |  | 5.0833 | 0.12446 | 0.010184 | 0.10699 | 0.10858 | 0.11565 | 0.12447 | 0.13329 | 0.14033 | 0.14191 | 0.00091
|  | 2006-10-17 | 0.032 | [9 empty] | 2011-05-05 | 1028.628 | [10 empty] | 2005-04-17 | 0 |  | 2017-03-01 |  | 0.13814 | 0.11403 | 0.16216 |  | 5.1667 | 0.13903 | 0.014033 | 0.11494 | 0.11714 | 0.12688 | 0.13905 | 0.15119 | 0.16089 | 0.16307 | 0.00091
|  | 2006-11-14 | 0.052 | [9 empty] | 2011-05-09 | 1028.54 | [10 empty] | 2005-04-18 | 0 |  | 2017-04-01 |  | 0.12675 | 0.10781 | 0.14563 |  | 5.25 | 0.12765 | 0.011026 | 0.10873 | 0.11045 | 0.1181 | 0.12766 | 0.1372 | 0.14483 | 0.14654 | 0.00091
|  | 2006-12-13 | 0.06 | [9 empty] | 2011-05-12 | 1028.403 | [10 empty] | 2005-04-19 | 0 |  | 2017-05-01 |  | 0.095223 | 0.090631 | 0.099812 |  | 5.3333 | 0.096139 | 0.0026768 | 0.09155 | 0.091966 | 0.093823 | 0.096141 | 0.098458 | 0.10031 | 0.10073 | 0.000918
|  | 2007-01-16 | 0.053 | [9 empty] | 2011-05-16 | 1028.249 | [10 empty] | 2005-04-20 | 0 |  | 2017-06-01 |  | 0.096663 | 0.091416 | 0.10191 |  | 5.4167 | 0.09758 | 0.0030592 | 0.092334 | 0.09281 | 0.094932 | 0.097582 | 0.10023 | 0.10235 | 0.10283 | 0.00092
|  | 2007-02-13 | 0.031 | [9 empty] | 2011-05-19 | 1028.178 | [10 empty] | 2005-04-21 | 0 |  | 2017-07-01 |  | 0.098677 | 0.092512 | 0.10484 |  | 5.5 | 0.099593 | 0.0035938 | 0.093431 | 0.09399 | 0.096483 | 0.099596 | 0.10271 | 0.10519 | 0.10576 | 0.00092
|  | 2007-02-15 | 0.031 | [9 empty] | 2011-05-23 | 1028.087 | [10 empty] | 2005-04-22 | 0 |  | 2017-08-01 |  | 0.10401 | 0.095416 | 0.11259 |  | 5.5833 | 0.10492 | 0.0050078 | 0.096334 | 0.097114 | 0.10059 | 0.10493 | 0.10926 | 0.11273 | 0.11351 | 0.00092
|  | 2007-03-12 | 0.024 | [9 empty] | 2011-05-26 | 1027.989 | [10 empty] | 2005-04-23 | 0 |  | 2017-09-01 |  | 0.10704 | 0.097067 | 0.117 |  | 5.6667 | 0.10795 | 0.0058111 | 0.097984 | 0.09889 | 0.10292 | 0.10796 | 0.11299 | 0.11701 | 0.11791 | 0.00091
|  | 2007-04-10 | 0.22 | [9 empty] | 2011-05-30 | 1027.89 | [10 empty] | 2005-04-24 | 0 |  | 2017-10-01 |  | 0.10961 | 0.09847 | 0.12074 |  | 5.75 | 0.11053 | 0.0064936 | 0.099387 | 0.1004 | 0.10491 | 0.11053 | 0.11615 | 0.12065 | 0.12166 | 0.00092
|  | 2007-04-19 | 0.07 | [9 empty] | 2011-06-06 | 1027.664 | [10 empty] | 2005-04-25 | 0 |  | 2017-11-01 |  | 0.11586 | 0.10187 | 0.12981 |  | 5.8333 | 0.11677 | 0.0081466 | 0.10279 | 0.10406 | 0.10971 | 0.11677 | 0.12382 | 0.12946 | 0.13073 | 0.00092
|  | 2007-05-14 | 0.043 | [9 empty] | 2011-06-09 | 1027.606 | [10 empty] | 2005-04-26 | 0 |  | 2017-12-01 |  | 0.11963 | 0.10393 | 0.1353 |  | 5.9167 | 0.12054 | 0.0091454 | 0.10485 | 0.10627 | 0.11262 | 0.12055 | 0.12846 | 0.13479 | 0.13621 | 0.00091
|  | 2007-05-15 | 0.045 | [9 empty] | 2011-06-13 | 1027.634 | [10 empty] | 2005-04-27 | 0 |  | 2018-01-01 |  | 0.12636 | 0.1076 | 0.14507 |  | 6 | 0.12726 | 0.010924 | 0.10852 | 0.11022 | 0.11781 | 0.12727 | 0.13673 | 0.14428 | 0.14598 | 0.00091
|  | 2007-05-22 | 0.034 | [9 empty] | 2011-06-16 | 1027.641 | [10 empty] | 2005-04-28 | 0 |  | 2018-02-01 |  | 0.12356 | 0.10607 | 0.141 |  | 6.0833 | 0.12446 | 0.010184 | 0.10699 | 0.10858 | 0.11565 | 0.12447 | 0.13329 | 0.14033 | 0.14191 | 0.00091
|  | 2007-05-29 | 0.016 | [9 empty] | 2011-06-20 | 1027.616 | [10 empty] | 2005-04-29 | 0 |  | 2018-03-01 |  | 0.13814 | 0.11403 | 0.16216 |  | 6.1667 | 0.13903 | 0.014033 | 0.11494 | 0.11714 | 0.12688 | 0.13905 | 0.15119 | 0.16089 | 0.16307 | 0.00091
|  | 2007-06-05 | 0.014 | [9 empty] | 2011-06-23 | 1027.643 | [10 empty] | 2005-04-30 | 0 |  | 2018-04-01 |  | 0.12675 | 0.10781 | 0.14563 |  | 6.25 | 0.12765 | 0.011026 | 0.10873 | 0.11045 | 0.1181 | 0.12766 | 0.1372 | 0.14483 | 0.14654 | 0.00091
|  | 2007-06-12 | 0.016 | [9 empty] | 2011-06-27 | 1027.66 | [10 empty] | 2005-05-01 | 0 |  | 2018-05-01 |  | 0.095223 | 0.090631 | 0.099812 |  | 6.3333 | 0.096139 | 0.0026768 | 0.09155 | 0.091966 | 0.093823 | 0.096141 | 0.098458 | 0.10031 | 0.10073 | 0.000918
|  | 2007-06-18 | 0.019 | [9 empty] | 2011-07-04 | 1027.837 | [10 empty] | 2005-05-02 | 0 |  | 2018-06-01 |  | 0.096663 | 0.091416 | 0.10191 |  | 6.4167 | 0.09758 | 0.0030592 | 0.092334 | 0.09281 | 0.094932 | 0.097582 | 0.10023 | 0.10235 | 0.10283 | 0.00092
|  | 2007-06-19 | 0.019 | [9 empty] | 2011-07-07 | 1027.889 | [10 empty] | 2005-05-03 | 166.78 |  | 2018-07-01 |  | 0.098677 | 0.092512 | 0.10484 |  | 6.5 | 0.099593 | 0.0035938 | 0.093431 | 0.09399 | 0.096483 | 0.099596 | 0.10271 | 0.10519 | 0.10576 | 0.00092
|  | 2007-06-26 | 0.02 | [9 empty] | 2011-07-11 | 1027.961 | [10 empty] | 2005-05-04 | 230.41 |  | 2018-08-01 |  | 0.10401 | 0.095416 | 0.11259 |  | 6.5833 | 0.10492 | 0.0050078 | 0.096334 | 0.097114 | 0.10059 | 0.10493 | 0.10926 | 0.11273 | 0.11351 | 0.00092
|  | 2007-07-03 | 0.019 | [9 empty] | 2011-07-14 | 1027.98 | [10 empty] | 2005-05-05 | 254.55 |  | 2018-09-01 |  | 0.10704 | 0.097067 | 0.117 |  | 6.6667 | 0.10795 | 0.0058111 | 0.097984 | 0.09889 | 0.10292 | 0.10796 | 0.11299 | 0.11701 | 0.11791 | 0.00091
|  | 2007-07-10 | 0.066 | [9 empty] | 2011-07-18 | 1027.939 | [10 empty] | 2005-05-06 | 133.86 |  | 2018-10-01 |  | 0.10961 | 0.09847 | 0.12074 |  | 6.75 | 0.11053 | 0.0064936 | 0.099387 | 0.1004 | 0.10491 | 0.11053 | 0.11615 | 0.12065 | 0.12166 | 0.00092
|  | 2007-07-16 | 0.025 | [9 empty] | 2011-07-25 | 1028.053 | [10 empty] | 2005-05-07 | 133.86 |  | 2018-11-01 |  | 0.11586 | 0.10187 | 0.12981 |  | 6.8333 | 0.11677 | 0.0081466 | 0.10279 | 0.10406 | 0.10971 | 0.11677 | 0.12382 | 0.12946 | 0.13073 | 0.00092
|  | 2007-07-17 | 0.023 | [9 empty] | 2011-07-28 | 1028.011 | [10 empty] | 2005-05-08 | 133.86 |  | 2018-12-01 |  | 0.11963 | 0.10393 | 0.1353 |  | 6.9167 | 0.12054 | 0.0091454 | 0.10485 | 0.10627 | 0.11262 | 0.12055 | 0.12846 | 0.13479 | 0.13621 | 0.00091
|  | 2007-07-24 | 0.031 | [9 empty] | 2011-08-01 | 1028.013 | [10 empty] | 2005-05-09 | 133.86 |  | 2019-01-01 |  | 0.12636 | 0.1076 | 0.14507 |  | 7 | 0.12726 | 0.010924 | 0.10852 | 0.11022 | 0.11781 | 0.12727 | 0.13673 | 0.14428 | 0.14598 | 0.00091
|  | 2007-07-31 | 0.022 | [9 empty] | 2011-08-04 | 1028.024 | [10 empty] | 2005-05-10 | 38.246 |  | 2019-02-01 |  | 0.12356 | 0.10607 | 0.141 |  | 7.0833 | 0.12446 | 0.010184 | 0.10699 | 0.10858 | 0.11565 | 0.12447 | 0.13329 | 0.14033 | 0.14191 | 0.00091
|  | 2007-08-07 | 0.026 | [9 empty] | 2011-08-08 | 1028.017 | [10 empty] | 2005-05-11 | 38.246 |  | 2019-03-01 |  | 0.13814 | 0.11403 | 0.16216 |  | 7.1667 | 0.13903 | 0.014033 | 0.11494 | 0.11714 | 0.12688 | 0.13905 | 0.15119 | 0.16089 | 0.16307 | 0.00091
|  | 2007-08-13 | 0.033 | [9 empty] | 2011-08-11 | 1027.981 | [10 empty] | 2005-05-12 | 38.246 |  | 2019-04-01 |  | 0.12675 | 0.10781 | 0.14563 |  | 7.25 | 0.12765 | 0.011026 | 0.10873 | 0.11045 | 0.1181 | 0.12766 | 0.1372 | 0.14483 | 0.14654 | 0.00091
|  | 2007-08-14 | 0.032 | [9 empty] | 2011-08-15 | 1028.003 | [10 empty] | 2005-05-13 | 38.246 |  | 2019-05-01 |  | 0.095223 | 0.090631 | 0.099812 |  | 7.3333 | 0.096139 | 0.0026768 | 0.09155 | 0.091966 | 0.093823 | 0.096141 | 0.098458 | 0.10031 | 0.10073 | 0.000918
|  | 2007-08-21 | 0.0735 | [9 empty] | 2011-08-18 | 1028.016 | [10 empty] | 2005-05-14 | 38.246 |  | 2019-06-01 |  | 0.096663 | 0.091416 | 0.10191 |  | 7.4167 | 0.09758 | 0.0030592 | 0.092334 | 0.09281 | 0.094932 | 0.097582 | 0.10023 | 0.10235 | 0.10283 | 0.00092
|  | 2007-08-28 | 0.034 | [9 empty] | 2011-08-22 | 1028.045 | [10 empty] | 2005-05-15 | 38.246 |  | 2019-07-01 |  | 0.098677 | 0.092512 | 0.10484 |  | 7.5 | 0.099593 | 0.0035938 | 0.093431 | 0.09399 | 0.096483 | 0.099596 | 0.10271 | 0.10519 | 0.10576 | 0.00092
|  | 2007-09-04 | 0.038 | [9 empty] | 2011-08-25 | 1028.054 | [10 empty] | 2005-05-16 | 38.246 |  | 2019-08-01 |  | 0.10401 | 0.095416 | 0.11259 |  | 7.5833 | 0.10492 | 0.0050078 | 0.096334 | 0.097114 | 0.10059 | 0.10493 | 0.10926 | 0.11273 | 0.11351 | 0.00092
|  | 2007-09-10 | 0.038 | [9 empty] | 2011-08-29 | 1028.055 | [10 empty] | 2005-05-17 | 0 |  | 2019-09-01 |  | 0.10704 | 0.097067 | 0.117 |  | 7.6667 | 0.10795 | 0.0058111 | 0.097984 | 0.09889 | 0.10292 | 0.10796 | 0.11299 | 0.11701 | 0.11791 | 0.00091
|  | 2007-09-11 | 0.033 | [9 empty] | 2011-09-01 | 1028.045 | [10 empty] | 2005-05-18 | 0 |  | 2019-10-01 |  | 0.10961 | 0.09847 | 0.12074 |  | 7.75 | 0.11053 | 0.0064936 | 0.099387 | 0.1004 | 0.10491 | 0.11053 | 0.11615 | 0.12065 | 0.12166 | 0.00092
|  | 2007-09-17 | 0.027 | [9 empty] | 2011-09-05 | 1028.03 | [10 empty] | 2005-05-19 | 0 |  | 2019-11-01 |  | 0.11586 | 0.10187 | 0.12981 |  | 7.8333 | 0.11677 | 0.0081466 | 0.10279 | 0.10406 | 0.10971 | 0.11677 | 0.12382 | 0.12946 | 0.13073 | 0.00092
|  | 2007-09-25 | 0.0225 | [9 empty] | 2011-09-08 | 1028.053 | [10 empty] | 2005-05-20 | 0 |  | 2019-12-01 |  | 0.11963 | 0.10393 | 0.1353 |  | 7.9167 | 0.12054 | 0.0091454 | 0.10485 | 0.10627 | 0.11262 | 0.12055 | 0.12846 | 0.13479 | 0.13621 | 0.00091
|  | 2007-10-23 | 0.07 | [9 empty] | 2011-09-12 | 1028.086 | [10 empty] | 2005-05-21 | 0 |  | 2020-01-01 |  | 0.12636 | 0.1076 | 0.14507 |  | 8 | 0.12726 | 0.010924 | 0.10852 | 0.11022 | 0.11781 | 0.12727 | 0.13673 | 0.14428 | 0.14598 | 0.00091
|  | 2007-10-25 | 0.0789 | [9 empty] | 2011-09-15 | 1028.073 | [10 empty] | 2005-05-22 | 0 |  | 2020-02-01 |  | 0.12356 | 0.10607 | 0.141 |  | 8.0833 | 0.12446 | 0.010184 | 0.10699 | 0.10858 | 0.11565 | 0.12447 | 0.13329 | 0.14033 | 0.14191 | 0.00091
|  | 2007-10-29 | 0.069 | [9 empty] | 2011-09-19 | 1028.043 | [10 empty] | 2005-05-23 | 0 |  | 2020-03-01 |  | 0.13814 | 0.11403 | 0.16216 |  | 8.1667 | 0.13903 | 0.014033 | 0.11494 | 0.11714 | 0.12688 | 0.13905 | 0.15119 | 0.16089 | 0.16307 | 0.00091
|  | 2007-11-13 | [10 empty] | 2011-09-22 | 1027.741 | [10 empty] | 2005-05-24 | 0 |  | 2020-04-01 |  | 0.12675 | 0.10781 | 0.14563 |  | 8.25 | 0.12765 | 0.011026 | 0.10873 | 0.11045 | 0.1181 | 0.12766 | 0.1372 | 0.14483 | 0.14654 | 0.00091
|  | 2007-11-14 | 0.051 | [9 empty] | 2011-09-26 | 1027.344 | [10 empty] | 2005-05-25 | 0 |  | 2020-05-01 |  | 0.095223 | 0.090631 | 0.099812 |  | 8.3333 | 0.096139 | 0.0026768 | 0.09155 | 0.091966 | 0.093823 | 0.096141 | 0.098458 | 0.10031 | 0.10073 | 0.000918
|  | 2007-11-21 | 0.0508 | [9 empty] | 2011-09-30 | 1026.939 | [10 empty] | 2005-05-26 | 6.8148 |  | 2020-06-01 |  | 0.096663 | 0.091416 | 0.10191 |  | 8.4167 | 0.09758 | 0.0030592 | 0.092334 | 0.09281 | 0.094932 | 0.097582 | 0.10023 | 0.10235 | 0.10283 | 0.00092
|  | 2007-12-10 | 0.052 | [9 empty] | 2011-10-03 | 1027.022 | [10 empty] | 2005-05-27 | 27.262 |  | 2020-07-01 |  | 0.098677 | 0.092512 | 0.10484 |  | 8.5 | 0.099593 | 0.0035938 | 0.093431 | 0.09399 | 0.096483 | 0.099596 | 0.10271 | 0.10519 | 0.10576 | 0.00092
|  | 2007-12-13 | 0.0517 | [9 empty] | 2011-10-11 | 1027.222 | [10 empty] | 2005-05-28 | 27.262 |  | 2020-08-01 |  | 0.10401 | 0.095416 | 0.11259 |  | 8.5833 | 0.10492 | 0.0050078 | 0.096334 | 0.097114 | 0.10059 | 0.10493 | 0.10926 | 0.11273 | 0.11351 | 0.00092
|  | 2008-01-08 | 0.049 | [9 empty] | 2011-10-17 | 1027.511 | [10 empty] | 2005-05-29 | 27.262 |  | 2020-09-01 |  | 0.10704 | 0.097067 | 0.117 |  | 8.6667 | 0.10795 | 0.0058111 | 0.097984 | 0.09889 | 0.10292 | 0.10796 | 0.11299 | 0.11701 | 0.11791 | 0.00091
|  | 2008-01-24 | 0.0498 | [9 empty] | 2011-10-24 | 1027.579 | [10 empty] | 2005-05-30 | 27.262 |  | 2020-10-01 |  | 0.10961 | 0.09847 | 0.12074 |  | 8.75 | 0.11053 | 0.0064936 | 0.099387 | 0.1004 | 0.10491 | 0.11053 | 0.11615 | 0.12065 | 0.12166 | 0.00092
|  | 2008-02-19 | 0.052 | [9 empty] | 2011-10-31 | 1027.766 | [10 empty] | 2005-05-31 | 55.659 |  | 2020-11-01 |  | 0.11586 | 0.10187 | 0.12981 |  | 8.8333 | 0.11677 | 0.0081466 | 0.10279 | 0.10406 | 0.10971 | 0.11677 | 0.12382 | 0.12946 | 0.13073 | 0.00092
|  | 2008-02-20 | 0.0481 | [9 empty] | 2011-11-07 | 1027.92 | [10 empty] | 2005-06-01 | 55.659 |  | 2020-12-01 |  | 0.11963 | 0.10393 | 0.1353 |  | 8.9167 | 0.12054 | 0.0091454 | 0.10485 | 0.10627 | 0.11262 | 0.12055 | 0.12846 | 0.13479 | 0.13621 | 0.00091
|  | 2008-03-11 | 0.0555 | [9 empty] | 2011-11-14 | 1028.087 | [10 empty] | 2005-06-02 | 30.897 |  | 2021-01-01 |  | 0.12636 | 0.1076 | 0.14507 |  | 9 | 0.12726 | 0.010924 | 0.10852 | 0.11022 | 0.11781 | 0.12727 | 0.13673 | 0.14428 | 0.14598 | 0.00091
|  | 2008-03-18 | 0.058 | [9 empty] | 2011-11-22 | 1028.264 | [10 empty] | 2005-06-03 | 30.897 |  | 2021-02-01 |  | 0.12356 | 0.10607 | 0.141 |  | 9.0833 | 0.12446 | 0.010184 | 0.10699 | 0.10858 | 0.11565 | 0.12447 | 0.13329 | 0.14033 | 0.14191 | 0.00091
|  | 2008-04-14 | 0.1 | [9 empty] | 2011-11-28 | 1027.792 | [10 empty] | 2005-06-04 | 30.897 |  | 2021-03-01 |  | 0.13814 | 0.11403 | 0.16216 |  | 9.1667 | 0.13903 | 0.014033 | 0.11494 | 0.11714 | 0.12688 | 0.13905 | 0.15119 | 0.16089 | 0.16307 | 0.00091
|  | 2008-04-15 | 0.096 | [9 empty] | 2011-12-05 | 1027.617 | [10 empty] | 2005-06-05 | 30.897 |  | 2021-04-01 |  | 0.12675 | 0.10781 | 0.14563 |  | 9.25 | 0.12765 | 0.011026 | 0.10873 | 0.11045 | 0.1181 | 0.12766 | 0.1372 | 0.14483 | 0.14654 | 0.00091
|  | 2008-04-22 | 0.089 | [9 empty] | 2011-12-13 | 1027.339 | [10 empty] | 2005-06-06 | 30.897 |  | 2021-05-01 |  | 0.095223 | 0.090631 | 0.099812 |  | 9.3333 | 0.096139 | 0.0026768 | 0.09155 | 0.091966 | 0.093823 | 0.096141 | 0.098458 | 0.10031 | 0.10073 | 0.000918
|  | 2008-04-29 | 0.1295 | [9 empty] | 2012-01-03 | 1027.796 | [10 empty] | 2005-06-07 | 18.174 |  | 2021-06-01 |  | 0.096663 | 0.091416 | 0.10191 |  | 9.4167 | 0.09758 | 0.0030592 | 0.092334 | 0.09281 | 0.094932 | 0.097582 | 0.10023 | 0.10235 | 0.10283 | 0.00092
|  | 2008-05-06 | 0.12 | [9 empty] | 2012-01-10 | 1027.924 | [10 empty] | 2005-06-08 | 18.174 |  | 2021-07-01 |  | 0.098677 | 0.092512 | 0.10484 |  | 9.5 | 0.099593 | 0.0035938 | 0.093431 | 0.09399 | 0.096483 | 0.099596 | 0.10271 | 0.10519 | 0.10576 | 0.00092
|  | 2008-05-13 | 0.071 | [9 empty] | 2012-01-16 | 1028.014 | [10 empty] | 2005-06-09 | 0 |  | 2021-08-01 |  | 0.10401 | 0.095416 | 0.11259 |  | 9.5833 | 0.10492 | 0.0050078 | 0.096334 | 0.097114 | 0.10059 | 0.10493 | 0.10926 | 0.11273 | 0.11351 | 0.00092
|  | 2008-05-15 | 0.059 | [9 empty] | 2012-01-23 | 1028.152 | [10 empty] | 2005-06-10 | 0 |  | 2021-09-01 |  | 0.10704 | 0.097067 | 0.117 |  | 9.6667 | 0.10795 | 0.0058111 | 0.097984 | 0.09889 | 0.10292 | 0.10796 | 0.11299 | 0.11701 | 0.11791 | 0.00091
|  | 2008-05-20 | 0.034 | [9 empty] | 2012-01-30 | 1028.256 | [10 empty] | 2005-06-11 | 0 |  | 2021-10-01 |  | 0.10961 | 0.09847 | 0.12074 |  | 9.75 | 0.11053 | 0.0064936 | 0.099387 | 0.1004 | 0.10491 | 0.11053 | 0.11615 | 0.12065 | 0.12166 | 0.00092
|  | 2008-05-22 | 0.0266 | [9 empty] | 2012-02-06 | 1028.377 | [10 empty] | 2005-06-12 | 0 |  | 2021-11-01 |  | 0.11586 | 0.10187 | 0.12981 |  | 9.8333 | 0.11677 | 0.0081466 | 0.10279 | 0.10406 | 0.10971 | 0.11677 | 0.12382 | 0.12946 | 0.13073 | 0.00092
|  | 2008-05-26 | 0.0673 | [9 empty] | 2012-02-13 | 1028.523 | [10 empty] | 2005-06-13 | 0 |  | 2021-12-01 |  | 0.11963 | 0.10393 | 0.1353 |  | 9.9167 | 0.12054 | 0.0091454 | 0.10485 | 0.10627 | 0.11262 | 0.12055 | 0.12846 | 0.13479 | 0.13621 | 0.00091
|  | 2008-05-27 | 0.025 | [9 empty] | 2012-02-20 | 1028.576 | [10 empty] | 2005-06-14 | 0 |  | 2022-01-01 |  | 0.12636 | 0.1076 | 0.14507 |  | 10 | 0.12726 | 0.010924 | 0.10852 | 0.11022 | 0.11781 | 0.12727 | 0.13673 | 0.14428 | 0.14598 | 0.00091
|  | 2008-06-03 | 0.015 | [9 empty] | 2012-02-27 | 1028.651 | [10 empty] | 2005-06-15 | 0 | [12 empty] | 10
|  | 2008-06-10 | 0.025 | [9 empty] | 2012-03-05 | 1028.722 | [10 empty] | 2005-06-16 | 0
|  | 2008-06-16 | 0.021 | [9 empty] | 2012-03-12 | 1028.799 | [10 empty] | 2005-06-17 | 0
|  | 2008-06-17 | 0.018 | [9 empty] | 2012-03-19 | 1028.862 | [10 empty] | 2005-06-18 | 0
|  | 2008-06-24 | 0.02595 | [9 empty] | 2012-03-26 | 1028.93 | [10 empty] | 2005-06-19 | 0
|  | 2008-07-01 | 0.041 | [9 empty] | 2012-04-02 | 1029.005 | [10 empty] | 2005-06-20 | 0
|  | 2008-07-08 | 0.026 | [9 empty] | 2012-01-01 | 1027.796 | 1027.796 | 1027.796 | [8 empty] | 2005-06-21 | 0
|  | 2008-07-14 | 0.022 | [9 empty] | 2012-02-01 | 1027.1583 | 1027.1583 | 1027.1583 | [8 empty] | 2005-06-22 | 0
|  | 2008-07-16 | 0.031 | [9 empty] | 2012-03-01 | 1026.8325 | 1026.8325 | 1027.3973 | [8 empty] | 2005-06-23 | 0
|  | 2008-07-22 | 0.022 | [9 empty] | 2012-04-01 | 1026.6663 | 1026.6663 | 1027.6312 | [8 empty] | 2005-06-24 | 0
|  | 2008-07-30 | 0.0246 | [9 empty] | 2012-05-01 | 1026.5831 | 1026.5831 | 1027.8916 | [8 empty] | 2005-06-25 | 0
|  | 2008-07-31 | 0.027 | [9 empty] | 2012-06-01 | 1026.9666 | 1026.5433 | 1029.4474 | [8 empty] | 2005-06-26 | 0
|  | 2008-08-05 | 0.033 | [9 empty] | 2012-07-01 | 1029.4048 | 1026.5216 | 1029.4342 | [8 empty] | 2005-06-27 | 0
|  | 2008-08-11 | 0.028 | [9 empty] | 2012-08-01 | 1029.4169 | 1026.5109 | 1029.4451 | [8 empty] | 2005-06-28 | 60.203
|  | 2008-08-12 | 0.032 | [9 empty] | 2012-09-01 | 1029.4387 | 1026.5055 | 1029.4597 | [8 empty] | 2005-06-29 | 60.203
|  | 2008-08-19 | 0.031 | [9 empty] | 2012-10-01 | 1028.01 | 1026.5027 | 1029.4763 | [8 empty] | 2005-06-30 | 102.23
|  | 2008-08-28 | 0.018 | [9 empty] | 2012-11-01 | 1027.2655 | 1026.5013 | 1029.4968 | [8 empty] | 2005-07-01 | 79.513
|  | 2008-09-02 | 0.023 | [9 empty] | 2012-12-01 | 1026.8884 | 1026.5007 | 1029.5 | [8 empty] | 2005-07-02 | 79.513
|  | 2008-09-02 09:20 | [10 empty] | 2013-01-01 | 1026.6956 | 1026.5004 | 1029.5 | [8 empty] | 2005-07-03 | 79.513
|  | 2008-09-09 | 0.016 | [9 empty] | 2013-02-01 | 1026.6167 | 1026.5001 | 1029.5 | [8 empty] | 2005-07-04 | 79.513
|  | 2008-09-09 11:45 | [10 empty] | 2013-03-01 | 1026.8436 | 1026.5001 | 1029.5 | [8 empty] | 2005-07-05 | 79.513
|  | 2008-09-15 | 0.025 | [9 empty] | 2013-04-01 | 1027.0469 | 1026.5 | 1029.4937 | [8 empty] | 2005-07-06 | 41.649
|  | 2008-09-15 11:50 | [10 empty] | 2013-05-01 | 1027.282 | 1026.5 | 1029.4539 | [8 empty] | 2005-07-07 | 41.649
|  | 2008-09-16 | 0.023 | [9 empty] | 2013-06-01 | 1029.4343 | 1026.5031 | 1029.4481 | [8 empty] | 2005-07-08 | 41.649
|  | 2008-09-16 09:05 | [10 empty] | 2013-07-01 | 1029.4049 | 1026.5015 | 1029.4376 | [8 empty] | 2005-07-09 | 0
|  | 2008-09-18 | 0.0249 | [9 empty] | 2013-08-01 | 1029.4169 | 1027.267 | 1029.4453 | [8 empty] | 2005-07-10 | 0
|  | 2008-09-23 | 0.031 | [9 empty] | 2013-09-01 | 1029.4387 | 1027.2565 | 1029.4545 | [8 empty] | 2005-07-11 | 0
|  | 2008-09-23 08:30 | 0.031 | [9 empty] | 2013-10-01 | 1028.01 | 1026.8838 | 1029.4763 | [8 empty] | 2005-07-12 | 56.98
|  | 2008-09-30 | 0.036 | [9 empty] | 2013-11-01 | 1027.2689 | 1026.6919 | 1029.4971 | [8 empty] | 2005-07-13 | 56.98
|  | 2008-09-30 08:50 | [10 empty] | 2013-12-01 | 1027.0996 | 1026.5959 | 1029.5 | [8 empty] | 2005-07-14 | 56.98
|  | 2008-10-07 | 0.029367 | [9 empty] | 2014-01-01 | 1026.8951 | 1026.548 | 1029.5 | [8 empty] | 2005-07-15 | 56.98
|  | 2008-10-07 11:00 | [10 empty] | 2014-02-01 | 1026.6978 | 1026.5239 | 1029.5 | [8 empty] | 2005-07-16 | 56.98
|  | 2008-10-14 | 0.059 | [9 empty] | 2014-03-01 | 1026.8442 | 1026.512 | 1029.5 | [8 empty] | 2005-07-17 | 56.98
|  | 2008-10-14 11:40 | [10 empty] | 2014-04-01 | 1027.043 | 1026.506 | 1029.4917 | [8 empty] | 2005-07-18 | 56.98
|  | 2008-10-15 | 0.06 | [9 empty] | 2014-05-01 | 1027.2288 | 1026.5031 | 1029.454 | [8 empty] | 2005-07-19 | 42.517
|  | 2008-10-15 16:10 | [10 empty] | 2014-06-01 | 1029.4407 | 1026.5015 | 1029.4481 | [8 empty] | 2005-07-20 | 42.517
|  | 2008-10-21 | 0.076 | [9 empty] | 2014-07-01 | 1029.4049 | 1028.0009 | 1029.4376 | [8 empty] | 2005-07-21 | 42.517
|  | 2008-10-21 11:50 | [10 empty] | 2014-08-01 | 1029.4169 | 1027.2662 | 1029.431 | [8 empty] | 2005-07-22 | 42.517
|  | 2008-11-03 | [10 empty] | 2014-09-01 | 1029.4387 | 1026.8896 | 1029.4545 | [8 empty] | 2005-07-23 | 42.517
|  | 2008-11-04 | 0.062 | [9 empty] | 2014-10-01 | 1028.01 | 1026.6948 | 1029.4763 | [8 empty] | 2005-07-24 | 42.517
|  | 2008-11-04 10:00 | [10 empty] | 2014-11-01 | 1027.2655 | 1026.5974 | 1029.4968 | [8 empty] | 2005-07-25 | 42.517
|  | 2008-12-01 | 0.075 | [9 empty] | 2014-12-01 | 1026.8884 | 1026.5487 | 1029.5 | [8 empty] | 2005-07-26 | 42.517
|  | 2008-12-01 11:55 | [10 empty] | 2015-01-01 | 1026.6947 | 1026.5244 | 1029.5 | [8 empty] | 2005-07-27 | 42.791
|  | 2008-12-10 | 0.0624 | [9 empty] | 2015-02-01 | 1026.5974 | 1026.5122 | 1029.5 | [8 empty] | 2005-07-28 | 42.791
|  | 2009-02-02 | 0.1 | [9 empty] | 2015-03-01 | 1026.7986 | 1026.5061 | 1029.5 | [8 empty] | 2005-07-29 | 42.791
|  | 2009-03-03 | 0.088 | [9 empty] | 2015-04-01 | 1027.0004 | 1026.5031 | 1029.4916 | [8 empty] | 2005-07-30 | 42.791
|  | 2009-03-03 15:45 | 0.088 | [9 empty] | 2015-05-01 | 1027.1484 | 1026.5015 | 1029.4535 | [8 empty] | 2005-07-31 | 42.791
|  | 2009-04-02 | 0.131 | [9 empty] | 2015-06-01 | 1029.4418 | 1026.5007 | 1029.4481 | [8 empty] | 2005-08-01 | 42.791
|  | 2009-04-02 10:45 | 0.131 | [9 empty] | 2015-07-01 | 1029.4049 | 1026.5031 | 1029.4376 | [8 empty] | 2005-08-02 | 30.722
|  | 2009-04-07 10:00 | [10 empty] | 2015-08-01 | 1029.4169 | 1027.2607 | 1029.4452 | [8 empty] | 2005-08-03 | 30.722
|  | 2009-04-08 | 0.146 | [9 empty] | 2015-09-01 | 1029.4387 | 1026.8887 | 1029.4545 | [8 empty] | 2005-08-04 | 30.722
|  | 2009-04-08 08:20 | 0.146 | [9 empty] | 2015-10-01 | 1028.01 | 1026.6943 | 1029.4763 | [8 empty] | 2005-08-05 | 30.722
|  | 2009-04-16 | 0.156 | [9 empty] | 2015-11-01 | 1027.2683 | 1026.5972 | 1029.4968 | [8 empty] | 2005-08-06 | 30.722
|  | 2009-04-16 05:30 | 0.156 | [9 empty] | 2015-12-01 | 1026.8901 | 1026.5486 | 1029.5 | [8 empty] | 2005-08-07 | 30.722
|  | 2009-04-23 | 0.16 | [9 empty] | 2016-01-01 | 1026.8937 | 1026.5243 | 1029.5 | [8 empty] | 2005-08-08 | 30.722
|  | 2009-04-23 05:25 | 0.16 | [9 empty] | 2016-02-01 | 1026.6968 | 1026.5122 | 1029.5 | [8 empty] | 2005-08-09 | 42.321
|  | 2009-04-29 | 0.183 | [9 empty] | 2016-03-01 | 1026.8442 | 1026.5061 | 1029.5 | [8 empty] | 2005-08-10 | 42.321
|  | 2009-04-29 05:20 | 0.183 | [9 empty] | 2016-04-01 | 1027.0242 | 1026.506 | 1029.4917 | [8 empty] | 2005-08-11 | 42.321
|  | 2009-05-07 | 0.143 | [9 empty] | 2016-05-01 | 1027.218 | 1026.5031 | 1029.46 | [8 empty] | 2005-08-12 | 42.321
|  | 2009-05-07 15:00 | 0.143 | [9 empty] | 2016-06-01 | 1029.4393 | 1026.5015 | 1029.4481 | [8 empty] | 2005-08-13 | 42.321
|  | 2009-05-14 | 0.0506 | [9 empty] | 2016-07-01 | 1029.4049 | 1026.5015 | 1029.4376 | [8 empty] | 2005-08-14 | 42.321
|  | 2009-05-14 05:15 | 0.0506 | [9 empty] | 2016-08-01 | 1029.4169 | 1026.5032 | 1029.4453 | [8 empty] | 2005-08-15 | 42.321
|  | 2009-05-14 05:25 | [10 empty] | 2016-09-01 | 1029.4387 | 1026.5016 | 1029.4545 | [8 empty] | 2005-08-16 | 41.694
|  | 2009-05-21 | 0.0439 | [9 empty] | 2016-10-01 | 1028.01 | 1026.5007 | 1029.4763 | [8 empty] | 2005-08-17 | 41.694
|  | 2009-05-21 05:20 | 0.0439 | [9 empty] | 2016-11-01 | 1027.2655 | 1026.5004 | 1029.4971 | [8 empty] | 2005-08-18 | 41.694
|  | 2009-05-31 | 0.0176 | [9 empty] | 2016-12-01 | 1026.8884 | 1026.5002 | 1029.5 | [8 empty] | 2005-08-19 | 41.694
|  | 2009-05-31 06:10 | 0.0176 | [9 empty] | 2017-01-01 | 1026.6949 | 1026.5001 | 1029.5 | [8 empty] | 2005-08-20 | 41.694
|  | 2009-06-07 | 0.0132 | [9 empty] | 2017-02-01 | 1026.5977 | 1026.5 | 1029.5 | [8 empty] | 2005-08-21 | 41.694
|  | 2009-06-07 16:40 | 0.0132 | [9 empty] | 2017-03-01 | 1026.8259 | 1026.5 | 1029.5 | [8 empty] | 2005-08-22 | 41.694
|  | 2009-06-08 | 0.0182 | [9 empty] | 2017-04-01 | 1027.0034 | 1026.5 | 1029.4916 | [8 empty] | 2005-08-23 | 17.007
|  | 2009-06-08 11:55 | 0.0182 | [9 empty] | 2017-05-01 | 1027.1765 | 1026.5 | 1029.4541 | [8 empty] | 2005-08-24 | 17.007
|  | 2009-06-14 | 0.0221 | [9 empty] | 2017-06-01 | 1029.4392 | 1026.5 | 1029.4481 | [8 empty] | 2005-08-25 | 17.007
|  | 2009-06-14 11:55 | 0.0221 | [9 empty] | 2017-07-01 | 1029.4049 | 1026.5 | 1029.4376 | [8 empty] | 2005-08-26 | 17.007
|  | 2009-06-21 | 0.0375 | [9 empty] | 2017-08-01 | 1029.4169 | 1026.5015 | 1029.4453 | [8 empty] | 2005-08-27 | 17.007
|  | 2009-06-21 01:10 | [10 empty] | 2017-09-01 | 1029.4387 | 1026.8893 | 1029.4597 | [8 empty] | 2005-08-28 | 17.007
|  | 2009-06-21 13:10 | 0.0375 | [9 empty] | 2017-10-01 | 1028.01 | 1026.6946 | 1029.4763 | [8 empty] | 2005-08-29 | 17.007
|  | 2009-06-28 | 0.0379 | [9 empty] | 2017-11-01 | 1027.2697 | 1026.5973 | 1029.4968 | [8 empty] | 2005-08-30 | 17.007
|  | 2009-06-28 06:05 | 0.0379 | [9 empty] | 2017-12-01 | 1026.8906 | 1026.5487 | 1029.5 | [8 empty] | 2005-08-31 | 0
|  | 2009-07-05 | 0.033 | [9 empty] | 2018-01-01 | 1026.6957 | 1026.5243 | 1029.5 | [8 empty] | 2005-09-01 | 0
|  | 2009-07-05 05:10 | 0.028 | [9 empty] | 2018-02-01 | 1026.6072 | 1026.5122 | 1029.5 | [8 empty] | 2005-09-02 | 0
|  | 2009-07-12 | 0.03 | [9 empty] | 2018-03-01 | 1026.8379 | 1026.5061 | 1029.5 | [8 empty] | 2005-09-03 | 0
|  | 2009-07-12 08:50 | 0.0337 | [9 empty] | 2018-04-01 | 1027.032 | 1026.5031 | 1029.4917 | [8 empty] | 2005-09-04 | 0
|  | 2009-07-13 | 0.0402 | [9 empty] | 2018-05-01 | 1027.2324 | 1026.5015 | 1029.4541 | [8 empty] | 2005-09-05 | 0
|  | 2009-07-13 10:00 | 0.0402 | [9 empty] | 2018-06-01 | 1029.4399 | 1026.5007 | 1029.4481 | [8 empty] | 2005-09-06 | 0
|  | 2009-07-19 | 0.0607 | [9 empty] | 2018-07-01 | 1029.4049 | 1026.5061 | 1029.4376 | [8 empty] | 2005-09-07 | 0
|  | 2009-07-19 10:15 | 0.0607 | [9 empty] | 2018-08-01 | 1029.4169 | 1027.2607 | 1029.4452 | [8 empty] | 2005-09-08 | 0
|  | 2009-07-26 08:45 | 0.0673 | [9 empty] | 2018-09-01 | 1029.4387 | 1026.8895 | 1029.4545 | [8 empty] | 2005-09-09 | 0
|  | 2009-08-02 | 0.0462 | [9 empty] | 2018-10-01 | 1028.01 | 1026.6948 | 1029.4763 | [8 empty] | 2005-09-10 | 0
|  | 2009-08-02 14:55 | 0.07 | [9 empty] | 2018-11-01 | 1027.2671 | 1026.5974 | 1029.4968 | [8 empty] | 2005-09-11 | 0
|  | 2009-08-09 | 0.0457 | [9 empty] | 2018-12-01 | 1026.8899 | 1026.5487 | 1029.5 | [8 empty] | 2005-09-12 | 0
|  | 2009-08-09 16:50 | 0.0457 | [9 empty] | 2019-01-01 | 1026.8937 | 1026.5243 | 1029.5 | [8 empty] | 2005-09-13 | 0
|  | 2009-08-15 | 0.0483 | [9 empty] | 2019-02-01 | 1026.6968 | 1026.5122 | 1029.5 | [8 empty] | 2005-09-14 | 0
|  | 2009-08-15 13:25 | 0.0483 | [9 empty] | 2019-03-01 | 1026.8839 | 1026.5061 | 1029.5 | [8 empty] | 2005-09-15 | 0
|  | 2009-08-23 | 0.0327 | [9 empty] | 2019-04-01 | 1027.0044 | 1026.5031 | 1029.4916 | [8 empty] | 2005-09-16 | 0
|  | 2009-08-23 11:00 | 0.0327 | [9 empty] | 2019-05-01 | 1027.1646 | 1026.5015 | 1029.4536 | [8 empty] | 2005-09-17 | 0
|  | 2009-08-30 | 0.0407 | [9 empty] | 2019-06-01 | 1029.442 | 1026.5007 | 1029.4481 | [8 empty] | 2005-09-18 | 0
|  | 2009-08-30 09:15 | 0.0407 | [9 empty] | 2019-07-01 | 1029.4049 | 1026.5216 | 1029.4376 | [8 empty] | 2005-09-19 | 0
|  | 2009-09-02 19:15 | 0.042 | [9 empty] | 2019-08-01 | 1029.4169 | 1027.2607 | 1029.4451 | [8 empty] | 2005-09-20 | 106.06
|  | 2009-09-03 | 0.042 | [9 empty] | 2019-09-01 | 1029.4387 | 1026.8892 | 1029.4545 | [8 empty] | 2005-09-21 | 106.06
|  | 2009-09-06 | 0.0511 | [9 empty] | 2019-10-01 | 1028.01 | 1026.6946 | 1029.4763 | [8 empty] | 2005-09-22 | 106.06
|  | 2009-09-06 09:10 | 0.0511 | [9 empty] | 2019-11-01 | 1027.2683 | 1026.5973 | 1029.4968 | [8 empty] | 2005-09-23 | 143.19
|  | 2009-09-13 | 0.0577 | [9 empty] | 2019-12-01 | 1026.8906 | 1026.5487 | 1029.5 | [8 empty] | 2005-09-24 | 143.19
|  | 2009-09-13 08:20 | 0.0577 | [9 empty] | 2020-01-01 | 1026.7164 | 1026.5243 | 1029.5 | [8 empty] | 2005-09-25 | 143.19
|  | 2009-09-20 | 0.0611 | [9 empty] | 2020-02-01 | 1026.6124 | 1026.5122 | 1029.5 | [8 empty] | 2005-09-26 | 143.19
|  | 2009-09-20 09:40 | 0.0611 | [9 empty] | 2020-03-01 | 1026.8479 | 1026.5061 | 1029.5 | [8 empty] | 2005-09-27 | 197.5
|  | 2009-09-24 11:40 | 0.125 | [9 empty] | 2020-04-01 | 1027.0208 | 1026.5031 | 1029.4922 | [8 empty] | 2005-09-28 | 244.55
|  | 2009-09-24 17:10 | 0.0159 | [9 empty] | 2020-05-01 | 1027.2371 | 1026.5015 | 1029.4623 | [8 empty] | 2005-09-29 | 244.55
|  | 2009-10-07 | 0.0836 | [9 empty] | 2020-06-01 | 1029.4352 | 1026.5007 | 1029.4481 | [8 empty] | 2005-09-30 | 215.15
|  | 2009-10-07 11:40 | 0.082 | [9 empty] | 2020-07-01 | 1029.4049 | 1026.5007 | 1029.4376 | [8 empty] | 2005-10-01 | 215.15
|  | 2009-10-07 17:49 | 0.0836 | [9 empty] | 2020-08-01 | 1029.4169 | 1026.5004 | 1029.4453 | [8 empty] | 2005-10-02 | 215.15
|  | 2009-10-07 17:56 | 0.032 | [9 empty] | 2020-09-01 | 1029.4387 | 1026.5248 | 1029.4597 | [8 empty] | 2005-10-03 | 215.15
|  | 2009-10-08 11:22 | 0.097 | [9 empty] | 2020-10-01 | 1028.01 | 1026.693 | 1029.4763 | [8 empty] | 2005-10-04 | 226.2
|  | 2009-10-08 14:30 | 0.084 | [9 empty] | 2020-11-01 | 1027.2683 | 1026.5964 | 1029.4968 | [8 empty] | 2005-10-05 | 226.2
|  | 2009-10-09 10:02 | 0.043 | [9 empty] | 2020-12-01 | 1026.9191 | 1026.5482 | 1029.5 | [8 empty] | 2005-10-06 | 0
|  | 2009-10-09 14:49 | 0.094 | [9 empty] | 2021-01-01 | 1026.8936 | 1026.5242 | 1029.5 | [8 empty] | 2005-10-07 | 0
|  | 2009-10-10 10:53 | 0.056 | [9 empty] | 2021-02-01 | 1026.6968 | 1026.5121 | 1029.5 | [8 empty] | 2005-10-08 | 0
|  | 2009-10-10 14:38 | 0.094 | [9 empty] | 2021-03-01 | 1026.8337 | 1026.506 | 1029.5 | [8 empty] | 2005-10-09 | 0
|  | 2009-10-11 11:55 | 0.038 | [9 empty] | 2021-04-01 | 1027.0046 | 1026.5031 | 1029.4937 | [8 empty] | 2005-10-10 | 0
|  | 2009-10-11 14:40 | 0.102 | [9 empty] | 2021-05-01 | 1027.2035 | 1026.5031 | 1029.4597 | [8 empty] | 2005-10-11 | 0
|  | 2009-10-12 12:05 | 0.055 | [9 empty] | 2021-06-01 | 1029.4399 | 1026.5031 | 1029.4481 | [8 empty] | 2005-10-12 | 0
|  | 2009-10-12 14:35 | 0.1 | [9 empty] | 2021-07-01 | 1029.4049 | 1026.5015 | 1029.4376 | [8 empty] | 2005-10-13 | 0
|  | 2009-10-16 17:40 | 0.071 | [9 empty] | 2021-08-01 | 1029.4169 | 1026.5017 | 1029.4453 | [8 empty] | 2005-10-14 | 0
|  | 2009-10-17 | 0.0895 | [9 empty] | 2021-09-01 | 1029.4387 | 1026.8896 | 1029.4597 | [8 empty] | 2005-10-15 | 0
|  | 2009-10-17 12:25 | 0.115 | [9 empty] | 2021-10-01 | 1028.01 | 1026.6948 | 1029.4763 | [8 empty] | 2005-10-16 | 0
|  | 2009-10-17 12:35 | [10 empty] | 2021-11-01 | 1027.2655 | 1026.5974 | 1029.4971 | [8 empty] | 2005-10-17 | 0
|  | 2009-10-17 16:50 | 0.114 | [9 empty] | 2021-12-01 | 1026.8899 | 1026.5487 | 1029.5 | [8 empty] | 2005-10-18 | 0
|  | 2009-10-18 10:40 | 0.04 | [9 empty] | 2022-01-01 | 1026.6953 | 1026.5244 | 1029.5 | [8 empty] | 2005-10-19 | 0
|  | 2009-10-18 15:44 | 0.12 | [21 empty] | 2005-10-20 | 0
|  | 2009-10-19 11:35 | 0.053 | [21 empty] | 2005-10-21 | 0
|  | 2009-10-19 16:58 | 0.096 | [21 empty] | 2005-10-22 | 0
|  | 2009-10-20 13:05 | 0.067667 | [21 empty] | 2005-10-23 | 0
|  | 2009-10-20 16:15 | 0.091 | [21 empty] | 2005-10-24 | 0
|  | 2009-10-21 12:58 | 0.062 | [21 empty] | 2005-10-25 | 0
|  | 2009-10-21 15:28 | 0.101 | [21 empty] | 2005-10-26 | 0
|  | 2009-10-22 12:21 | 0.04 | [21 empty] | 2005-10-27 | 0
|  | 2009-10-22 15:15 | 0.111 | [21 empty] | 2005-10-28 | 0
|  | 2009-10-23 12:50 | 0.084 | [21 empty] | 2005-10-29 | 0
|  | 2009-10-23 15:30 | 0.112 | [21 empty] | 2005-10-30 | 0
|  | 2009-10-24 15:31 | 0.05 | [21 empty] | 2005-10-31 | 0
|  | 2009-10-24 16:30 | 0.125 | [21 empty] | 2005-11-01 | 0
|  | 2009-10-25 | 0.0959 | [21 empty] | 2005-11-02 | 0
|  | 2009-10-25 13:40 | 0.086 | [21 empty] | 2005-11-03 | 0
|  | 2009-10-25 15:45 | 0.118 | [21 empty] | 2005-11-04 | 0
|  | 2009-10-26 12:40 | 0.089 | [21 empty] | 2005-11-05 | 0
|  | 2009-10-26 15:45 | 0.129 | [21 empty] | 2005-11-06 | 0
|  | 2009-10-27 10:57 | 0.121 | [21 empty] | 2005-11-07 | 0
|  | 2009-10-27 15:40 | 0.098 | [21 empty] | 2005-11-08 | 0
|  | 2009-10-28 11:23 | 0.081 | [21 empty] | 2005-11-09 | 0
|  | 2009-10-28 15:24 | 0.099 | [21 empty] | 2005-11-10 | 0
|  | 2009-10-29 14:09 | 0.081 | [21 empty] | 2005-11-11 | 0
|  | 2009-10-29 15:44 | 0.09 | [21 empty] | 2005-11-12 | 0
|  | 2009-10-30 11:28 | 0.082 | [21 empty] | 2005-11-13 | 0
|  | 2009-10-30 15:48 | 0.089 | [21 empty] | 2005-11-14 | 0
|  | 2009-10-31 11:24 | 0.065 | [21 empty] | 2005-11-15 | 0
|  | 2009-10-31 15:17 | 0.078 | [21 empty] | 2005-11-16 | 0
|  | 2009-11-01 | 0.095 | [21 empty] | 2005-11-17 | 0
|  | 2009-11-01 12:16 | 0.119 | [21 empty] | 2005-11-18 | 0
|  | 2009-11-01 15:52 | 0.092 | [21 empty] | 2005-11-19 | 0
|  | 2009-11-04 | 0.03 | [21 empty] | 2005-11-20 | 0
|  | 2009-11-04 15:09 | 0.03 | [21 empty] | 2005-11-21 | 0
|  | 2009-12-01 | 0.0331 | [21 empty] | 2005-11-22 | 0
|  | 2009-12-01 14:33 | [22 empty] | 2005-11-23 | 0
|  | 2009-12-01 14:43 | 0.0331 | [21 empty] | 2005-11-24 | 0
|  | 2010-01-11 | 0.0431 | [21 empty] | 2005-11-25 | 0
|  | 2010-01-11 12:32 | 0.0431 | [21 empty] | 2005-11-26 | 0
|  | 2010-02-22 | 0.022 | [21 empty] | 2005-11-27 | 0
|  | 2010-02-22 14:20 | 0.022 | [21 empty] | 2005-11-28 | 0
|  | 2010-03-10 | 0.0241 | [21 empty] | 2005-11-29 | 0
|  | 2010-03-10 08:52 | 0.0241 | [21 empty] | 2005-11-30 | 0
|  | 2010-03-22 | 0.0321 | [21 empty] | 2005-12-01 | 0
|  | 2010-03-22 07:20 | 3.2e-05 | [21 empty] | 2005-12-02 | 0
|  | 2010-03-22 17:46 | 0.032 | [21 empty] | 2005-12-03 | 0
|  | 2010-03-23 07:25 | 5.5e-05 | [21 empty] | 2005-12-04 | 0
|  | 2010-03-23 13:10 | 0.055 | [21 empty] | 2005-12-05 | 0
|  | 2010-03-24 08:42 | 0.000145 | [21 empty] | 2005-12-06 | 0
|  | 2010-03-24 09:23 | 0.145 | [21 empty] | 2005-12-07 | 0
|  | 2010-03-25 07:14 | 0.086 | [21 empty] | 2005-12-08 | 0
|  | 2010-03-25 08:13 | 8.6e-05 | [21 empty] | 2005-12-09 | 0
|  | 2010-03-25 10:41 | 8.15e-05 | [21 empty] | 2005-12-10 | 0
|  | 2010-03-25 14:49 | 0.0815 | [21 empty] | 2005-12-11 | 0
|  | 2010-03-26 08:06 | 0.098 | [21 empty] | 2005-12-12 | 0
|  | 2010-03-26 09:10 | 9.8e-05 | [21 empty] | 2005-12-13 | 0
|  | 2010-03-27 07:30 | 0.082 | [21 empty] | 2005-12-14 | 0
|  | 2010-03-27 07:51 | 8.2e-05 | [21 empty] | 2005-12-15 | 0
|  | 2010-03-28 07:35 | 0.0915 | [21 empty] | 2005-12-16 | 0
|  | 2010-03-28 17:51 | 9.15e-05 | [21 empty] | 2005-12-17 | 0
|  | 2010-03-29 08:32 | 0.091 | [21 empty] | 2005-12-18 | 0
|  | 2010-03-29 13:21 | 9.1e-05 | [21 empty] | 2005-12-19 | 0
|  | 2010-03-30 | 0.101 | [21 empty] | 2005-12-20 | 0
|  | 2010-03-30 07:04 | 9e-05 | [21 empty] | 2005-12-21 | 0
|  | 2010-03-30 08:06 | 0.087 | [21 empty] | 2005-12-22 | 0
|  | 2010-03-30 09:11 | 8.7e-05 | [21 empty] | 2005-12-23 | 0
|  | 2010-03-30 10:50 | 0.09 | [21 empty] | 2005-12-24 | 0
|  | 2010-03-31 09:03 | 0.0795 | [21 empty] | 2005-12-25 | 0
|  | 2010-03-31 14:46 | 7.95e-05 | [21 empty] | 2005-12-26 | 0
|  | 2010-04-01 07:57 | 0.0805 | [21 empty] | 2005-12-27 | 0
|  | 2010-04-01 08:00 | 8.05e-05 | [21 empty] | 2005-12-28 | 0
|  | 2010-04-05 07:20 | 2.75e-05 | [21 empty] | 2005-12-29 | 0
|  | 2010-04-05 07:25 | 5.9e-05 | [21 empty] | 2005-12-30 | 0
|  | 2010-04-05 08:09 | 0.0275 | [21 empty] | 2005-12-31 | 0
|  | 2010-04-05 11:09 | 0.059 | [21 empty] | 2006-01-01 | 0
|  | 2010-04-06 | 0.11 | [21 empty] | 2006-01-02 | 0
|  | 2010-04-06 08:24 | 0.0915 | [21 empty] | 2006-01-03 | 0
|  | 2010-04-06 08:42 | 9.15e-05 | [21 empty] | 2006-01-04 | 0
|  | 2010-04-07 08:13 | 8.85e-05 | [21 empty] | 2006-01-05 | 0
|  | 2010-04-07 08:48 | 0.0885 | [21 empty] | 2006-01-06 | 0
|  | 2010-04-08 10:41 | 8.85e-05 | [21 empty] | 2006-01-07 | 0
|  | 2010-04-08 10:43 | 0.0885 | [21 empty] | 2006-01-08 | 0
|  | 2010-04-09 07:55 | 0.0945 | [21 empty] | 2006-01-09 | 0
|  | 2010-04-09 09:10 | 9.45e-05 | [21 empty] | 2006-01-10 | 0
|  | 2010-04-10 07:30 | 0.089 | [21 empty] | 2006-01-11 | 0
|  | 2010-04-10 07:51 | 8.9e-05 | [21 empty] | 2006-01-12 | 0
|  | 2010-04-11 07:50 | 0.0635 | [21 empty] | 2006-01-13 | 0
|  | 2010-04-11 10:54 | 6.35e-05 | [21 empty] | 2006-01-14 | 0
|  | 2010-04-12 08:14 | 0.0645 | [21 empty] | 2006-01-15 | 0
|  | 2010-04-12 08:36 | 6.45e-05 | [21 empty] | 2006-01-16 | 0
|  | 2010-04-13 | 0.0925 | [21 empty] | 2006-01-17 | 0
|  | 2010-04-13 08:57 | 7.35e-05 | [21 empty] | 2006-01-18 | 0
|  | 2010-04-13 09:04 | 0.0735 | [21 empty] | 2006-01-19 | 0
|  | 2010-04-14 08:20 | 0.059 | [21 empty] | 2006-01-20 | 0
|  | 2010-04-14 10:34 | 5.9e-05 | [21 empty] | 2006-01-21 | 0
|  | 2010-04-15 08:05 | 0.063 | [21 empty] | 2006-01-22 | 0
|  | 2010-04-15 08:07 | 6.3e-05 | [21 empty] | 2006-01-23 | 0
|  | 2010-04-20 | 0.0738 | [21 empty] | 2006-01-24 | 0
|  | 2010-04-20 14:16 | 9.3e-05 | [21 empty] | 2006-01-25 | 0
|  | 2010-04-20 14:43 | 0.093 | [21 empty] | 2006-01-26 | 0
|  | 2010-04-23 07:34 | 0.056 | [21 empty] | 2006-01-27 | 0
|  | 2010-04-23 07:40 | 5.6e-05 | [21 empty] | 2006-01-28 | 0
|  | 2010-04-25 07:40 | 6.4e-05 | [21 empty] | 2006-01-29 | 0
|  | 2010-04-25 07:44 | 0.064 | [21 empty] | 2006-01-30 | 0
|  | 2010-04-26 08:30 | 3.5e-05 | [21 empty] | 2006-01-31 | 6.8154
|  | 2010-04-26 08:43 | 0.035 | [21 empty] | 2006-02-01 | 6.8154
|  | 2010-04-27 | 0.0427 | [21 empty] | 2006-02-02 | 6.8154
|  | 2010-04-27 01:50 | 0.034 | [21 empty] | 2006-02-03 | 6.8154
|  | 2010-04-27 09:10 | 3.4e-05 | [21 empty] | 2006-02-04 | 6.8154
|  | 2010-04-27 13:50 | 0.0427 | [21 empty] | 2006-02-05 | 6.8154
|  | 2010-04-29 08:26 | 3.6e-05 | [21 empty] | 2006-02-06 | 6.8154
|  | 2010-04-29 15:35 | 0.036 | [21 empty] | 2006-02-07 | 6.8154
|  | 2010-05-02 08:12 | 5.1e-05 | [21 empty] | 2006-02-08 | 6.8154
|  | 2010-05-02 09:05 | 0.051 | [21 empty] | 2006-02-09 | 6.8154
|  | 2010-05-02 14:15 | [22 empty] | 2006-02-10 | 6.8154
|  | 2010-05-03 07:40 | 4.65e-05 | [21 empty] | 2006-02-11 | 6.8154
|  | 2010-05-03 08:29 | 0.0465 | [21 empty] | 2006-02-12 | 6.8154
|  | 2010-05-04 | 0.063 | [21 empty] | 2006-02-13 | 6.8154
|  | 2010-05-04 07:40 | 6.6e-05 | [21 empty] | 2006-02-14 | 0
|  | 2010-05-04 08:37 | 0.066 | [21 empty] | 2006-02-15 | 0
|  | 2010-05-04 08:49 | 0.063 | [21 empty] | 2006-02-16 | 5.9065
|  | 2010-05-05 08:20 | 6.4e-05 | [21 empty] | 2006-02-17 | 5.9065
|  | 2010-05-05 08:41 | 0.064 | [21 empty] | 2006-02-18 | 5.9065
|  | 2010-05-06 08:21 | 8.5e-05 | [21 empty] | 2006-02-19 | 5.9065
|  | 2010-05-06 08:50 | 0.085 | [21 empty] | 2006-02-20 | 5.9065
|  | 2010-05-07 06:35 | 0.058 | [21 empty] | 2006-02-21 | 129.49
|  | 2010-05-07 14:36 | 5.8e-05 | [21 empty] | 2006-02-22 | 141.99
|  | 2010-05-08 08:04 | 0.06 | [21 empty] | 2006-02-23 | 141.99
|  | 2010-05-08 08:52 | 6e-05 | [21 empty] | 2006-02-24 | 210.14
|  | 2010-05-09 08:13 | 0.065 | [21 empty] | 2006-02-25 | 210.14
|  | 2010-05-09 08:30 | 6.5e-05 | [21 empty] | 2006-02-26 | 210.14
|  | 2010-05-10 08:19 | 0.059 | [21 empty] | 2006-02-27 | 210.14
|  | 2010-05-10 12:15 | 5.9e-05 | [21 empty] | 2006-02-28 | 177.51
|  | 2010-05-11 | 0.0454 | [21 empty] | 2006-03-01 | 177.51
|  | 2010-05-11 08:20 | 0.046 | [21 empty] | 2006-03-02 | 208.47
|  | 2010-05-11 09:04 | [22 empty] | 2006-03-03 | 181.04
|  | 2010-05-11 13:55 | 4.6e-05 | [21 empty] | 2006-03-04 | 181.04
|  | 2010-05-12 08:39 | 0.059 | [21 empty] | 2006-03-05 | 195.3
|  | 2010-05-12 13:55 | 5.9e-05 | [21 empty] | 2006-03-06 | 195.3
|  | 2010-05-13 07:37 | 0.051 | [21 empty] | 2006-03-07 | 194.21
|  | 2010-05-13 16:52 | 5.1e-05 | [21 empty] | 2006-03-08 | 194.21
|  | 2010-05-14 07:46 | 0.052 | [21 empty] | 2006-03-09 | 208.47
|  | 2010-05-14 13:55 | 5.2e-05 | [21 empty] | 2006-03-10 | 0
|  | 2010-05-15 07:24 | 0.054 | [21 empty] | 2006-03-11 | 0
|  | 2010-05-15 07:54 | 5.4e-05 | [21 empty] | 2006-03-12 | 0
|  | 2010-05-16 08:03 | 0.043 | [21 empty] | 2006-03-13 | 0
|  | 2010-05-16 08:32 | 4.3e-05 | [21 empty] | 2006-03-14 | 0
|  | 2010-05-17 08:27 | 0.04 | [21 empty] | 2006-03-15 | 0
|  | 2010-05-17 13:56 | 4e-05 | [21 empty] | 2006-03-16 | 0
|  | 2010-05-18 | 0.0385 | [21 empty] | 2006-03-17 | 0
|  | 2010-05-18 08:34 | 0.034 | [21 empty] | 2006-03-18 | 0
|  | 2010-05-18 09:00 | 3.4e-05 | [21 empty] | 2006-03-19 | 0
|  | 2010-05-18 11:02 | 0.0385 | [21 empty] | 2006-03-20 | 0
|  | 2010-05-18 14:43 | [22 empty] | 2006-03-21 | 0
|  | 2010-05-19 | 0.0398 | [21 empty] | 2006-03-22 | 0
|  | 2010-05-19 08:25 | 0.033 | [21 empty] | 2006-03-23 | 0
|  | 2010-05-19 15:36 | 3.3e-05 | [21 empty] | 2006-03-24 | 0
|  | 2010-05-20 08:00 | 3.8e-05 | [21 empty] | 2006-03-25 | 0
|  | 2010-05-20 08:18 | 0.038 | [21 empty] | 2006-03-26 | 0
|  | 2010-05-21 08:36 | 0.026 | [21 empty] | 2006-03-27 | 0
|  | 2010-05-21 09:00 | 2.6e-05 | [21 empty] | 2006-03-28 | 0
|  | 2010-05-22 07:50 | 2.2e-05 | [21 empty] | 2006-03-29 | 0
|  | 2010-05-22 08:05 | 0.022 | [21 empty] | 2006-03-30 | 0
|  | 2010-05-23 08:16 | 0.026 | [21 empty] | 2006-03-31 | 0
|  | 2010-05-23 08:35 | 2.6e-05 | [21 empty] | 2006-04-01 | 0
|  | 2010-05-24 07:33 | 0.024 | [21 empty] | 2006-04-02 | 0
|  | 2010-05-24 08:49 | 2.4e-05 | [21 empty] | 2006-04-03 | 0
|  | 2010-05-25 | 0.0226 | [21 empty] | 2006-04-04 | 0
|  | 2010-05-25 08:40 | 0.022 | [21 empty] | 2006-04-05 | 0
|  | 2010-05-25 08:48 | 2.2e-05 | [21 empty] | 2006-04-06 | 0
|  | 2010-05-25 13:50 | [22 empty] | 2006-04-07 | 0
|  | 2010-05-26 08:19 | 0.024 | [21 empty] | 2006-04-08 | 0
|  | 2010-05-26 08:56 | 2.4e-05 | [21 empty] | 2006-04-09 | 0
|  | 2010-05-27 06:43 | 2.8e-05 | [21 empty] | 2006-04-10 | 0
|  | 2010-05-27 09:07 | 0.028 | [21 empty] | 2006-04-11 | 0
|  | 2010-06-01 | 0.0426 | [21 empty] | 2006-04-12 | 0
|  | 2010-06-01 08:40 | 0.0426 | [21 empty] | 2006-04-13 | 0
|  | 2010-06-01 08:45 | [22 empty] | 2006-04-14 | 0
|  | 2010-06-08 | 0.0399 | [21 empty] | 2006-04-15 | 0
|  | 2010-06-08 07:55 | 4e-05 | [21 empty] | 2006-04-16 | 0
|  | 2010-06-08 08:36 | 0.04 | [21 empty] | 2006-04-17 | 0
|  | 2010-06-15 | 0.0484 | [21 empty] | 2006-04-18 | 0
|  | 2010-06-15 08:07 | 4.6e-05 | [21 empty] | 2006-04-19 | 0
|  | 2010-06-15 09:01 | 0.046 | [21 empty] | 2006-04-20 | 0
|  | 2010-06-15 09:11 | [22 empty] | 2006-04-21 | 0
|  | 2010-06-22 | 0.0455 | [21 empty] | 2006-04-22 | 0
|  | 2010-06-22 08:25 | 0.000114 | [21 empty] | 2006-04-23 | 0
|  | 2010-06-22 09:56 | 0.114 | [21 empty] | 2006-04-24 | 0
|  | 2010-06-24 08:05 | 4.4e-05 | [21 empty] | 2006-04-25 | 0
|  | 2010-06-24 09:13 | 0.044 | [21 empty] | 2006-04-26 | 0
|  | 2010-06-29 | 0.0493 | [21 empty] | 2006-04-27 | 0
|  | 2010-06-29 08:31 | 4.7e-05 | [21 empty] | 2006-04-28 | 0
|  | 2010-06-29 09:50 | 0.047 | [21 empty] | 2006-04-29 | 0
|  | 2010-06-29 09:55 | [22 empty] | 2006-04-30 | 0
|  | 2010-07-06 | 0.0334 | [21 empty] | 2006-05-01 | 0
|  | 2010-07-06 07:32 | 4.8e-05 | [21 empty] | 2006-05-02 | 39.756
|  | 2010-07-06 09:56 | 0.048 | [21 empty] | 2006-05-03 | 39.756
|  | 2010-07-13 | 0.0429 | [21 empty] | 2006-05-04 | 58.158
|  | 2010-07-13 07:37 | 4e-05 | [21 empty] | 2006-05-05 | 58.158
|  | 2010-07-13 08:45 | 0.04 | [21 empty] | 2006-05-06 | 58.158
|  | 2010-07-20 | 0.0583 | [21 empty] | 2006-05-07 | 58.158
|  | 2010-07-20 07:34 | 4.6e-05 | [21 empty] | 2006-05-08 | 58.158
|  | 2010-07-20 10:08 | 0.046 | [21 empty] | 2006-05-09 | 270.34
|  | 2010-07-27 | 0.0726 | [21 empty] | 2006-05-10 | 270.34
|  | 2010-07-27 07:55 | 6.3e-05 | [21 empty] | 2006-05-11 | 270.34
|  | 2010-07-27 09:01 | 0.063 | [21 empty] | 2006-05-12 | 108.25
|  | 2010-07-27 09:11 | [22 empty] | 2006-05-13 | 108.25
|  | 2010-08-03 | 0.0179 | [21 empty] | 2006-05-14 | 108.25
|  | 2010-08-03 13:14 | 0.019 | [21 empty] | 2006-05-15 | 108.25
|  | 2010-08-03 14:50 | 0.019 | [21 empty] | 2006-05-16 | 0
|  | 2010-08-10 | 0.0614 | [21 empty] | 2006-05-17 | 0
|  | 2010-08-10 08:23 | 5.4e-05 | [21 empty] | 2006-05-18 | 0
|  | 2010-08-10 08:56 | 0.054 | [21 empty] | 2006-05-19 | 0
|  | 2010-08-17 | 0.052 | [21 empty] | 2006-05-20 | 0
|  | 2010-08-17 08:29 | 5.1e-05 | [21 empty] | 2006-05-21 | 0
|  | 2010-08-17 08:50 | 0.051 | [21 empty] | 2006-05-22 | 0
|  | 2010-08-24 | 0.0424 | [21 empty] | 2006-05-23 | 0
|  | 2010-08-24 08:22 | 3.7e-05 | [21 empty] | 2006-05-24 | 104.24
|  | 2010-08-24 08:40 | 0.037 | [21 empty] | 2006-05-25 | 104.24
|  | 2010-08-24 08:45 | [22 empty] | 2006-05-26 | 105.33
|  | 2010-08-31 | 0.0496 | [21 empty] | 2006-05-27 | 105.33
|  | 2010-08-31 08:14 | 4.6e-05 | [21 empty] | 2006-05-28 | 105.33
|  | 2010-08-31 14:10 | 0.046 | [21 empty] | 2006-05-29 | 105.33
|  | 2010-09-07 | 0.0411 | [21 empty] | 2006-05-30 | 89.24
|  | 2010-09-07 08:25 | 0.000101 | [21 empty] | 2006-05-31 | 89.24
|  | 2010-09-07 09:30 | 0.101 | [21 empty] | 2006-06-01 | 89.24
|  | 2010-10-21 | 0.0239 | [21 empty] | 2006-06-02 | 0
|  | 2010-10-21 11:30 | 0.0239 | [21 empty] | 2006-06-03 | 0
|  | 2010-11-03 14:10 | 0.0347 | [21 empty] | 2006-06-04 | 0
|  | 2010-11-09 | 0.036 | [21 empty] | 2006-06-05 | 0
|  | 2010-11-09 16:28 | 0.036 | [21 empty] | 2006-06-06 | 0
|  | 2010-11-17 07:27 | 0.000118 | [21 empty] | 2006-06-07 | 0
|  | 2010-11-17 07:59 | 0.000113 | [21 empty] | 2006-06-08 | 0
|  | 2010-11-17 08:10 | 0.000117 | [21 empty] | 2006-06-09 | 0
|  | 2010-11-17 08:30 | 0.000119 | [21 empty] | 2006-06-10 | 0
|  | 2010-11-17 12:20 | 0.113 | [21 empty] | 2006-06-11 | 0
|  | 2010-11-17 15:16 | 0.117 | [21 empty] | 2006-06-12 | 0
|  | 2010-11-17 16:40 | 0.118 | [21 empty] | 2006-06-13 | 2.9258
|  | 2010-11-17 16:41 | 0.119 | [21 empty] | 2006-06-14 | 2.9258
|  | 2010-11-18 | 0.135 | [21 empty] | 2006-06-15 | 2.9258
|  | 2010-11-18 08:15 | 0.00011 | [21 empty] | 2006-06-16 | 2.9258
|  | 2010-11-18 10:30 | 0.11 | [21 empty] | 2006-06-17 | 2.9258
|  | 2010-11-19 09:03 | 0.000109 | [21 empty] | 2006-06-18 | 2.9258
|  | 2010-11-19 11:25 | 0.109 | [21 empty] | 2006-06-19 | 2.9258
|  | 2010-11-20 07:48 | 0.000109 | [21 empty] | 2006-06-20 | 2.9258
|  | 2010-11-20 10:00 | 0.109 | [21 empty] | 2006-06-21 | 2.9258
|  | 2010-11-21 07:44 | 0.000104 | [21 empty] | 2006-06-22 | 87.046
|  | 2010-11-21 10:00 | 0.104 | [21 empty] | 2006-06-23 | 87.046
|  | 2010-11-22 07:50 | 0.000104 | [21 empty] | 2006-06-24 | 87.046
|  | 2010-11-22 09:55 | 0.104 | [21 empty] | 2006-06-25 | 87.046
|  | 2010-11-23 08:15 | 0.000101 | [21 empty] | 2006-06-26 | 87.046
|  | 2010-11-23 10:08 | 0.101 | [21 empty] | 2006-06-27 | 87.046
|  | 2010-11-24 08:25 | 9.9e-05 | [21 empty] | 2006-06-28 | 0
|  | 2010-11-24 08:37 | 0.0001 | [21 empty] | 2006-06-29 | 0
|  | 2010-11-24 09:19 | 0.099 | [21 empty] | 2006-06-30 | 0
|  | 2010-11-24 17:02 | 0.1 | [21 empty] | 2006-07-01 | 0
|  | 2010-11-25 | 0.13 | [21 empty] | 2006-07-02 | 0
|  | 2010-11-25 07:50 | 9.2e-05 | [21 empty] | 2006-07-03 | 0
|  | 2010-11-25 08:24 | 0.000101 | [21 empty] | 2006-07-04 | 0
|  | 2010-11-25 10:06 | 0.101 | [21 empty] | 2006-07-05 | 0
|  | 2010-11-25 16:20 | 0.092 | [21 empty] | 2006-07-06 | 0
|  | 2010-11-26 06:51 | 9.3e-05 | [21 empty] | 2006-07-07 | 0
|  | 2010-11-26 06:55 | 8.8e-05 | [21 empty] | 2006-07-08 | 0
|  | 2010-11-26 10:05 | 0.088 | [21 empty] | 2006-07-09 | 0
|  | 2010-11-26 17:10 | 0.093 | [21 empty] | 2006-07-10 | 0
|  | 2010-11-27 08:10 | 8.7e-05 | [21 empty] | 2006-07-11 | 21.944
|  | 2010-11-27 08:26 | 8.9e-05 | [21 empty] | 2006-07-12 | 21.944
|  | 2010-11-27 08:55 | 0.087 | [21 empty] | 2006-07-13 | 21.944
|  | 2010-11-27 17:55 | 0.089 | [21 empty] | 2006-07-14 | 0
|  | 2010-11-28 08:12 | 8.6e-05 | [21 empty] | 2006-07-15 | 0
|  | 2010-11-28 08:25 | 8.8e-05 | [21 empty] | 2006-07-16 | 0
|  | 2010-11-28 08:32 | 0.088 | [21 empty] | 2006-07-17 | 0
|  | 2010-11-28 16:00 | 0.086 | [21 empty] | 2006-07-18 | 0
|  | 2010-11-29 07:45 | 8.9e-05 | [21 empty] | 2006-07-19 | 0
|  | 2010-11-29 07:55 | 9.1e-05 | [21 empty] | 2006-07-20 | 1.7553
|  | 2010-11-29 09:51 | 0.091 | [21 empty] | 2006-07-21 | 1.7553
|  | 2010-11-29 15:09 | 0.089 | [21 empty] | 2006-07-22 | 1.7553
|  | 2010-11-30 08:10 | 8.9e-05 | [21 empty] | 2006-07-23 | 1.7553
|  | 2010-11-30 08:21 | 9e-05 | [21 empty] | 2006-07-24 | 1.7553
|  | 2010-11-30 12:02 | 0.089 | [21 empty] | 2006-07-25 | 25.393
|  | 2010-11-30 15:23 | 0.09 | [21 empty] | 2006-07-26 | 25.393
|  | 2010-12-01 08:17 | 8.3e-05 | [21 empty] | 2006-07-27 | 25.393
|  | 2010-12-01 08:28 | 8.5e-05 | [21 empty] | 2006-07-28 | 25.393
|  | 2010-12-01 08:37 | 0.085 | [21 empty] | 2006-07-29 | 25.393
|  | 2010-12-01 15:25 | 0.083 | [21 empty] | 2006-07-30 | 25.393
|  | 2010-12-02 | 0.108 | [21 empty] | 2006-07-31 | 25.393
|  | 2010-12-02 08:10 | 8.7e-05 | [21 empty] | 2006-08-01 | 0
|  | 2010-12-02 08:42 | 0.087 | [21 empty] | 2006-08-02 | 0
|  | 2011-01-18 14:10 | 0.0296 | [21 empty] | 2006-08-03 | 0
|  | 2011-02-01 16:21 | 0.0256 | [21 empty] | 2006-08-04 | 0
|  | 2011-03-14 14:12 | 0.0259 | [21 empty] | 2006-08-05 | 0
|  | 2011-03-24 17:23 | 0.125 | [21 empty] | 2006-08-06 | 0
|  | 2011-03-29 14:02 | 0.109 | [21 empty] | 2006-08-07 | 0
|  | 2011-04-05 08:42 | 0.109 | [21 empty] | 2006-08-08 | 52.666
|  | 2011-04-12 09:35 | 0.113 | [21 empty] | 2006-08-09 | 52.666
|  | 2011-04-19 09:47 | 0.107 | [21 empty] | 2006-08-10 | 52.666
|  | 2011-04-26 11:29 | 0.0975 | [21 empty] | 2006-08-11 | 52.666
|  | 2011-05-03 14:30 | 0.189 | [21 empty] | 2006-08-12 | 52.666
|  | 2011-05-04 14:45 | 0.0628 | [21 empty] | 2006-08-13 | 52.666
|  | 2011-05-10 08:37 | 0.0997 | [21 empty] | 2006-08-14 | 52.666
|  | 2011-05-17 09:07 | 0.0625 | [21 empty] | 2006-08-15 | 0
|  | 2011-05-24 09:10 | 0.0226 | [21 empty] | 2006-08-16 | 0
|  | 2011-05-31 10:15 | 0.0138 | [21 empty] | 2006-08-17 | 0
|  | 2011-06-07 09:45 | 0.074 | [21 empty] | 2006-08-18 | 0
|  | 2011-06-14 14:09 | 0.0186 | [21 empty] | 2006-08-19 | 0
|  | 2011-06-21 11:10 | 0.0137 | [21 empty] | 2006-08-20 | 0
|  | 2011-06-28 11:22 | 0.0194 | [21 empty] | 2006-08-21 | 0
|  | 2011-07-05 09:50 | 0.0206 | [21 empty] | 2006-08-22 | 0
|  | 2011-07-12 08:51 | 0.019 | [21 empty] | 2006-08-23 | 0
|  | 2011-07-19 09:19 | 0.0223 | [21 empty] | 2006-08-24 | 0
|  | 2011-07-26 08:44 | 0.0356 | [21 empty] | 2006-08-25 | 0
|  | 2011-08-02 08:28 | 0.0351 | [21 empty] | 2006-08-26 | 0
|  | 2011-08-09 08:49 | 0.0276 | [21 empty] | 2006-08-27 | 0
|  | 2011-08-16 08:51 | 0.0161 | [21 empty] | 2006-08-28 | 0
|  | 2011-08-23 08:35 | 0.0166 | [21 empty] | 2006-08-29 | 98.749
|  | 2011-08-25 11:31 | 0.0166 | [21 empty] | 2006-08-30 | 80.567
|  | 2011-08-30 08:54 | 0.0182 | [21 empty] | 2006-08-31 | 80.567
|  | 2011-09-06 08:47 | 0.0236 | [21 empty] | 2006-09-01 | 80.567
|  | 2011-09-13 09:45 | 0.0211 | [21 empty] | 2006-09-02 | 80.567
|  | 2011-09-20 09:06 | 0.0247 | [21 empty] | 2006-09-03 | 80.567
|  | 2011-09-27 09:55 | 0.0296 | [21 empty] | 2006-09-04 | 80.567
|  | 2011-10-25 13:40 | 0.0263 | [21 empty] | 2006-09-05 | 80.567
|  | 2011-11-23 09:20 | 0.0861 | [21 empty] | 2006-09-06 | 0
|  | 2011-11-29 09:35 | 0.102 | [21 empty] | 2006-09-07 | 0
|  | 2011-12-08 08:00 | 0.146 | [21 empty] | 2006-09-08 | 0
|  | 2012-01-18 15:20 | 0.031 | [21 empty] | 2006-09-09 | 0
|  | 2012-02-02 12:52 | 0.0281 | [21 empty] | 2006-09-10 | 0
| 41275 | 2012-03-05 11:30 | 0.0322 | [21 empty] | 2006-09-11 | 0
| 0 | 2012-01-01 | 0.047181 | 0.038118 | 0.066826 | [19 empty] | 2006-09-12 | 0
| 0 | 2012-02-01 | 0.038114 | 0.019512 | 0.052609 | [19 empty] | 2006-09-13 | 7.2103
| 0 | 2012-03-01 | 0.036861 | 0.021283 | 0.053057 | [19 empty] | 2006-09-14 | 7.2103
| 0 | 2012-04-01 | 0.031138 | 0.02353 | 0.040401 | [19 empty] | 2006-09-15 | 7.2103
| 1 | 2012-05-01 | 0.029936 | 0.0093721 | 0.074592 | 0.029936 | 0.0093721 | 0.074592 | [16 empty] | 2006-09-16 | 7.2103
| 1 | 2012-06-01 | 0.026886 | 0.010787 | 0.049128 | 0.026886 | 0.010787 | 0.049128 | [16 empty] | 2006-09-17 | 7.2103
| 1 | 2012-07-01 | 0.025988 | 0.014473 | 0.046867 | 0.025988 | 0.014473 | 0.046867 | [16 empty] | 2006-09-18 | 7.2103
| 1 | 2012-08-01 | 0.021818 | 0.0078234 | 0.046612 | 0.021818 | 0.0078234 | 0.046612 | [16 empty] | 2006-09-19 | 7.2103
| 1 | 2012-09-01 | 0.029413 | 0.020603 | 0.046919 | 0.029413 | 0.020603 | 0.046919 | [16 empty] | 2006-09-20 | 250.16
| 0 | 2012-10-01 | 0.023172 | 0.010845 | 0.04111 | [19 empty] | 2006-09-21 | 239.19
| 0 | 2012-11-01 | 0.024878 | 0.016433 | 0.04027 | [19 empty] | 2006-09-22 | 0
| 0 | 2012-12-01 | 0.022219 | 0.012637 | 0.034347 | [19 empty] | 2006-09-23 | 0
| 0 | 2013-01-01 | 0.024694 | 0.012966 | 0.040294 | [19 empty] | 2006-09-24 | 0
| 0 | 2013-02-01 | 0.022886 | 0.016193 | 0.035051 | [19 empty] | 2006-09-25 | 0
| 0 | 2013-03-01 | 0.026534 | 0.010616 | 0.041722 | [19 empty] | 2006-09-26 | 0
| 0 | 2013-04-01 | 0.025356 | 0.017269 | 0.0364 | [19 empty] | 2006-09-27 | 0
| 1 | 2013-05-01 | 0.027496 | 0.0091651 | 0.062645 | 0.027496 | 0.0091651 | 0.062645 | [16 empty] | 2006-09-28 | 0
| 1 | 2013-06-01 | 0.02503 | 0.011125 | 0.045939 | 0.02503 | 0.011125 | 0.045939 | [16 empty] | 2006-09-29 | 0
| 1 | 2013-07-01 | 0.027133 | 0.01477 | 0.047394 | 0.027133 | 0.01477 | 0.047394 | [16 empty] | 2006-09-30 | 0
| 1 | 2013-08-01 | 0.022146 | 0.010873 | 0.048018 | 0.022146 | 0.010873 | 0.048018 | [16 empty] | 2006-10-01 | 0
| 1 | 2013-09-01 | 0.028869 | 0.019597 | 0.040476 | 0.028869 | 0.019597 | 0.040476 | [16 empty] | 2006-10-02 | 0
| 0 | 2013-10-01 | 0.02229 | 0.01383 | 0.037852 | [19 empty] | 2006-10-03 | 0
| 0 | 2013-11-01 | 0.023982 | 0.015534 | 0.036396 | [19 empty] | 2006-10-04 | 0
| 0 | 2013-12-01 | 0.021967 | 0.013116 | 0.034036 | [19 empty] | 2006-10-05 | 0
| 0 | 2014-01-01 | 0.025463 | 0.01641 | 0.04051 | [19 empty] | 2006-10-06 | 0
| 0 | 2014-02-01 | 0.023125 | 0.018302 | 0.045597 | [19 empty] | 2006-10-07 | 0
| 0 | 2014-03-01 | 0.027679 | 0.01568 | 0.046214 | [19 empty] | 2006-10-08 | 0
| 0 | 2014-04-01 | 0.025188 | 0.014939 | 0.033203 | [19 empty] | 2006-10-09 | 0
| 1 | 2014-05-01 | 0.024693 | 0.0091308 | 0.066062 | 0.024693 | 0.0091308 | 0.066062 | [16 empty] | 2006-10-10 | 0
| 1 | 2014-06-01 | 0.022618 | 0.012591 | 0.053194 | 0.022618 | 0.012591 | 0.053194 | [16 empty] | 2006-10-11 | 0
| 1 | 2014-07-01 | 0.027205 | 0.013346 | 0.043944 | 0.027205 | 0.013346 | 0.043944 | [16 empty] | 2006-10-12 | 0
| 1 | 2014-08-01 | 0.022969 | 0.0074954 | 0.042443 | 0.022969 | 0.0074954 | 0.042443 | [16 empty] | 2006-10-13 | 0
| 1 | 2014-09-01 | 0.029528 | 0.018951 | 0.040437 | 0.029528 | 0.018951 | 0.040437 | [16 empty] | 2006-10-14 | 0
| 0 | 2014-10-01 | 0.024147 | 0.013691 | 0.035487 | [19 empty] | 2006-10-15 | 0
| 0 | 2014-11-01 | 0.025751 | 0.016256 | 0.036412 | [19 empty] | 2006-10-16 | 0
| 0 | 2014-12-01 | 0.022466 | 0.013408 | 0.033461 | [19 empty] | 2006-10-17 | 0
| 0 | 2015-01-01 | 0.025367 | 0.01415 | 0.038175 | [19 empty] | 2006-10-18 | 0
| 0 | 2015-02-01 | 0.023647 | 0.014431 | 0.066105 | [19 empty] | 2006-10-19 | 0
| 0 | 2015-03-01 | 0.028558 | 0.012108 | 0.047881 | [19 empty] | 2006-10-20 | 0
| 0 | 2015-04-01 | 0.026464 | 0.014979 | 0.037229 | [19 empty] | 2006-10-21 | 0
| 1 | 2015-05-01 | 0.025608 | 0.0091764 | 0.062781 | 0.025608 | 0.0091764 | 0.062781 | [16 empty] | 2006-10-22 | 0
| 1 | 2015-06-01 | 0.026703 | 0.01244 | 0.045541 | 0.026703 | 0.01244 | 0.045541 | [16 empty] | 2006-10-23 | 0
| 1 | 2015-07-01 | 0.02914 | 0.012271 | 0.047417 | 0.02914 | 0.012271 | 0.047417 | [16 empty] | 2006-10-24 | 0
| 1 | 2015-08-01 | 0.02256 | 0.0096805 | 0.045052 | 0.02256 | 0.0096805 | 0.045052 | [16 empty] | 2006-10-25 | 0
| 1 | 2015-09-01 | 0.029006 | 0.020112 | 0.043239 | 0.029006 | 0.020112 | 0.043239 | [16 empty] | 2006-10-26 | 0
| 0 | 2015-10-01 | 0.022332 | 0.012558 | 0.036091 | [19 empty] | 2006-10-27 | 0
| 0 | 2015-11-01 | 0.023796 | 0.01639 | 0.035118 | [19 empty] | 2006-10-28 | 0
| 0 | 2015-12-01 | 0.021296 | 0.011995 | 0.030899 | [19 empty] | 2006-10-29 | 0
| 0 | 2016-01-01 | 0.025307 | 0.011963 | 0.038912 | [19 empty] | 2006-10-30 | 0
| 0 | 2016-02-01 | 0.023146 | 0.016477 | 0.037716 | [19 empty] | 2006-10-31 | 0
| 0 | 2016-03-01 | 0.027775 | 0.0093985 | 0.04325 | [19 empty] | 2006-11-01 | 0
| 0 | 2016-04-01 | 0.025329 | 0.015753 | 0.037601 | [19 empty] | 2006-11-02 | 0
| 1 | 2016-05-01 | 0.029418 | 0.0091068 | 0.078736 | 0.029418 | 0.0091068 | 0.078736 | [16 empty] | 2006-11-03 | 0
| 1 | 2016-06-01 | 0.026195 | 0.012926 | 0.05609 | 0.026195 | 0.012926 | 0.05609 | [16 empty] | 2006-11-04 | 0
| 1 | 2016-07-01 | 0.026939 | 0.015394 | 0.044497 | 0.026939 | 0.015394 | 0.044497 | [16 empty] | 2006-11-05 | 0
| 1 | 2016-08-01 | 0.023049 | 0.0080114 | 0.04491 | 0.023049 | 0.0080114 | 0.04491 | [16 empty] | 2006-11-06 | 0
| 1 | 2016-09-01 | 0.030547 | 0.020501 | 0.038766 | 0.030547 | 0.020501 | 0.038766 | [16 empty] | 2006-11-07 | 0
| 0 | 2016-10-01 | 0.022836 | 0.013274 | 0.042349 | [19 empty] | 2006-11-08 | 0
| 0 | 2016-11-01 | 0.024915 | 0.014022 | 0.041547 | [19 empty] | 2006-11-09 | 0
| 0 | 2016-12-01 | 0.021694 | 0.013551 | 0.034436 | [19 empty] | 2006-11-10 | 0
| 0 | 2017-01-01 | 0.024931 | 0.013745 | 0.039899 | [19 empty] | 2006-11-11 | 0
| 0 | 2017-02-01 | 0.022736 | 0.015417 | 0.050134 | [19 empty] | 2006-11-12 | 0
| 0 | 2017-03-01 | 0.029042 | 0.017432 | 0.057047 | [19 empty] | 2006-11-13 | 0
| 0 | 2017-04-01 | 0.025881 | 0.015785 | 0.035943 | [19 empty] | 2006-11-14 | 0
| 1 | 2017-05-01 | 0.027018 | 0.0091045 | 0.055505 | 0.027018 | 0.0091045 | 0.055505 | [16 empty] | 2006-11-15 | 0
| 1 | 2017-06-01 | 0.025214 | 0.0096482 | 0.044994 | 0.025214 | 0.0096482 | 0.044994 | [16 empty] | 2006-11-16 | 0
| 1 | 2017-07-01 | 0.027524 | 0.012893 | 0.043209 | 0.027524 | 0.012893 | 0.043209 | [16 empty] | 2006-11-17 | 0
| 1 | 2017-08-01 | 0.021248 | 0.0081144 | 0.050305 | 0.021248 | 0.0081144 | 0.050305 | [16 empty] | 2006-11-18 | 0
| 1 | 2017-09-01 | 0.029585 | 0.021257 | 0.039318 | 0.029585 | 0.021257 | 0.039318 | [16 empty] | 2006-11-19 | 0
| 0 | 2017-10-01 | 0.023064 | 0.013506 | 0.036541 | [19 empty] | 2006-11-20 | 0
| 0 | 2017-11-01 | 0.025458 | 0.016052 | 0.035659 | [19 empty] | 2006-11-21 | 0
| 0 | 2017-12-01 | 0.021968 | 0.011049 | 0.032175 | [19 empty] | 2006-11-22 | 0
| 0 | 2018-01-01 | 0.024249 | 0.011778 | 0.048244 | [19 empty] | 2006-11-23 | 0
| 0 | 2018-02-01 | 0.023148 | 0.017729 | 0.048204 | [19 empty] | 2006-11-24 | 0
| 0 | 2018-03-01 | 0.02823 | 0.012599 | 0.049123 | [19 empty] | 2006-11-25 | 0
| 0 | 2018-04-01 | 0.025526 | 0.018984 | 0.041471 | [19 empty] | 2006-11-26 | 0
| 1 | 2018-05-01 | 0.025713 | 0.0090876 | 0.059237 | 0.025713 | 0.0090876 | 0.059237 | [16 empty] | 2006-11-27 | 0
| 1 | 2018-06-01 | 0.026099 | 0.012678 | 0.052293 | 0.026099 | 0.012678 | 0.052293 | [16 empty] | 2006-11-28 | 0
| 1 | 2018-07-01 | 0.027107 | 0.014611 | 0.042238 | 0.027107 | 0.014611 | 0.042238 | [16 empty] | 2006-11-29 | 0
| 1 | 2018-08-01 | 0.022606 | 0.0080534 | 0.044918 | 0.022606 | 0.0080534 | 0.044918 | [16 empty] | 2006-11-30 | 0
| 1 | 2018-09-01 | 0.029358 | 0.020057 | 0.044852 | 0.029358 | 0.020057 | 0.044852 | [16 empty] | 2006-12-01 | 0
| 0 | 2018-10-01 | 0.022865 | 0.013464 | 0.037668 | [19 empty] | 2006-12-02 | 0
| 0 | 2018-11-01 | 0.024213 | 0.016943 | 0.039178 | [19 empty] | 2006-12-03 | 0
| 0 | 2018-12-01 | 0.0219 | 0.012496 | 0.031516 | [19 empty] | 2006-12-04 | 0
| 0 | 2019-01-01 | 0.025094 | 0.01651 | 0.039958 | [19 empty] | 2006-12-05 | 0
| 0 | 2019-02-01 | 0.022628 | 0.015755 | 0.063121 | [19 empty] | 2006-12-06 | 0
| 0 | 2019-03-01 | 0.027012 | 0.010589 | 0.058024 | [19 empty] | 2006-12-07 | 0
| 0 | 2019-04-01 | 0.025616 | 0.018555 | 0.043488 | [19 empty] | 2006-12-08 | 0
| 1 | 2019-05-01 | 0.025637 | 0.009164 | 0.071878 | 0.025637 | 0.009164 | 0.071878 | [16 empty] | 2006-12-09 | 0
| 1 | 2019-06-01 | 0.025124 | 0.012528 | 0.049025 | 0.025124 | 0.012528 | 0.049025 | [16 empty] | 2006-12-10 | 0
| 1 | 2019-07-01 | 0.02851 | 0.015045 | 0.046397 | 0.02851 | 0.015045 | 0.046397 | [16 empty] | 2006-12-11 | 0
| 1 | 2019-08-01 | 0.024202 | 0.010771 | 0.049305 | 0.024202 | 0.010771 | 0.049305 | [16 empty] | 2006-12-12 | 0
| 1 | 2019-09-01 | 0.029523 | 0.022178 | 0.038668 | 0.029523 | 0.022178 | 0.038668 | [16 empty] | 2006-12-13 | 0
| 0 | 2019-10-01 | 0.022538 | 0.012261 | 0.059364 | [19 empty] | 2006-12-14 | 0
| 0 | 2019-11-01 | 0.024587 | 0.015948 | 0.054215 | [19 empty] | 2006-12-15 | 0
| 0 | 2019-12-01 | 0.021257 | 0.011324 | 0.047412 | [19 empty] | 2006-12-16 | 0
| 0 | 2020-01-01 | 0.025029 | 0.01574 | 0.04172 | [19 empty] | 2006-12-17 | 0
| 0 | 2020-02-01 | 0.023627 | 0.013921 | 0.059439 | [19 empty] | 2006-12-18 | 0
| 0 | 2020-03-01 | 0.028336 | 0.01539 | 0.054827 | [19 empty] | 2006-12-19 | 0
| 0 | 2020-04-01 | 0.025482 | 0.013012 | 0.039402 | [19 empty] | 2006-12-20 | 0
| 1 | 2020-05-01 | 0.028684 | 0.00918 | 0.067256 | 0.028684 | 0.00918 | 0.067256 | [16 empty] | 2006-12-21 | 0
| 1 | 2020-06-01 | 0.026868 | 0.012345 | 0.053562 | 0.026868 | 0.012345 | 0.053562 | [16 empty] | 2006-12-22 | 0
| 1 | 2020-07-01 | 0.02807 | 0.013595 | 0.045436 | 0.02807 | 0.013595 | 0.045436 | [16 empty] | 2006-12-23 | 0
| 1 | 2020-08-01 | 0.022616 | 0.010567 | 0.041349 | 0.022616 | 0.010567 | 0.041349 | [16 empty] | 2006-12-24 | 0
| 1 | 2020-09-01 | 0.029767 | 0.019381 | 0.041212 | 0.029767 | 0.019381 | 0.041212 | [16 empty] | 2006-12-25 | 0
| 0 | 2020-10-01 | 0.023439 | 0.013718 | 0.036702 | [19 empty] | 2006-12-26 | 0
| 0 | 2020-11-01 | 0.02424 | 0.015811 | 0.035138 | [19 empty] | 2006-12-27 | 0
| 0 | 2020-12-01 | 0.021727 | 0.012758 | 0.032574 | [19 empty] | 2006-12-28 | 0
| 0 | 2021-01-01 | 0.025167 | 0.016088 | 0.040656 | [19 empty] | 2006-12-29 | 0
| 0 | 2021-02-01 | 0.023788 | 0.016476 | 0.046787 | [19 empty] | 2006-12-30 | 0
| 0 | 2021-03-01 | 0.028119 | 0.013931 | 0.044931 | [19 empty] | 2006-12-31 | 0
| 0 | 2021-04-01 | 0.024799 | 0.016206 | 0.038937 | [19 empty] | 2007-01-01 | 0
| 1 | 2021-05-01 | 0.026755 | 0.0091564 | 0.064595 | 0.026755 | 0.0091564 | 0.064595 | [16 empty] | 2007-01-02 | 0
| 1 | 2021-06-01 | 0.026897 | 0.012175 | 0.055851 | 0.026897 | 0.012175 | 0.055851 | [16 empty] | 2007-01-03 | 0
| 1 | 2021-07-01 | 0.026566 | 0.01128 | 0.043469 | 0.026566 | 0.01128 | 0.043469 | [16 empty] | 2007-01-04 | 0
| 1 | 2021-08-01 | 0.022473 | 0.006884 | 0.053848 | 0.022473 | 0.006884 | 0.053848 | [16 empty] | 2007-01-05 | 0
| 1 | 2021-09-01 | 0.029437 | 0.018222 | 0.040642 | 0.029437 | 0.018222 | 0.040642 | [16 empty] | 2007-01-06 | 0
| 0 | 2021-10-01 | 0.023682 | 0.013136 | 0.038862 | [19 empty] | 2007-01-07 | 0
| 0 | 2021-11-01 | 0.026478 | 0.016089 | 0.037239 | [19 empty] | 2007-01-08 | 0
| 0 | 2021-12-01 | 0.023478 | 0.013445 | 0.034163 | [19 empty] | 2007-01-09 | 0
| 0 | 2022-01-01 | 0.026094 | 0.012908 | 0.040499 | [19 empty] | 2007-01-10 | 0
[25 empty] | 2007-01-11 | 0
[25 empty] | 2007-01-12 | 0
[25 empty] | 2007-01-13 | 0
[25 empty] | 2007-01-14 | 0
[25 empty] | 2007-01-15 | 0
[25 empty] | 2007-01-16 | 0
[25 empty] | 2007-01-17 | 0
[25 empty] | 2007-01-18 | 0
[25 empty] | 2007-01-19 | 0
[25 empty] | 2007-01-20 | 0
[25 empty] | 2007-01-21 | 0
[25 empty] | 2007-01-22 | 0
[25 empty] | 2007-01-23 | 0
[25 empty] | 2007-01-24 | 0
[25 empty] | 2007-01-25 | 0
[25 empty] | 2007-01-26 | 0
[25 empty] | 2007-01-27 | 0
[25 empty] | 2007-01-28 | 0
[25 empty] | 2007-01-29 | 0
[25 empty] | 2007-01-30 | 0
[25 empty] | 2007-01-31 | 0
[25 empty] | 2007-02-01 | 0
[25 empty] | 2007-02-02 | 0
[25 empty] | 2007-02-03 | 0
[25 empty] | 2007-02-04 | 0
[25 empty] | 2007-02-05 | 0
[25 empty] | 2007-02-06 | 0
[25 empty] | 2007-02-07 | 0
[25 empty] | 2007-02-08 | 0
[25 empty] | 2007-02-09 | 0
[25 empty] | 2007-02-10 | 0
[25 empty] | 2007-02-11 | 0
[25 empty] | 2007-02-12 | 0
[25 empty] | 2007-02-13 | 0
[25 empty] | 2007-02-14 | 0
[25 empty] | 2007-02-15 | 0
[25 empty] | 2007-02-16 | 0
[25 empty] | 2007-02-17 | 0
[25 empty] | 2007-02-18 | 0
[25 empty] | 2007-02-19 | 0
[25 empty] | 2007-02-20 | 0
[25 empty] | 2007-02-21 | 0
[25 empty] | 2007-02-22 | 0
[25 empty] | 2007-02-23 | 0
[25 empty] | 2007-02-24 | 0
[25 empty] | 2007-02-25 | 0
[25 empty] | 2007-02-26 | 0
[25 empty] | 2007-02-27 | 0
[25 empty] | 2007-02-28 | 0
[25 empty] | 2007-03-01 | 0
[25 empty] | 2007-03-02 | 0
[25 empty] | 2007-03-03 | 0
[25 empty] | 2007-03-04 | 0
[25 empty] | 2007-03-05 | 0
[25 empty] | 2007-03-06 | 0
[25 empty] | 2007-03-07 | 0
[25 empty] | 2007-03-08 | 0
[25 empty] | 2007-03-09 | 0
[25 empty] | 2007-03-10 | 0
[25 empty] | 2007-03-11 | 0
[25 empty] | 2007-03-12 | 0
[25 empty] | 2007-03-13 | 0
[25 empty] | 2007-03-14 | 0
[25 empty] | 2007-03-15 | 0
[25 empty] | 2007-03-16 | 0
[25 empty] | 2007-03-17 | 0
[25 empty] | 2007-03-18 | 0
[25 empty] | 2007-03-19 | 0
[25 empty] | 2007-03-20 | 0
[25 empty] | 2007-03-21 | 0
[25 empty] | 2007-03-22 | 0
[25 empty] | 2007-03-23 | 0
[25 empty] | 2007-03-24 | 0
[25 empty] | 2007-03-25 | 0
[25 empty] | 2007-03-26 | 0
[25 empty] | 2007-03-27 | 0
[25 empty] | 2007-03-28 | 0
[25 empty] | 2007-03-29 | 0
[25 empty] | 2007-03-30 | 0
[25 empty] | 2007-03-31 | 0
[25 empty] | 2007-04-01 | 0
[25 empty] | 2007-04-02 | 0
[25 empty] | 2007-04-03 | 207.95
[25 empty] | 2007-04-04 | 207.95
[25 empty] | 2007-04-05 | 207.95
[25 empty] | 2007-04-06 | 207.95
[25 empty] | 2007-04-07 | 207.95
[25 empty] | 2007-04-08 | 207.95
[25 empty] | 2007-04-09 | 207.95
[25 empty] | 2007-04-10 | 207.95
[25 empty] | 2007-04-11 | 207.95
[25 empty] | 2007-04-12 | 207.95
[25 empty] | 2007-04-13 | 0
[25 empty] | 2007-04-14 | 0
[25 empty] | 2007-04-15 | 0
[25 empty] | 2007-04-16 | 0
[25 empty] | 2007-04-17 | 0
[25 empty] | 2007-04-18 | 0
[25 empty] | 2007-04-19 | 0
[25 empty] | 2007-04-20 | 0
[25 empty] | 2007-04-21 | 0
[25 empty] | 2007-04-22 | 0
[25 empty] | 2007-04-23 | 0
[25 empty] | 2007-04-24 | 0
[25 empty] | 2007-04-25 | 0
[25 empty] | 2007-04-26 | 0
[25 empty] | 2007-04-27 | 0
[25 empty] | 2007-04-28 | 0
[25 empty] | 2007-04-29 | 0
[25 empty] | 2007-04-30 | 0
[25 empty] | 2007-05-01 | 0
[25 empty] | 2007-05-02 | 0
[25 empty] | 2007-05-03 | 0
[25 empty] | 2007-05-04 | 0
[25 empty] | 2007-05-05 | 0
[25 empty] | 2007-05-06 | 0
[25 empty] | 2007-05-07 | 0
[25 empty] | 2007-05-08 | 236.02
[25 empty] | 2007-05-09 | 236.02
[25 empty] | 2007-05-10 | 241.84
[25 empty] | 2007-05-11 | 241.68
[25 empty] | 2007-05-12 | 241.68
[25 empty] | 2007-05-13 | 241.68
[25 empty] | 2007-05-14 | 241.68
[25 empty] | 2007-05-15 | 0
[25 empty] | 2007-05-16 | 0
[25 empty] | 2007-05-17 | 0
[25 empty] | 2007-05-18 | 21.355
[25 empty] | 2007-05-19 | 21.355
[25 empty] | 2007-05-20 | 21.355
[25 empty] | 2007-05-21 | 21.355
[25 empty] | 2007-05-22 | 21.355
[25 empty] | 2007-05-23 | 109.05
[25 empty] | 2007-05-24 | 109.05
[25 empty] | 2007-05-25 | 0
[25 empty] | 2007-05-26 | 0
[25 empty] | 2007-05-27 | 0
[25 empty] | 2007-05-28 | 0
[25 empty] | 2007-05-29 | 4.5432
[25 empty] | 2007-05-30 | 4.5432
[25 empty] | 2007-05-31 | 4.5432
[25 empty] | 2007-06-01 | 101.66
[25 empty] | 2007-06-02 | 101.66
[25 empty] | 2007-06-03 | 101.66
[25 empty] | 2007-06-04 | 101.66
[25 empty] | 2007-06-05 | 11.359
[25 empty] | 2007-06-06 | 11.359
[25 empty] | 2007-06-07 | 11.359
[25 empty] | 2007-06-08 | 11.359
[25 empty] | 2007-06-09 | 11.359
[25 empty] | 2007-06-10 | 11.359
[25 empty] | 2007-06-11 | 11.359
[25 empty] | 2007-06-12 | 15.902
[25 empty] | 2007-06-13 | 15.902
[25 empty] | 2007-06-14 | 15.902
[25 empty] | 2007-06-15 | 24.99
[25 empty] | 2007-06-16 | 24.99
[25 empty] | 2007-06-17 | 24.99
[25 empty] | 2007-06-18 | 24.99
[25 empty] | 2007-06-19 | 0.75733
[25 empty] | 2007-06-20 | 0.75733
[25 empty] | 2007-06-21 | 0.75733
[25 empty] | 2007-06-22 | 0
[25 empty] | 2007-06-23 | 0
[25 empty] | 2007-06-24 | 0
[25 empty] | 2007-06-25 | 0
[25 empty] | 2007-06-26 | 22.718
[25 empty] | 2007-06-27 | 22.718
[25 empty] | 2007-06-28 | 22.718
[25 empty] | 2007-06-29 | 28.624
[25 empty] | 2007-06-30 | 28.624
[25 empty] | 2007-07-01 | 28.624
[25 empty] | 2007-07-02 | 28.624
[25 empty] | 2007-07-03 | 28.624
[25 empty] | 2007-07-04 | 0
[25 empty] | 2007-07-05 | 0
[25 empty] | 2007-07-06 | 0
[25 empty] | 2007-07-07 | 0
[25 empty] | 2007-07-08 | 0
[25 empty] | 2007-07-09 | 0
[25 empty] | 2007-07-10 | 34.834
[25 empty] | 2007-07-11 | 34.834
[25 empty] | 2007-07-12 | 34.834
[25 empty] | 2007-07-13 | 12.008
[25 empty] | 2007-07-14 | 12.008
[25 empty] | 2007-07-15 | 12.008
[25 empty] | 2007-07-16 | 12.008
[25 empty] | 2007-07-17 | 12.008
[25 empty] | 2007-07-18 | 12.008
[25 empty] | 2007-07-19 | 12.008
[25 empty] | 2007-07-20 | 23.042
[25 empty] | 2007-07-21 | 23.042
[25 empty] | 2007-07-22 | 23.042
[25 empty] | 2007-07-23 | 23.042
[25 empty] | 2007-07-24 | 23.042
[25 empty] | 2007-07-25 | 23.042
[25 empty] | 2007-07-26 | 23.042
[25 empty] | 2007-07-27 | 27.262
[25 empty] | 2007-07-28 | 27.262
[25 empty] | 2007-07-29 | 27.262
[25 empty] | 2007-07-30 | 27.262
[25 empty] | 2007-07-31 | 27.262
[25 empty] | 2007-08-01 | 27.262
[25 empty] | 2007-08-02 | 27.262
[25 empty] | 2007-08-03 | 19.797
[25 empty] | 2007-08-04 | 19.797
[25 empty] | 2007-08-05 | 19.797
[25 empty] | 2007-08-06 | 19.797
[25 empty] | 2007-08-07 | 19.797
[25 empty] | 2007-08-08 | 19.797
[25 empty] | 2007-08-09 | 19.797
[25 empty] | 2007-08-10 | 56.146
[25 empty] | 2007-08-11 | 56.146
[25 empty] | 2007-08-12 | 56.146
[25 empty] | 2007-08-13 | 56.146
[25 empty] | 2007-08-14 | 56.146
[25 empty] | 2007-08-15 | 56.146
[25 empty] | 2007-08-16 | 56.146
[25 empty] | 2007-08-17 | 93.793
[25 empty] | 2007-08-18 | 93.793
[25 empty] | 2007-08-19 | 93.793
[25 empty] | 2007-08-20 | 93.793
[25 empty] | 2007-08-21 | 93.793
[25 empty] | 2007-08-22 | 93.793
[25 empty] | 2007-08-23 | 93.793
[25 empty] | 2007-08-24 | 15.253
[25 empty] | 2007-08-25 | 15.253
[25 empty] | 2007-08-26 | 15.253
[25 empty] | 2007-08-27 | 15.253
[25 empty] | 2007-08-28 | 15.253
[25 empty] | 2007-08-29 | 15.253
[25 empty] | 2007-08-30 | 15.253
[25 empty] | 2007-08-31 | 4.2191
[25 empty] | 2007-09-01 | 4.2191
[25 empty] | 2007-09-02 | 4.2191
[25 empty] | 2007-09-03 | 4.2191
[25 empty] | 2007-09-04 | 4.2191
[25 empty] | 2007-09-05 | 4.2191
[25 empty] | 2007-09-06 | 4.2191
[25 empty] | 2007-09-07 | 0
[25 empty] | 2007-09-08 | 0
[25 empty] | 2007-09-09 | 0
[25 empty] | 2007-09-10 | 0
[25 empty] | 2007-09-11 | 0
[25 empty] | 2007-09-12 | 254.34
[25 empty] | 2007-09-13 | 142.64
[25 empty] | 2007-09-14 | 156.9
[25 empty] | 2007-09-15 | 156.9
[25 empty] | 2007-09-16 | 156.9
[25 empty] | 2007-09-17 | 156.9
[25 empty] | 2007-09-18 | 0
[25 empty] | 2007-09-19 | 0
[25 empty] | 2007-09-20 | 0
[25 empty] | 2007-09-21 | 0
[25 empty] | 2007-09-22 | 0
[25 empty] | 2007-09-23 | 0
[25 empty] | 2007-09-24 | 0
[25 empty] | 2007-09-25 | 0
[25 empty] | 2007-09-26 | 0
[25 empty] | 2007-09-27 | 0
[25 empty] | 2007-09-28 | 0
[25 empty] | 2007-09-29 | 0
[25 empty] | 2007-09-30 | 0
[25 empty] | 2007-10-01 | 0
[25 empty] | 2007-10-02 | 0
[25 empty] | 2007-10-03 | 0
[25 empty] | 2007-10-04 | 0
[25 empty] | 2007-10-05 | 0
[25 empty] | 2007-10-06 | 0
[25 empty] | 2007-10-07 | 0
[25 empty] | 2007-10-08 | 0
[25 empty] | 2007-10-09 | 0
[25 empty] | 2007-10-10 | 0
[25 empty] | 2007-10-11 | 0
[25 empty] | 2007-10-12 | 0
[25 empty] | 2007-10-13 | 0
[25 empty] | 2007-10-14 | 0
[25 empty] | 2007-10-15 | 0
[25 empty] | 2007-10-16 | 0
[25 empty] | 2007-10-17 | 0
[25 empty] | 2007-10-18 | 0
[25 empty] | 2007-10-19 | 0
[25 empty] | 2007-10-20 | 0
[25 empty] | 2007-10-21 | 0
[25 empty] | 2007-10-22 | 0
[25 empty] | 2007-10-23 | 168.11
[25 empty] | 2007-10-24 | 168.11
[25 empty] | 2007-10-25 | 168.11
[25 empty] | 2007-10-26 | 126.61
[25 empty] | 2007-10-27 | 126.61
[25 empty] | 2007-10-28 | 126.61
[25 empty] | 2007-10-29 | 126.61
[25 empty] | 2007-10-30 | 0
[25 empty] | 2007-10-31 | 0
[25 empty] | 2007-11-01 | 0
[25 empty] | 2007-11-02 | 0
[25 empty] | 2007-11-03 | 0
[25 empty] | 2007-11-04 | 0
[25 empty] | 2007-11-05 | 0
[25 empty] | 2007-11-06 | 0
[25 empty] | 2007-11-07 | 0
[25 empty] | 2007-11-08 | 0
[25 empty] | 2007-11-09 | 0
[25 empty] | 2007-11-10 | 0
[25 empty] | 2007-11-11 | 0
[25 empty] | 2007-11-12 | 0
[25 empty] | 2007-11-13 | 0
[25 empty] | 2007-11-14 | 0
[25 empty] | 2007-11-15 | 0
[25 empty] | 2007-11-16 | 0
[25 empty] | 2007-11-17 | 0
[25 empty] | 2007-11-18 | 0
[25 empty] | 2007-11-19 | 0
[25 empty] | 2007-11-20 | 0
[25 empty] | 2007-11-21 | 0
[25 empty] | 2007-11-22 | 0
[25 empty] | 2007-11-23 | 0
[25 empty] | 2007-11-24 | 0
[25 empty] | 2007-11-25 | 0
[25 empty] | 2007-11-26 | 0
[25 empty] | 2007-11-27 | 0
[25 empty] | 2007-11-28 | 0
[25 empty] | 2007-11-29 | 0
[25 empty] | 2007-11-30 | 0
[25 empty] | 2007-12-01 | 0
[25 empty] | 2007-12-02 | 0
[25 empty] | 2007-12-03 | 0
[25 empty] | 2007-12-04 | 0
[25 empty] | 2007-12-05 | 0
[25 empty] | 2007-12-06 | 0
[25 empty] | 2007-12-07 | 0
[25 empty] | 2007-12-08 | 0
[25 empty] | 2007-12-09 | 0
[25 empty] | 2007-12-10 | 0
[25 empty] | 2007-12-11 | 0
[25 empty] | 2007-12-12 | 0
[25 empty] | 2007-12-13 | 0
[25 empty] | 2007-12-14 | 0
[25 empty] | 2007-12-15 | 0
[25 empty] | 2007-12-16 | 0
[25 empty] | 2007-12-17 | 0
[25 empty] | 2007-12-18 | 0
[25 empty] | 2007-12-19 | 0
[25 empty] | 2007-12-20 | 0
[25 empty] | 2007-12-21 | 0
[25 empty] | 2007-12-22 | 0
[25 empty] | 2007-12-23 | 0
[25 empty] | 2007-12-24 | 0
[25 empty] | 2007-12-25 | 0
[25 empty] | 2007-12-26 | 0
[25 empty] | 2007-12-27 | 0
[25 empty] | 2007-12-28 | 0
[25 empty] | 2007-12-29 | 0
[25 empty] | 2007-12-30 | 0
[25 empty] | 2007-12-31 | 0
[25 empty] | 2008-01-01 | 0
[25 empty] | 2008-01-02 | 0
[25 empty] | 2008-01-03 | 0
[25 empty] | 2008-01-04 | 0
[25 empty] | 2008-01-05 | 0
[25 empty] | 2008-01-06 | 0
[25 empty] | 2008-01-07 | 0
[25 empty] | 2008-01-08 | 0
[25 empty] | 2008-01-09 | 0
[25 empty] | 2008-01-10 | 0
[25 empty] | 2008-01-11 | 0
[25 empty] | 2008-01-12 | 0
[25 empty] | 2008-01-13 | 0
[25 empty] | 2008-01-14 | 0
[25 empty] | 2008-01-15 | 0
[25 empty] | 2008-01-16 | 0
[25 empty] | 2008-01-17 | 0
[25 empty] | 2008-01-18 | 0
[25 empty] | 2008-01-19 | 0
[25 empty] | 2008-01-20 | 0
[25 empty] | 2008-01-21 | 0
[25 empty] | 2008-01-22 | 0
[25 empty] | 2008-01-23 | 0
[25 empty] | 2008-01-24 | 0
[25 empty] | 2008-01-25 | 0
[25 empty] | 2008-01-26 | 0
[25 empty] | 2008-01-27 | 0
[25 empty] | 2008-01-28 | 0
[25 empty] | 2008-01-29 | 0
[25 empty] | 2008-01-30 | 0
[25 empty] | 2008-01-31 | 0
[25 empty] | 2008-02-01 | 0
[25 empty] | 2008-02-02 | 0
[25 empty] | 2008-02-03 | 0
[25 empty] | 2008-02-04 | 0
[25 empty] | 2008-02-05 | 0
[25 empty] | 2008-02-06 | 0
[25 empty] | 2008-02-07 | 0
[25 empty] | 2008-02-08 | 0
[25 empty] | 2008-02-09 | 0
[25 empty] | 2008-02-10 | 0
[25 empty] | 2008-02-11 | 0
[25 empty] | 2008-02-12 | 0
[25 empty] | 2008-02-13 | 0
[25 empty] | 2008-02-14 | 0
[25 empty] | 2008-02-15 | 0
[25 empty] | 2008-02-16 | 0
[25 empty] | 2008-02-17 | 0
[25 empty] | 2008-02-18 | 0
[25 empty] | 2008-02-19 | 0
[25 empty] | 2008-02-20 | 0
[25 empty] | 2008-02-21 | 0
[25 empty] | 2008-02-22 | 0
[25 empty] | 2008-02-23 | 0
[25 empty] | 2008-02-24 | 0
[25 empty] | 2008-02-25 | 0
[25 empty] | 2008-02-26 | 0
[25 empty] | 2008-02-27 | 0
[25 empty] | 2008-02-28 | 0
[25 empty] | 2008-02-29 | 0
[25 empty] | 2008-03-01 | 0
[25 empty] | 2008-03-02 | 0
[25 empty] | 2008-03-03 | 0
[25 empty] | 2008-03-04 | 0
[25 empty] | 2008-03-05 | 0
[25 empty] | 2008-03-06 | 0
[25 empty] | 2008-03-07 | 0
[25 empty] | 2008-03-08 | 0
[25 empty] | 2008-03-09 | 0
[25 empty] | 2008-03-10 | 0
[25 empty] | 2008-03-11 | 0
[25 empty] | 2008-03-12 | 0
[25 empty] | 2008-03-13 | 0
[25 empty] | 2008-03-14 | 0
[25 empty] | 2008-03-15 | 0
[25 empty] | 2008-03-16 | 0
[25 empty] | 2008-03-17 | 0
[25 empty] | 2008-03-18 | 0
[25 empty] | 2008-03-19 | 0
[25 empty] | 2008-03-20 | 0
[25 empty] | 2008-03-21 | 0
[25 empty] | 2008-03-22 | 0
[25 empty] | 2008-03-23 | 0
[25 empty] | 2008-03-24 | 0
[25 empty] | 2008-03-25 | 0
[25 empty] | 2008-03-26 | 0
[25 empty] | 2008-03-27 | 0
[25 empty] | 2008-03-28 | 0
[25 empty] | 2008-03-29 | 0
[25 empty] | 2008-03-30 | 0
[25 empty] | 2008-03-31 | 0
[25 empty] | 2008-04-01 | 0
[25 empty] | 2008-04-02 | 0
[25 empty] | 2008-04-03 | 0
[25 empty] | 2008-04-04 | 0
[25 empty] | 2008-04-05 | 0
[25 empty] | 2008-04-06 | 0
[25 empty] | 2008-04-07 | 0
[25 empty] | 2008-04-08 | 0
[25 empty] | 2008-04-09 | 0
[25 empty] | 2008-04-10 | 0
[25 empty] | 2008-04-11 | 191.25
[25 empty] | 2008-04-12 | 191.25
[25 empty] | 2008-04-13 | 191.25
[25 empty] | 2008-04-14 | 191.25
[25 empty] | 2008-04-15 | 101.32
[25 empty] | 2008-04-16 | 101.32
[25 empty] | 2008-04-17 | 101.32
[25 empty] | 2008-04-18 | 101.32
[25 empty] | 2008-04-19 | 101.32
[25 empty] | 2008-04-20 | 101.32
[25 empty] | 2008-04-21 | 101.32
[25 empty] | 2008-04-22 | 175.95
[25 empty] | 2008-04-23 | 175.95
[25 empty] | 2008-04-24 | 175.95
[25 empty] | 2008-04-25 | 86.038
[25 empty] | 2008-04-26 | 86.038
[25 empty] | 2008-04-27 | 86.038
[25 empty] | 2008-04-28 | 86.038
[25 empty] | 2008-04-29 | 0
[25 empty] | 2008-04-30 | 0
[25 empty] | 2008-05-01 | 0
[25 empty] | 2008-05-02 | 0
[25 empty] | 2008-05-03 | 0
[25 empty] | 2008-05-04 | 0
[25 empty] | 2008-05-05 | 0
[25 empty] | 2008-05-06 | 0
[25 empty] | 2008-05-07 | 44.183
[25 empty] | 2008-05-08 | 44.181
[25 empty] | 2008-05-09 | 23.254
[25 empty] | 2008-05-10 | 23.254
[25 empty] | 2008-05-11 | 23.254
[25 empty] | 2008-05-12 | 23.254
[25 empty] | 2008-05-13 | 6.3947
[25 empty] | 2008-05-14 | 6.3947
[25 empty] | 2008-05-15 | 6.3947
[25 empty] | 2008-05-16 | 6.3947
[25 empty] | 2008-05-17 | 6.3947
[25 empty] | 2008-05-18 | 6.3947
[25 empty] | 2008-05-19 | 6.3947
[25 empty] | 2008-05-20 | 6.3947
[25 empty] | 2008-05-21 | 11.628
[25 empty] | 2008-05-22 | 6.9745
[25 empty] | 2008-05-23 | 32.555
[25 empty] | 2008-05-24 | 32.555
[25 empty] | 2008-05-25 | 32.555
[25 empty] | 2008-05-26 | 32.555
[25 empty] | 2008-05-27 | 25.579
[25 empty] | 2008-05-28 | 25.579
[25 empty] | 2008-05-29 | 1.3954
[25 empty] | 2008-05-30 | 1.3954
[25 empty] | 2008-05-31 | 1.3954
[25 empty] | 2008-06-01 | 1.3954
[25 empty] | 2008-06-02 | 1.3954
[25 empty] | 2008-06-03 | 67.435
[25 empty] | 2008-06-04 | 67.435
[25 empty] | 2008-06-05 | 67.435
[25 empty] | 2008-06-06 | 72.655
[25 empty] | 2008-06-07 | 72.655
[25 empty] | 2008-06-08 | 72.655
[25 empty] | 2008-06-09 | 72.655
[25 empty] | 2008-06-10 | 72.655
[25 empty] | 2008-06-11 | 72.655
[25 empty] | 2008-06-12 | 27.586
[25 empty] | 2008-06-13 | 27.586
[25 empty] | 2008-06-14 | 27.586
[25 empty] | 2008-06-15 | 27.586
[25 empty] | 2008-06-16 | 27.586
[25 empty] | 2008-06-17 | 27.586
[25 empty] | 2008-06-18 | 27.586
[25 empty] | 2008-06-19 | 93.144
[25 empty] | 2008-06-20 | 93.144
[25 empty] | 2008-06-21 | 93.144
[25 empty] | 2008-06-22 | 93.144
[25 empty] | 2008-06-23 | 93.144
[25 empty] | 2008-06-24 | 109.05
[25 empty] | 2008-06-25 | 101.09
[25 empty] | 2008-06-26 | 101.09
[25 empty] | 2008-06-27 | 105.26
[25 empty] | 2008-06-28 | 105.26
[25 empty] | 2008-06-29 | 105.26
[25 empty] | 2008-06-30 | 105.26
[25 empty] | 2008-07-01 | 105.26
[25 empty] | 2008-07-02 | 105.26
[25 empty] | 2008-07-03 | 70.427
[25 empty] | 2008-07-04 | 10.223
[25 empty] | 2008-07-05 | 10.223
[25 empty] | 2008-07-06 | 10.223
[25 empty] | 2008-07-07 | 10.223
[25 empty] | 2008-07-08 | 0
[25 empty] | 2008-07-09 | 0
[25 empty] | 2008-07-10 | 0
[25 empty] | 2008-07-11 | 0
[25 empty] | 2008-07-12 | 0
[25 empty] | 2008-07-13 | 0
[25 empty] | 2008-07-14 | 0
[25 empty] | 2008-07-15 | 0
[25 empty] | 2008-07-16 | 0
[25 empty] | 2008-07-17 | 0
[25 empty] | 2008-07-18 | 2.2718
[25 empty] | 2008-07-19 | 2.2718
[25 empty] | 2008-07-20 | 2.2718
[25 empty] | 2008-07-21 | 2.2718
[25 empty] | 2008-07-22 | 2.2718
[25 empty] | 2008-07-23 | 2.2718
[25 empty] | 2008-07-24 | 2.2718
[25 empty] | 2008-07-25 | 22.177
[25 empty] | 2008-07-26 | 22.177
[25 empty] | 2008-07-27 | 22.177
[25 empty] | 2008-07-28 | 22.177
[25 empty] | 2008-07-29 | 22.177
[25 empty] | 2008-07-30 | 22.177
[25 empty] | 2008-07-31 | 22.177
[25 empty] | 2008-08-01 | 22.177
[25 empty] | 2008-08-02 | 22.177
[25 empty] | 2008-08-03 | 22.177
[25 empty] | 2008-08-04 | 22.177
[25 empty] | 2008-08-05 | 22.177
[25 empty] | 2008-08-06 | 22.177
[25 empty] | 2008-08-07 | 22.177
[25 empty] | 2008-08-08 | 22.177
[25 empty] | 2008-08-09 | 22.177
[25 empty] | 2008-08-10 | 22.177
[25 empty] | 2008-08-11 | 22.177
[25 empty] | 2008-08-12 | 22.177
[25 empty] | 2008-08-13 | 22.177
[25 empty] | 2008-08-14 | 22.177
[25 empty] | 2008-08-15 | 0
[25 empty] | 2008-08-16 | 0
[25 empty] | 2008-08-17 | 0
[25 empty] | 2008-08-18 | 0
[25 empty] | 2008-08-19 | 0
[25 empty] | 2008-08-20 | 0
[25 empty] | 2008-08-21 | 0
[25 empty] | 2008-08-22 | 0
[25 empty] | 2008-08-23 | 0
[25 empty] | 2008-08-24 | 0
[25 empty] | 2008-08-25 | 0
[25 empty] | 2008-08-26 | 0
[25 empty] | 2008-08-27 | 0
[25 empty] | 2008-08-28 | 0
[25 empty] | 2008-08-29 | 0
[25 empty] | 2008-08-30 | 0
[25 empty] | 2008-08-31 | 0
[25 empty] | 2008-09-01 | 0
[25 empty] | 2008-09-02 | 0
[25 empty] | 2008-09-03 | 0
[25 empty] | 2008-09-04 | 0
[25 empty] | 2008-09-05 | 0
[25 empty] | 2008-09-06 | 0
[25 empty] | 2008-09-07 | 0
[25 empty] | 2008-09-08 | 0
[25 empty] | 2008-09-09 | 0
[25 empty] | 2008-09-10 | 0
[25 empty] | 2008-09-11 | 0
[25 empty] | 2008-09-12 | 0
[25 empty] | 2008-09-13 | 0
[25 empty] | 2008-09-14 | 0
[25 empty] | 2008-09-15 | 0
[25 empty] | 2008-09-16 | 0
[25 empty] | 2008-09-17 | 0
[25 empty] | 2008-09-18 | 0
[25 empty] | 2008-09-19 | 31.805
[25 empty] | 2008-09-20 | 31.805
[25 empty] | 2008-09-21 | 31.805
[25 empty] | 2008-09-22 | 31.805
[25 empty] | 2008-09-23 | 59.067
[25 empty] | 2008-09-24 | 59.067
[25 empty] | 2008-09-25 | 59.067
[25 empty] | 2008-09-26 | 57.931
[25 empty] | 2008-09-27 | 57.931
[25 empty] | 2008-09-28 | 57.931
[25 empty] | 2008-09-29 | 57.931
[25 empty] | 2008-09-30 | 132.52
[25 empty] | 2008-10-01 | 132.52
[25 empty] | 2008-10-02 | 132.52
[25 empty] | 2008-10-03 | 104.5
[25 empty] | 2008-10-04 | 104.5
[25 empty] | 2008-10-05 | 104.5
[25 empty] | 2008-10-06 | 104.5
[25 empty] | 2008-10-07 | 28.776
[25 empty] | 2008-10-08 | 28.776
[25 empty] | 2008-10-09 | 28.776
[25 empty] | 2008-10-10 | 200.69
[25 empty] | 2008-10-11 | 200.69
[25 empty] | 2008-10-12 | 200.69
[25 empty] | 2008-10-13 | 200.69
[25 empty] | 2008-10-14 | 200.69
[25 empty] | 2008-10-15 | 200.69
[25 empty] | 2008-10-16 | 200.69
[25 empty] | 2008-10-17 | 84.119
[25 empty] | 2008-10-18 | 84.119
[25 empty] | 2008-10-19 | 84.119
[25 empty] | 2008-10-20 | 84.119
[25 empty] | 2008-10-21 | 84.119
[25 empty] | 2008-10-22 | 84.119
[25 empty] | 2008-10-23 | 0
[25 empty] | 2008-10-24 | 0
[25 empty] | 2008-10-25 | 0
[25 empty] | 2008-10-26 | 0
[25 empty] | 2008-10-27 | 0
[25 empty] | 2008-10-28 | 0
[25 empty] | 2008-10-29 | 0
[25 empty] | 2008-10-30 | 0
[25 empty] | 2008-10-31 | 0
[25 empty] | 2008-11-01 | 0
[25 empty] | 2008-11-02 | 0
[25 empty] | 2008-11-03 | 0
[25 empty] | 2008-11-04 | 0
[25 empty] | 2008-11-05 | 0
[25 empty] | 2008-11-06 | 0
[25 empty] | 2008-11-07 | 0
[25 empty] | 2008-11-08 | 0
[25 empty] | 2008-11-09 | 0
[25 empty] | 2008-11-10 | 0
[25 empty] | 2008-11-11 | 0
[25 empty] | 2008-11-12 | 0
[25 empty] | 2008-11-13 | 0
[25 empty] | 2008-11-14 | 0
[25 empty] | 2008-11-15 | 0
[25 empty] | 2008-11-16 | 0
[25 empty] | 2008-11-17 | 0
[25 empty] | 2008-11-18 | 0
[25 empty] | 2008-11-19 | 0
[25 empty] | 2008-11-20 | 0
[25 empty] | 2008-11-21 | 0
[25 empty] | 2008-11-22 | 0
[25 empty] | 2008-11-23 | 0
[25 empty] | 2008-11-24 | 0
[25 empty] | 2008-11-25 | 0
[25 empty] | 2008-11-26 | 0
[25 empty] | 2008-11-27 | 0
[25 empty] | 2008-11-28 | 0
[25 empty] | 2008-11-29 | 0
[25 empty] | 2008-11-30 | 0
[25 empty] | 2008-12-01 | 0
[25 empty] | 2008-12-02 | 0
[25 empty] | 2008-12-03 | 0
[25 empty] | 2008-12-04 | 0
[25 empty] | 2008-12-05 | 0
[25 empty] | 2008-12-06 | 0
[25 empty] | 2008-12-07 | 0
[25 empty] | 2008-12-08 | 0
[25 empty] | 2008-12-09 | 0
[25 empty] | 2008-12-10 | 0
[25 empty] | 2008-12-11 | 0
[25 empty] | 2008-12-12 | 0
[25 empty] | 2008-12-13 | 0
[25 empty] | 2008-12-14 | 0
[25 empty] | 2008-12-15 | 0
[25 empty] | 2008-12-16 | 0
[25 empty] | 2008-12-17 | 0
[25 empty] | 2008-12-18 | 0
[25 empty] | 2008-12-19 | 0
[25 empty] | 2008-12-20 | 0
[25 empty] | 2008-12-21 | 0
[25 empty] | 2008-12-22 | 0
[25 empty] | 2008-12-23 | 0
[25 empty] | 2008-12-24 | 0
[25 empty] | 2008-12-25 | 0
[25 empty] | 2008-12-26 | 0
[25 empty] | 2008-12-27 | 0
[25 empty] | 2008-12-28 | 0
[25 empty] | 2008-12-29 | 0
[25 empty] | 2008-12-30 | 0
[25 empty] | 2008-12-31 | 0
[25 empty] | 2009-01-01 | 0
[25 empty] | 2009-01-02 | 0
[25 empty] | 2009-01-03 | 0
[25 empty] | 2009-01-04 | 0
[25 empty] | 2009-01-05 | 0
[25 empty] | 2009-01-06 | 0
[25 empty] | 2009-01-07 | 0
[25 empty] | 2009-01-08 | 0
[25 empty] | 2009-01-09 | 0
[25 empty] | 2009-01-10 | 0
[25 empty] | 2009-01-11 | 0
[25 empty] | 2009-01-12 | 0
[25 empty] | 2009-01-13 | 0
[25 empty] | 2009-01-14 | 0
[25 empty] | 2009-01-15 | 0
[25 empty] | 2009-01-16 | 0
[25 empty] | 2009-01-17 | 0
[25 empty] | 2009-01-18 | 0
[25 empty] | 2009-01-19 | 0
[25 empty] | 2009-01-20 | 0
[25 empty] | 2009-01-21 | 0
[25 empty] | 2009-01-22 | 0
[25 empty] | 2009-01-23 | 0
[25 empty] | 2009-01-24 | 0
[25 empty] | 2009-01-25 | 0
[25 empty] | 2009-01-26 | 0
[25 empty] | 2009-01-27 | 0
[25 empty] | 2009-01-28 | 0
[25 empty] | 2009-01-29 | 0
[25 empty] | 2009-01-30 | 0
[25 empty] | 2009-01-31 | 0
[25 empty] | 2009-02-01 | 0
[25 empty] | 2009-02-02 | 0
[25 empty] | 2009-02-03 | 0
[25 empty] | 2009-02-04 | 0
[25 empty] | 2009-02-05 | 0
[25 empty] | 2009-02-06 | 0
[25 empty] | 2009-02-07 | 0
[25 empty] | 2009-02-08 | 0
[25 empty] | 2009-02-09 | 0
[25 empty] | 2009-02-10 | 0
[25 empty] | 2009-02-11 | 0
[25 empty] | 2009-02-12 | 0
[25 empty] | 2009-02-13 | 0
[25 empty] | 2009-02-14 | 0
[25 empty] | 2009-02-15 | 0
[25 empty] | 2009-02-16 | 0
[25 empty] | 2009-02-17 | 0
[25 empty] | 2009-02-18 | 0
[25 empty] | 2009-02-19 | 0
[25 empty] | 2009-02-20 | 0
[25 empty] | 2009-02-21 | 0
[25 empty] | 2009-02-22 | 0
[25 empty] | 2009-02-23 | 0
[25 empty] | 2009-02-24 | 0
[25 empty] | 2009-02-25 | 0
[25 empty] | 2009-02-26 | 0
[25 empty] | 2009-02-27 | 0
[25 empty] | 2009-02-28 | 0
[25 empty] | 2009-03-01 | 0
[25 empty] | 2009-03-02 | 0
[25 empty] | 2009-03-03 | 0
[25 empty] | 2009-03-04 | 0
[25 empty] | 2009-03-05 | 0
[25 empty] | 2009-03-06 | 0
[25 empty] | 2009-03-07 | 0
[25 empty] | 2009-03-08 | 0
[25 empty] | 2009-03-09 | 0
[25 empty] | 2009-03-10 | 0
[25 empty] | 2009-03-11 | 0
[25 empty] | 2009-03-12 | 0
[25 empty] | 2009-03-13 | 0
[25 empty] | 2009-03-14 | 0
[25 empty] | 2009-03-15 | 0
[25 empty] | 2009-03-16 | 0
[25 empty] | 2009-03-17 | 0
[25 empty] | 2009-03-18 | 0
[25 empty] | 2009-03-19 | 0
[25 empty] | 2009-03-20 | 0
[25 empty] | 2009-03-21 | 0
[25 empty] | 2009-03-22 | 0
[25 empty] | 2009-03-23 | 0
[25 empty] | 2009-03-24 | 0
[25 empty] | 2009-03-25 | 31.78
[25 empty] | 2009-03-26 | 31.78
[25 empty] | 2009-03-27 | 31.78
[25 empty] | 2009-03-28 | 167.42
[25 empty] | 2009-03-29 | 148.82
[25 empty] | 2009-03-30 | 148.82
[25 empty] | 2009-03-31 | 176.73
[25 empty] | 2009-04-01 | 176.73
[25 empty] | 2009-04-02 | 176.73
[25 empty] | 2009-04-03 | 248.59
[25 empty] | 2009-04-04 | 248.59
[25 empty] | 2009-04-05 | 248.59
[25 empty] | 2009-04-06 | 248.59
[25 empty] | 2009-04-07 | 230.59
[25 empty] | 2009-04-08 | 230.59
[25 empty] | 2009-04-09 | 259.89
[25 empty] | 2009-04-10 | 259.89
[25 empty] | 2009-04-11 | 259.89
[25 empty] | 2009-04-12 | 259.89
[25 empty] | 2009-04-13 | 259.89
[25 empty] | 2009-04-14 | 311.46
[25 empty] | 2009-04-15 | 311.46
[25 empty] | 2009-04-16 | 311.46
[25 empty] | 2009-04-17 | 15.361
[25 empty] | 2009-04-18 | 15.361
[25 empty] | 2009-04-19 | 15.361
[25 empty] | 2009-04-20 | 15.361
[25 empty] | 2009-04-21 | 167.51
[25 empty] | 2009-04-22 | 167.51
[25 empty] | 2009-04-23 | 167.51
[25 empty] | 2009-04-24 | 117.4
[25 empty] | 2009-04-25 | 117.4
[25 empty] | 2009-04-26 | 117.4
[25 empty] | 2009-04-27 | 117.4
[25 empty] | 2009-04-28 | 83.388
[25 empty] | 2009-04-29 | 83.388
[25 empty] | 2009-04-30 | 83.388
[25 empty] | 2009-05-01 | 0
[25 empty] | 2009-05-02 | 0
[25 empty] | 2009-05-03 | 0
[25 empty] | 2009-05-04 | 0
[25 empty] | 2009-05-05 | 0
[25 empty] | 2009-05-06 | 0
[25 empty] | 2009-05-07 | 0
[25 empty] | 2009-05-08 | 0
[25 empty] | 2009-05-09 | 0
[25 empty] | 2009-05-10 | 0
[25 empty] | 2009-05-11 | 0
[25 empty] | 2009-05-12 | 0
[25 empty] | 2009-05-13 | 0
[25 empty] | 2009-05-14 | 0
[25 empty] | 2009-05-15 | 0
[25 empty] | 2009-05-16 | 0
[25 empty] | 2009-05-17 | 0
[25 empty] | 2009-05-18 | 0
[25 empty] | 2009-05-19 | 0
[25 empty] | 2009-05-20 | 0
[25 empty] | 2009-05-21 | 0
[25 empty] | 2009-05-22 | 0
[25 empty] | 2009-05-23 | 0
[25 empty] | 2009-05-24 | 0
[25 empty] | 2009-05-25 | 0
[25 empty] | 2009-05-26 | 0
[25 empty] | 2009-05-27 | 0
[25 empty] | 2009-05-28 | 0
[25 empty] | 2009-05-29 | 0
[25 empty] | 2009-05-30 | 0
[25 empty] | 2009-05-31 | 0
[25 empty] | 2009-06-01 | 0
[25 empty] | 2009-06-02 | 0
[25 empty] | 2009-06-03 | 0
[25 empty] | 2009-06-04 | 0
[25 empty] | 2009-06-05 | 0
[25 empty] | 2009-06-06 | 0
[25 empty] | 2009-06-07 | 0
[25 empty] | 2009-06-08 | 0
[25 empty] | 2009-06-09 | 32.714
[25 empty] | 2009-06-10 | 32.714
[25 empty] | 2009-06-11 | 32.714
[25 empty] | 2009-06-12 | 32.714
[25 empty] | 2009-06-13 | 32.714
[25 empty] | 2009-06-14 | 83.306
[25 empty] | 2009-06-15 | 83.306
[25 empty] | 2009-06-16 | 83.306
[25 empty] | 2009-06-17 | 83.306
[25 empty] | 2009-06-18 | 83.306
[25 empty] | 2009-06-19 | 83.306
[25 empty] | 2009-06-20 | 83.306
[25 empty] | 2009-06-21 | 83.306
[25 empty] | 2009-06-22 | 83.306
[25 empty] | 2009-06-23 | 83.306
[25 empty] | 2009-06-24 | 83.306
[25 empty] | 2009-06-25 | 83.306
[25 empty] | 2009-06-26 | 83.306
[25 empty] | 2009-06-27 | 83.306
[25 empty] | 2009-06-28 | 83.306
[25 empty] | 2009-06-29 | 83.306
[25 empty] | 2009-06-30 | 0
[25 empty] | 2009-07-01 | 0
[25 empty] | 2009-07-02 | 0
[25 empty] | 2009-07-03 | 0
[25 empty] | 2009-07-04 | 0
[25 empty] | 2009-07-05 | 0
[25 empty] | 2009-07-06 | 0
[25 empty] | 2009-07-07 | 0
[25 empty] | 2009-07-08 | 0
[25 empty] | 2009-07-09 | 0
[25 empty] | 2009-07-10 | 0
[25 empty] | 2009-07-11 | 0
[25 empty] | 2009-07-12 | 0
[25 empty] | 2009-07-13 | 0
[25 empty] | 2009-07-14 | 65.264
[25 empty] | 2009-07-15 | 65.264
[25 empty] | 2009-07-16 | 65.264
[25 empty] | 2009-07-17 | 65.264
[25 empty] | 2009-07-18 | 65.264
[25 empty] | 2009-07-19 | 65.264
[25 empty] | 2009-07-20 | 65.264
[25 empty] | 2009-07-21 | 36.051
[25 empty] | 2009-07-22 | 36.051
[25 empty] | 2009-07-23 | 36.051
[25 empty] | 2009-07-24 | 36.051
[25 empty] | 2009-07-25 | 36.051
[25 empty] | 2009-07-26 | 36.051
[25 empty] | 2009-07-27 | 36.051
[25 empty] | 2009-07-28 | 0
[25 empty] | 2009-07-29 | 0
[25 empty] | 2009-07-30 | 0
[25 empty] | 2009-07-31 | 0
[25 empty] | 2009-08-01 | 0
[25 empty] | 2009-08-02 | 0
[25 empty] | 2009-08-03 | 0
[25 empty] | 2009-08-04 | 10.424
[25 empty] | 2009-08-05 | 10.424
[25 empty] | 2009-08-06 | 10.424
[25 empty] | 2009-08-07 | 10.424
[25 empty] | 2009-08-08 | 0
[25 empty] | 2009-08-09 | 0
[25 empty] | 2009-08-10 | 0
[25 empty] | 2009-08-11 | 2.2717
[25 empty] | 2009-08-12 | 2.2717
[25 empty] | 2009-08-13 | 2.2717
[25 empty] | 2009-08-14 | 2.2717
[25 empty] | 2009-08-15 | 2.2717
[25 empty] | 2009-08-16 | 2.2717
[25 empty] | 2009-08-17 | 2.2717
[25 empty] | 2009-08-18 | 2.2717
[25 empty] | 2009-08-19 | 0
[25 empty] | 2009-08-20 | 0
[25 empty] | 2009-08-21 | 0
[25 empty] | 2009-08-22 | 0
[25 empty] | 2009-08-23 | 0
[25 empty] | 2009-08-24 | 0
[25 empty] | 2009-08-25 | 11.684
[25 empty] | 2009-08-26 | 11.684
[25 empty] | 2009-08-27 | 11.684
[25 empty] | 2009-08-28 | 11.684
[25 empty] | 2009-08-29 | 11.684
[25 empty] | 2009-08-30 | 11.684
[25 empty] | 2009-08-31 | 11.684
[25 empty] | 2009-09-01 | 0.3244
[25 empty] | 2009-09-02 | 0.3244
[25 empty] | 2009-09-03 | 0.3244
[25 empty] | 2009-09-04 | 0.3244
[25 empty] | 2009-09-05 | 0.3244
[25 empty] | 2009-09-06 | 0.3244
[25 empty] | 2009-09-07 | 0.3244
[25 empty] | 2009-09-08 | 0
[25 empty] | 2009-09-09 | 0
[25 empty] | 2009-09-10 | 0
[25 empty] | 2009-09-11 | 0
[25 empty] | 2009-09-12 | 0
[25 empty] | 2009-09-13 | 0
[25 empty] | 2009-09-14 | 0
[25 empty] | 2009-09-15 | 0
[25 empty] | 2009-09-16 | 0
[25 empty] | 2009-09-17 | 0
[25 empty] | 2009-09-18 | 0
[25 empty] | 2009-09-19 | 0
[25 empty] | 2009-09-20 | 0
[25 empty] | 2009-09-21 | 0
[25 empty] | 2009-09-22 | 0
[25 empty] | 2009-09-23 | 0
[25 empty] | 2009-09-24 | 0
[25 empty] | 2009-09-25 | 0
[25 empty] | 2009-09-26 | 0
[25 empty] | 2009-09-27 | 0
[25 empty] | 2009-09-28 | 0
[25 empty] | 2009-09-29 | 0
[25 empty] | 2009-09-30 | 0
[25 empty] | 2009-10-01 | 0
[25 empty] | 2009-10-02 | 23.854
[25 empty] | 2009-10-03 | 23.854
[25 empty] | 2009-10-04 | 23.854
[25 empty] | 2009-10-05 | 23.854
[25 empty] | 2009-10-06 | 153.35
[25 empty] | 2009-10-07 | 153.35
[25 empty] | 2009-10-08 | 153.35
[25 empty] | 2009-10-09 | 153.35
[25 empty] | 2009-10-10 | 181.74
[25 empty] | 2009-10-11 | 181.74
[25 empty] | 2009-10-12 | 181.74
[25 empty] | 2009-10-13 | 204.46
[25 empty] | 2009-10-14 | 0
[25 empty] | 2009-10-15 | 0
[25 empty] | 2009-10-16 | 0
[25 empty] | 2009-10-17 | 197.65
[25 empty] | 2009-10-18 | 197.65
[25 empty] | 2009-10-19 | 197.65
[25 empty] | 2009-10-20 | 299.92
[25 empty] | 2009-10-21 | 164.58
[25 empty] | 2009-10-22 | 133.86
[25 empty] | 2009-10-23 | 195.3
[25 empty] | 2009-10-24 | 232.61
[25 empty] | 2009-10-25 | 278.69
[25 empty] | 2009-10-26 | 100.94
[25 empty] | 2009-10-27 | 221.64
[25 empty] | 2009-10-28 | 164.58
[25 empty] | 2009-10-29 | 186.53
[25 empty] | 2009-10-30 | 103.14
[25 empty] | 2009-10-31 | 142.64
[25 empty] | 2009-11-01 | 195.3
[25 empty] | 2009-11-02 | 158.73
[25 empty] | 2009-11-03 | 0
[25 empty] | 2009-11-04 | 0
[25 empty] | 2009-11-05 | 0
[25 empty] | 2009-11-06 | 0
[25 empty] | 2009-11-07 | 0
[25 empty] | 2009-11-08 | 0
[25 empty] | 2009-11-09 | 0
[25 empty] | 2009-11-10 | 0
[25 empty] | 2009-11-11 | 0
[25 empty] | 2009-11-12 | 0
[25 empty] | 2009-11-13 | 0
[25 empty] | 2009-11-14 | 0
[25 empty] | 2009-11-15 | 0
[25 empty] | 2009-11-16 | 0
[25 empty] | 2009-11-17 | 0
[25 empty] | 2009-11-18 | 0
[25 empty] | 2009-11-19 | 0
[25 empty] | 2009-11-20 | 0
[25 empty] | 2009-11-21 | 0
[25 empty] | 2009-11-22 | 0
[25 empty] | 2009-11-23 | 0
[25 empty] | 2009-11-24 | 0
[25 empty] | 2009-11-25 | 0
[25 empty] | 2009-11-26 | 0
[25 empty] | 2009-11-27 | 0
[25 empty] | 2009-11-28 | 0
[25 empty] | 2009-11-29 | 0
[25 empty] | 2009-11-30 | 0
[25 empty] | 2009-12-01 | 0
[25 empty] | 2009-12-02 | 0
[25 empty] | 2009-12-03 | 0
[25 empty] | 2009-12-04 | 0
[25 empty] | 2009-12-05 | 0
[25 empty] | 2009-12-06 | 0
[25 empty] | 2009-12-07 | 0
[25 empty] | 2009-12-08 | 0
[25 empty] | 2009-12-09 | 0
[25 empty] | 2009-12-10 | 0
[25 empty] | 2009-12-11 | 0
[25 empty] | 2009-12-12 | 0
[25 empty] | 2009-12-13 | 0
[25 empty] | 2009-12-14 | 0
[25 empty] | 2009-12-15 | 0
[25 empty] | 2009-12-16 | 0
[25 empty] | 2009-12-17 | 0
[25 empty] | 2009-12-18 | 0
[25 empty] | 2009-12-19 | 0
[25 empty] | 2009-12-20 | 0
[25 empty] | 2009-12-21 | 0
[25 empty] | 2009-12-22 | 0
[25 empty] | 2009-12-23 | 0
[25 empty] | 2009-12-24 | 0
[25 empty] | 2009-12-25 | 0
[25 empty] | 2009-12-26 | 0
[25 empty] | 2009-12-27 | 0
[25 empty] | 2009-12-28 | 0
[25 empty] | 2009-12-29 | 0
[25 empty] | 2009-12-30 | 0
[25 empty] | 2009-12-31 | 0
[25 empty] | 2010-01-01 | 0
[25 empty] | 2010-01-02 | 0
[25 empty] | 2010-01-03 | 0
[25 empty] | 2010-01-04 | 0
[25 empty] | 2010-01-05 | 0
[25 empty] | 2010-01-06 | 0
[25 empty] | 2010-01-07 | 0
[25 empty] | 2010-01-08 | 0
[25 empty] | 2010-01-09 | 0
[25 empty] | 2010-01-10 | 0
[25 empty] | 2010-01-11 | 0
[25 empty] | 2010-01-12 | 0
[25 empty] | 2010-01-13 | 0
[25 empty] | 2010-01-14 | 0
[25 empty] | 2010-01-15 | 0
[25 empty] | 2010-01-16 | 0
[25 empty] | 2010-01-17 | 0
[25 empty] | 2010-01-18 | 0
[25 empty] | 2010-01-19 | 0
[25 empty] | 2010-01-20 | 0
[25 empty] | 2010-01-21 | 0
[25 empty] | 2010-01-22 | 0
[25 empty] | 2010-01-23 | 0
[25 empty] | 2010-01-24 | 0
[25 empty] | 2010-01-25 | 0
[25 empty] | 2010-01-26 | 0
[25 empty] | 2010-01-27 | 0
[25 empty] | 2010-01-28 | 0
[25 empty] | 2010-01-29 | 0
[25 empty] | 2010-01-30 | 0
[25 empty] | 2010-01-31 | 0
[25 empty] | 2010-02-01 | 0
[25 empty] | 2010-02-02 | 0
[25 empty] | 2010-02-03 | 0
[25 empty] | 2010-02-04 | 0
[25 empty] | 2010-02-05 | 0
[25 empty] | 2010-02-06 | 0
[25 empty] | 2010-02-07 | 0
[25 empty] | 2010-02-08 | 0
[25 empty] | 2010-02-09 | 0
[25 empty] | 2010-02-10 | 0
[25 empty] | 2010-02-11 | 0
[25 empty] | 2010-02-12 | 0
[25 empty] | 2010-02-13 | 0
[25 empty] | 2010-02-14 | 0
[25 empty] | 2010-02-15 | 0
[25 empty] | 2010-02-16 | 0
[25 empty] | 2010-02-17 | 0
[25 empty] | 2010-02-18 | 0
[25 empty] | 2010-02-19 | 0
[25 empty] | 2010-02-20 | 0
[25 empty] | 2010-02-21 | 0
[25 empty] | 2010-02-22 | 0
[25 empty] | 2010-02-23 | 0
[25 empty] | 2010-02-24 | 0
[25 empty] | 2010-02-25 | 0
[25 empty] | 2010-02-26 | 0
[25 empty] | 2010-02-27 | 0
[25 empty] | 2010-02-28 | 0
[25 empty] | 2010-03-01 | 0
[25 empty] | 2010-03-02 | 0
[25 empty] | 2010-03-03 | 0
[25 empty] | 2010-03-04 | 0
[25 empty] | 2010-03-05 | 0
[25 empty] | 2010-03-06 | 0
[25 empty] | 2010-03-07 | 0
[25 empty] | 2010-03-08 | 0
[25 empty] | 2010-03-09 | 0
[25 empty] | 2010-03-10 | 0
[25 empty] | 2010-03-11 | 0
[25 empty] | 2010-03-12 | 0
[25 empty] | 2010-03-13 | 0
[25 empty] | 2010-03-14 | 0
[25 empty] | 2010-03-15 | 0
[25 empty] | 2010-03-16 | 0
[25 empty] | 2010-03-17 | 0
[25 empty] | 2010-03-18 | 0
[25 empty] | 2010-03-19 | 0
[25 empty] | 2010-03-20 | 0
[25 empty] | 2010-03-21 | 0
[25 empty] | 2010-03-22 | 0
[25 empty] | 2010-03-23 | 0
[25 empty] | 2010-03-24 | 88.364
[25 empty] | 2010-03-25 | 88.364
[25 empty] | 2010-03-26 | 48.251
[25 empty] | 2010-03-27 | 48.251
[25 empty] | 2010-03-28 | 48.251
[25 empty] | 2010-03-29 | 48.251
[25 empty] | 2010-03-30 | 13.952
[25 empty] | 2010-03-31 | 13.952
[25 empty] | 2010-04-01 | 13.952
[25 empty] | 2010-04-02 | 13.952
[25 empty] | 2010-04-03 | 13.952
[25 empty] | 2010-04-04 | 13.952
[25 empty] | 2010-04-05 | 13.952
[25 empty] | 2010-04-06 | 17.939
[25 empty] | 2010-04-07 | 17.939
[25 empty] | 2010-04-08 | 17.939
[25 empty] | 2010-04-09 | 17.939
[25 empty] | 2010-04-10 | 17.939
[25 empty] | 2010-04-11 | 17.939
[25 empty] | 2010-04-12 | 17.939
[25 empty] | 2010-04-13 | 0
[25 empty] | 2010-04-14 | 0
[25 empty] | 2010-04-15 | 0
[25 empty] | 2010-04-16 | 0
[25 empty] | 2010-04-17 | 0
[25 empty] | 2010-04-18 | 0
[25 empty] | 2010-04-19 | 0
[25 empty] | 2010-04-20 | 0
[25 empty] | 2010-04-21 | 0
[25 empty] | 2010-04-22 | 0
[25 empty] | 2010-04-23 | 0
[25 empty] | 2010-04-24 | 0
[25 empty] | 2010-04-25 | 0
[25 empty] | 2010-04-26 | 0
[25 empty] | 2010-04-27 | 4.3186
[25 empty] | 2010-04-28 | 4.3186
[25 empty] | 2010-04-29 | 4.3186
[25 empty] | 2010-04-30 | 4.3186
[25 empty] | 2010-05-01 | 4.3186
[25 empty] | 2010-05-02 | 4.3186
[25 empty] | 2010-05-03 | 4.3186
[25 empty] | 2010-05-04 | 92.35
[25 empty] | 2010-05-05 | 92.35
[25 empty] | 2010-05-06 | 92.35
[25 empty] | 2010-05-07 | 92.35
[25 empty] | 2010-05-08 | 92.35
[25 empty] | 2010-05-09 | 92.35
[25 empty] | 2010-05-10 | 92.35
[25 empty] | 2010-05-11 | 70.285
[25 empty] | 2010-05-12 | 70.285
[25 empty] | 2010-05-13 | 70.285
[25 empty] | 2010-05-14 | 70.285
[25 empty] | 2010-05-15 | 70.285
[25 empty] | 2010-05-16 | 70.285
[25 empty] | 2010-05-17 | 70.285
[25 empty] | 2010-05-18 | 62.961
[25 empty] | 2010-05-19 | 62.961
[25 empty] | 2010-05-20 | 62.961
[25 empty] | 2010-05-21 | 62.961
[25 empty] | 2010-05-22 | 62.961
[25 empty] | 2010-05-23 | 62.961
[25 empty] | 2010-05-24 | 62.961
[25 empty] | 2010-05-25 | 51.278
[25 empty] | 2010-05-26 | 51.278
[25 empty] | 2010-05-27 | 51.278
[25 empty] | 2010-05-28 | 51.278
[25 empty] | 2010-05-29 | 51.278
[25 empty] | 2010-05-30 | 51.278
[25 empty] | 2010-05-31 | 51.278
[25 empty] | 2010-06-01 | 33.103
[25 empty] | 2010-06-02 | 33.103
[25 empty] | 2010-06-03 | 33.103
[25 empty] | 2010-06-04 | 33.103
[25 empty] | 2010-06-05 | 33.103
[25 empty] | 2010-06-06 | 33.103
[25 empty] | 2010-06-07 | 33.103
[25 empty] | 2010-06-08 | 15.578
[25 empty] | 2010-06-09 | 15.578
[25 empty] | 2010-06-10 | 15.578
[25 empty] | 2010-06-11 | 15.578
[25 empty] | 2010-06-12 | 15.578
[25 empty] | 2010-06-13 | 15.578
[25 empty] | 2010-06-14 | 15.578
[25 empty] | 2010-06-15 | 72.048
[25 empty] | 2010-06-16 | 72.048
[25 empty] | 2010-06-17 | 72.048
[25 empty] | 2010-06-18 | 72.048
[25 empty] | 2010-06-19 | 72.048
[25 empty] | 2010-06-20 | 72.048
[25 empty] | 2010-06-21 | 72.048
[25 empty] | 2010-06-22 | 81.512
[25 empty] | 2010-06-23 | 81.512
[25 empty] | 2010-06-24 | 81.512
[25 empty] | 2010-06-25 | 81.512
[25 empty] | 2010-06-26 | 81.512
[25 empty] | 2010-06-27 | 81.512
[25 empty] | 2010-06-28 | 81.512
[25 empty] | 2010-06-29 | 80.253
[25 empty] | 2010-06-30 | 80.253
[25 empty] | 2010-07-01 | 80.253
[25 empty] | 2010-07-02 | 80.253
[25 empty] | 2010-07-03 | 80.253
[25 empty] | 2010-07-04 | 80.253
[25 empty] | 2010-07-05 | 80.253
[25 empty] | 2010-07-06 | 65.206
[25 empty] | 2010-07-07 | 65.206
[25 empty] | 2010-07-08 | 65.206
[25 empty] | 2010-07-09 | 65.206
[25 empty] | 2010-07-10 | 65.206
[25 empty] | 2010-07-11 | 65.206
[25 empty] | 2010-07-12 | 65.206
[25 empty] | 2010-07-13 | 48.277
[25 empty] | 2010-07-14 | 48.277
[25 empty] | 2010-07-15 | 48.277
[25 empty] | 2010-07-16 | 48.277
[25 empty] | 2010-07-17 | 48.277
[25 empty] | 2010-07-18 | 48.277
[25 empty] | 2010-07-19 | 48.277
[25 empty] | 2010-07-20 | 40.754
[25 empty] | 2010-07-21 | 40.754
[25 empty] | 2010-07-22 | 40.754
[25 empty] | 2010-07-23 | 40.754
[25 empty] | 2010-07-24 | 40.754
[25 empty] | 2010-07-25 | 40.754
[25 empty] | 2010-07-26 | 40.754
[25 empty] | 2010-07-27 | 33.857
[25 empty] | 2010-07-28 | 33.857
[25 empty] | 2010-07-29 | 33.857
[25 empty] | 2010-07-30 | 33.857
[25 empty] | 2010-07-31 | 33.857
[25 empty] | 2010-08-01 | 33.857
[25 empty] | 2010-08-02 | 33.857
[25 empty] | 2010-08-03 | 0
[25 empty] | 2010-08-04 | 0
[25 empty] | 2010-08-05 | 0
[25 empty] | 2010-08-06 | 0
[25 empty] | 2010-08-07 | 0
[25 empty] | 2010-08-08 | 0
[25 empty] | 2010-08-09 | 0
[25 empty] | 2010-08-10 | 53.607
[25 empty] | 2010-08-11 | 53.607
[25 empty] | 2010-08-12 | 53.607
[25 empty] | 2010-08-13 | 53.607
[25 empty] | 2010-08-14 | 53.607
[25 empty] | 2010-08-15 | 53.607
[25 empty] | 2010-08-16 | 53.607
[25 empty] | 2010-08-17 | 0
[25 empty] | 2010-08-18 | 0
[25 empty] | 2010-08-19 | 0
[25 empty] | 2010-08-20 | 0
[25 empty] | 2010-08-21 | 0
[25 empty] | 2010-08-22 | 0
[25 empty] | 2010-08-23 | 0
[25 empty] | 2010-08-24 | 14.734
[25 empty] | 2010-08-25 | 14.734
[25 empty] | 2010-08-26 | 14.734
[25 empty] | 2010-08-27 | 14.734
[25 empty] | 2010-08-28 | 14.734
[25 empty] | 2010-08-29 | 14.734
[25 empty] | 2010-08-30 | 14.734
[25 empty] | 2010-08-31 | 133.86
[25 empty] | 2010-09-01 | 133.86
[25 empty] | 2010-09-02 | 133.86
[25 empty] | 2010-09-03 | 133.86
[25 empty] | 2010-09-04 | 133.86
[25 empty] | 2010-09-05 | 133.86
[25 empty] | 2010-09-06 | 133.86
[25 empty] | 2010-09-07 | 37.305
[25 empty] | 2010-09-08 | 37.305
[25 empty] | 2010-09-09 | 37.305
[25 empty] | 2010-09-10 | 37.305
[25 empty] | 2010-09-11 | 37.305
[25 empty] | 2010-09-12 | 37.305
[25 empty] | 2010-09-13 | 37.305
[25 empty] | 2010-09-14 | 0
[25 empty] | 2010-09-15 | 0
[25 empty] | 2010-09-16 | 0
[25 empty] | 2010-09-17 | 0
[25 empty] | 2010-09-18 | 0
[25 empty] | 2010-09-19 | 0
[25 empty] | 2010-09-20 | 0
[25 empty] | 2010-09-21 | 0
[25 empty] | 2010-09-22 | 0
[25 empty] | 2010-09-23 | 0
[25 empty] | 2010-09-24 | 0
[25 empty] | 2010-09-25 | 0
[25 empty] | 2010-09-26 | 0
[25 empty] | 2010-09-27 | 0
[25 empty] | 2010-09-28 | 0
[25 empty] | 2010-09-29 | 0
[25 empty] | 2010-09-30 | 0
[25 empty] | 2010-10-01 | 0
[25 empty] | 2010-10-02 | 0
[25 empty] | 2010-10-03 | 0
[25 empty] | 2010-10-04 | 0
[25 empty] | 2010-10-05 | 0
[25 empty] | 2010-10-06 | 0
[25 empty] | 2010-10-07 | 0
[25 empty] | 2010-10-08 | 0
[25 empty] | 2010-10-09 | 0
[25 empty] | 2010-10-10 | 0
[25 empty] | 2010-10-11 | 0
[25 empty] | 2010-10-12 | 0
[25 empty] | 2010-10-13 | 0
[25 empty] | 2010-10-14 | 0
[25 empty] | 2010-10-15 | 0
[25 empty] | 2010-10-16 | 0
[25 empty] | 2010-10-17 | 0
[25 empty] | 2010-10-18 | 0
[25 empty] | 2010-10-19 | 0
[25 empty] | 2010-10-20 | 0
[25 empty] | 2010-10-21 | 0
[25 empty] | 2010-10-22 | 0
[25 empty] | 2010-10-23 | 0
[25 empty] | 2010-10-24 | 0
[25 empty] | 2010-10-25 | 0
[25 empty] | 2010-10-26 | 0
[25 empty] | 2010-10-27 | 0
[25 empty] | 2010-10-28 | 0
[25 empty] | 2010-10-29 | 0
[25 empty] | 2010-10-30 | 0
[25 empty] | 2010-10-31 | 0
[25 empty] | 2010-11-01 | 0
[25 empty] | 2010-11-02 | 0
[25 empty] | 2010-11-03 | 0
[25 empty] | 2010-11-04 | 0
[25 empty] | 2010-11-05 | 0
[25 empty] | 2010-11-06 | 0
[25 empty] | 2010-11-07 | 0
[25 empty] | 2010-11-08 | 0
[25 empty] | 2010-11-09 | 0
[25 empty] | 2010-11-10 | 0
[25 empty] | 2010-11-11 | 0
[25 empty] | 2010-11-12 | 0
[25 empty] | 2010-11-13 | 0
[25 empty] | 2010-11-14 | 0
[25 empty] | 2010-11-15 | 0
[25 empty] | 2010-11-16 | 12.873
[25 empty] | 2010-11-17 | 12.873
[25 empty] | 2010-11-18 | 12.873
[25 empty] | 2010-11-19 | 140.85
[25 empty] | 2010-11-20 | 106.77
[25 empty] | 2010-11-21 | 106.78
[25 empty] | 2010-11-22 | 63.609
[25 empty] | 2010-11-23 | 120.41
[25 empty] | 2010-11-24 | 111.32
[25 empty] | 2010-11-25 | 79.513
[25 empty] | 2010-11-26 | 106.78
[25 empty] | 2010-11-27 | 102.23
[25 empty] | 2010-11-28 | 87.786
[25 empty] | 2010-11-29 | 87.786
[25 empty] | 2010-11-30 | 92.166
[25 empty] | 2010-12-01 | 92.166
[25 empty] | 2010-12-02 | 92.166
[25 empty] | 2010-12-03 | 0
[25 empty] | 2010-12-04 | 0
[25 empty] | 2010-12-05 | 0
[25 empty] | 2010-12-06 | 0
[25 empty] | 2010-12-07 | 0
[25 empty] | 2010-12-08 | 0
[25 empty] | 2010-12-09 | 0
[25 empty] | 2010-12-10 | 0
[25 empty] | 2010-12-11 | 0
[25 empty] | 2010-12-12 | 0
[25 empty] | 2010-12-13 | 0
[25 empty] | 2010-12-14 | 0
[25 empty] | 2010-12-15 | 0
[25 empty] | 2010-12-16 | 0
[25 empty] | 2010-12-17 | 0
[25 empty] | 2010-12-18 | 0
[25 empty] | 2010-12-19 | 0
[25 empty] | 2010-12-20 | 0
[25 empty] | 2010-12-21 | 0
[25 empty] | 2010-12-22 | 0
[25 empty] | 2010-12-23 | 0
[25 empty] | 2010-12-24 | 0
[25 empty] | 2010-12-25 | 0
[25 empty] | 2010-12-26 | 0
[25 empty] | 2010-12-27 | 0
[25 empty] | 2010-12-28 | 0
[25 empty] | 2010-12-29 | 0
[25 empty] | 2010-12-30 | 0
[25 empty] | 2010-12-31 | 0
[25 empty] | 2011-01-01 | 0
[25 empty] | 2011-01-02 | 0
[25 empty] | 2011-01-03 | 0
[25 empty] | 2011-01-04 | 0
[25 empty] | 2011-01-05 | 0
[25 empty] | 2011-01-06 | 0
[25 empty] | 2011-01-07 | 0
[25 empty] | 2011-01-08 | 0
[25 empty] | 2011-01-09 | 0
[25 empty] | 2011-01-10 | 0
[25 empty] | 2011-01-11 | 0
[25 empty] | 2011-01-12 | 0
[25 empty] | 2011-01-13 | 0
[25 empty] | 2011-01-14 | 0
[25 empty] | 2011-01-15 | 0
[25 empty] | 2011-01-16 | 0
[25 empty] | 2011-01-17 | 0
[25 empty] | 2011-01-18 | 0
[25 empty] | 2011-01-19 | 0
[25 empty] | 2011-01-20 | 0
[25 empty] | 2011-01-21 | 0
[25 empty] | 2011-01-22 | 0
[25 empty] | 2011-01-23 | 0
[25 empty] | 2011-01-24 | 0
[25 empty] | 2011-01-25 | 0
[25 empty] | 2011-01-26 | 0
[25 empty] | 2011-01-27 | 0
[25 empty] | 2011-01-28 | 0
[25 empty] | 2011-01-29 | 0
[25 empty] | 2011-01-30 | 0
[25 empty] | 2011-01-31 | 0
[25 empty] | 2011-02-01 | 0
[25 empty] | 2011-02-02 | 0
[25 empty] | 2011-02-03 | 0
[25 empty] | 2011-02-04 | 0
[25 empty] | 2011-02-05 | 0
[25 empty] | 2011-02-06 | 0
[25 empty] | 2011-02-07 | 0
[25 empty] | 2011-02-08 | 0
[25 empty] | 2011-02-09 | 0
[25 empty] | 2011-02-10 | 0
[25 empty] | 2011-02-11 | 0
[25 empty] | 2011-02-12 | 0
[25 empty] | 2011-02-13 | 0
[25 empty] | 2011-02-14 | 0
[25 empty] | 2011-02-15 | 0
[25 empty] | 2011-02-16 | 0
[25 empty] | 2011-02-17 | 0
[25 empty] | 2011-02-18 | 0
[25 empty] | 2011-02-19 | 0
[25 empty] | 2011-02-20 | 0
[25 empty] | 2011-02-21 | 0
[25 empty] | 2011-02-22 | 0
[25 empty] | 2011-02-23 | 0
[25 empty] | 2011-02-24 | 0
[25 empty] | 2011-02-25 | 0
[25 empty] | 2011-02-26 | 0
[25 empty] | 2011-02-27 | 0
[25 empty] | 2011-02-28 | 0
[25 empty] | 2011-03-01 | 0
[25 empty] | 2011-03-02 | 0
[25 empty] | 2011-03-03 | 0
[25 empty] | 2011-03-04 | 0
[25 empty] | 2011-03-05 | 0
[25 empty] | 2011-03-06 | 0
[25 empty] | 2011-03-07 | 0
[25 empty] | 2011-03-08 | 0
[25 empty] | 2011-03-09 | 0
[25 empty] | 2011-03-10 | 0
[25 empty] | 2011-03-11 | 0
[25 empty] | 2011-03-12 | 0
[25 empty] | 2011-03-13 | 0
[25 empty] | 2011-03-14 | 0
[25 empty] | 2011-03-15 | 0
[25 empty] | 2011-03-16 | 0
[25 empty] | 2011-03-17 | 0
[25 empty] | 2011-03-18 | 0
[25 empty] | 2011-03-19 | 0
[25 empty] | 2011-03-20 | 0
[25 empty] | 2011-03-21 | 0
[25 empty] | 2011-03-22 | 15.502
[25 empty] | 2011-03-23 | 15.502
[25 empty] | 2011-03-24 | 15.502
[25 empty] | 2011-03-25 | 0
[25 empty] | 2011-03-26 | 0
[25 empty] | 2011-03-27 | 0
[25 empty] | 2011-03-28 | 0
[25 empty] | 2011-03-29 | 38.756
[25 empty] | 2011-03-30 | 38.756
[25 empty] | 2011-03-31 | 38.756
[25 empty] | 2011-04-01 | 53.483
[25 empty] | 2011-04-02 | 53.483
[25 empty] | 2011-04-03 | 53.483
[25 empty] | 2011-04-04 | 53.483
[25 empty] | 2011-04-05 | 136.42
[25 empty] | 2011-04-06 | 136.42
[25 empty] | 2011-04-07 | 136.42
[25 empty] | 2011-04-08 | 97.519
[25 empty] | 2011-04-09 | 97.519
[25 empty] | 2011-04-10 | 97.519
[25 empty] | 2011-04-11 | 97.519
[25 empty] | 2011-04-12 | 98.445
[25 empty] | 2011-04-13 | 98.445
[25 empty] | 2011-04-14 | 98.445
[25 empty] | 2011-04-15 | 53.387
[25 empty] | 2011-04-16 | 53.387
[25 empty] | 2011-04-17 | 53.387
[25 empty] | 2011-04-18 | 53.387
[25 empty] | 2011-04-19 | 40.135
[25 empty] | 2011-04-20 | 40.135
[25 empty] | 2011-04-21 | 40.135
[25 empty] | 2011-04-22 | 61.906
[25 empty] | 2011-04-23 | 61.906
[25 empty] | 2011-04-24 | 61.906
[25 empty] | 2011-04-25 | 61.906
[25 empty] | 2011-04-26 | 52.252
[25 empty] | 2011-04-27 | 52.252
[25 empty] | 2011-04-28 | 52.252
[25 empty] | 2011-04-29 | 0
[25 empty] | 2011-04-30 | 0
[25 empty] | 2011-05-01 | 0
[25 empty] | 2011-05-02 | 0
[25 empty] | 2011-05-03 | 0
[25 empty] | 2011-05-04 | 0
[25 empty] | 2011-05-05 | 0
[25 empty] | 2011-05-06 | 49.979
[25 empty] | 2011-05-07 | 49.979
[25 empty] | 2011-05-08 | 49.979
[25 empty] | 2011-05-09 | 49.979
[25 empty] | 2011-05-10 | 103.75
[25 empty] | 2011-05-11 | 103.75
[25 empty] | 2011-05-12 | 103.75
[25 empty] | 2011-05-13 | 87.464
[25 empty] | 2011-05-14 | 87.464
[25 empty] | 2011-05-15 | 87.464
[25 empty] | 2011-05-16 | 87.464
[25 empty] | 2011-05-17 | 53.766
[25 empty] | 2011-05-18 | 53.766
[25 empty] | 2011-05-19 | 53.766
[25 empty] | 2011-05-20 | 51.683
[25 empty] | 2011-05-21 | 51.683
[25 empty] | 2011-05-22 | 51.683
[25 empty] | 2011-05-23 | 51.683
[25 empty] | 2011-05-24 | 73.944
[25 empty] | 2011-05-25 | 73.944
[25 empty] | 2011-05-26 | 73.944
[25 empty] | 2011-05-27 | 54.312
[25 empty] | 2011-05-28 | 54.312
[25 empty] | 2011-05-29 | 54.312
[25 empty] | 2011-05-30 | 54.312
[25 empty] | 2011-05-31 | 70.849
[25 empty] | 2011-06-01 | 70.849
[25 empty] | 2011-06-02 | 70.849
[25 empty] | 2011-06-03 | 70.849
[25 empty] | 2011-06-04 | 70.849
[25 empty] | 2011-06-05 | 70.849
[25 empty] | 2011-06-06 | 70.849
[25 empty] | 2011-06-07 | 42.426
[25 empty] | 2011-06-08 | 42.426
[25 empty] | 2011-06-09 | 42.426
[25 empty] | 2011-06-10 | 0
[25 empty] | 2011-06-11 | 0
[25 empty] | 2011-06-12 | 0
[25 empty] | 2011-06-13 | 0
[25 empty] | 2011-06-14 | 0
[25 empty] | 2011-06-15 | 0
[25 empty] | 2011-06-16 | 0
[25 empty] | 2011-06-17 | 13.715
[25 empty] | 2011-06-18 | 13.715
[25 empty] | 2011-06-19 | 13.715
[25 empty] | 2011-06-20 | 13.715
[25 empty] | 2011-06-21 | 0
[25 empty] | 2011-06-22 | 0
[25 empty] | 2011-06-23 | 0
[25 empty] | 2011-06-24 | 0
[25 empty] | 2011-06-25 | 0
[25 empty] | 2011-06-26 | 0
[25 empty] | 2011-06-27 | 0
[25 empty] | 2011-06-28 | 0
[25 empty] | 2011-06-29 | 0
[25 empty] | 2011-06-30 | 0
[25 empty] | 2011-07-01 | 0
[25 empty] | 2011-07-02 | 0
[25 empty] | 2011-07-03 | 0
[25 empty] | 2011-07-04 | 0
[25 empty] | 2011-07-05 | 0
[25 empty] | 2011-07-06 | 0
[25 empty] | 2011-07-07 | 0
[25 empty] | 2011-07-08 | 0
[25 empty] | 2011-07-09 | 0
[25 empty] | 2011-07-10 | 0
[25 empty] | 2011-07-11 | 0
[25 empty] | 2011-07-12 | 0
[25 empty] | 2011-07-13 | 0
[25 empty] | 2011-07-14 | 0
[25 empty] | 2011-07-15 | 22.493
[25 empty] | 2011-07-16 | 22.493
[25 empty] | 2011-07-17 | 22.493
[25 empty] | 2011-07-18 | 22.493
[25 empty] | 2011-07-19 | 0
[25 empty] | 2011-07-20 | 0
[25 empty] | 2011-07-21 | 0
[25 empty] | 2011-07-22 | 0
[25 empty] | 2011-07-23 | 0
[25 empty] | 2011-07-24 | 0
[25 empty] | 2011-07-25 | 0
[25 empty] | 2011-07-26 | 31.805
[25 empty] | 2011-07-27 | 31.805
[25 empty] | 2011-07-28 | 31.805
[25 empty] | 2011-07-29 | 0
[25 empty] | 2011-07-30 | 0
[25 empty] | 2011-07-31 | 0
[25 empty] | 2011-08-01 | 0
[25 empty] | 2011-08-02 | 0
[25 empty] | 2011-08-03 | 0
[25 empty] | 2011-08-04 | 0
[25 empty] | 2011-08-05 | 3.9757
[25 empty] | 2011-08-06 | 3.9757
[25 empty] | 2011-08-07 | 3.9757
[25 empty] | 2011-08-08 | 3.9757
[25 empty] | 2011-08-09 | 26.787
[25 empty] | 2011-08-10 | 26.787
[25 empty] | 2011-08-11 | 26.787
[25 empty] | 2011-08-12 | 0
[25 empty] | 2011-08-13 | 0
[25 empty] | 2011-08-14 | 0
[25 empty] | 2011-08-15 | 0
[25 empty] | 2011-08-16 | 0
[25 empty] | 2011-08-17 | 0
[25 empty] | 2011-08-18 | 0
[25 empty] | 2011-08-19 | 0
[25 empty] | 2011-08-20 | 0
[25 empty] | 2011-08-21 | 0
[25 empty] | 2011-08-22 | 0
[25 empty] | 2011-08-23 | 0
[25 empty] | 2011-08-24 | 0
[25 empty] | 2011-08-25 | 0
[25 empty] | 2011-08-26 | 0
[25 empty] | 2011-08-27 | 0
[25 empty] | 2011-08-28 | 0
[25 empty] | 2011-08-29 | 0
[25 empty] | 2011-08-30 | 7.5725
[25 empty] | 2011-08-31 | 7.5725
[25 empty] | 2011-09-01 | 7.5725
[25 empty] | 2011-09-02 | 8.5194
[25 empty] | 2011-09-03 | 8.5194
[25 empty] | 2011-09-04 | 8.5194
[25 empty] | 2011-09-05 | 8.5194
[25 empty] | 2011-09-06 | 0
[25 empty] | 2011-09-07 | 0
[25 empty] | 2011-09-08 | 0
[25 empty] | 2011-09-09 | 0
[25 empty] | 2011-09-10 | 0
[25 empty] | 2011-09-11 | 0
[25 empty] | 2011-09-12 | 0
[25 empty] | 2011-09-13 | 9.8449
[25 empty] | 2011-09-14 | 9.8449
[25 empty] | 2011-09-15 | 9.8449
[25 empty] | 2011-09-16 | 17.038
[25 empty] | 2011-09-17 | 17.038
[25 empty] | 2011-09-18 | 17.038
[25 empty] | 2011-09-19 | 17.038
[25 empty] | 2011-09-20 | 222.03
[25 empty] | 2011-09-21 | 222.03
[25 empty] | 2011-09-22 | 222.03
[25 empty] | 2011-09-23 | 217.8
[25 empty] | 2011-09-24 | 217.8
[25 empty] | 2011-09-25 | 217.8
[25 empty] | 2011-09-26 | 217.8
[25 empty] | 2011-09-27 | 220.8
[25 empty] | 2011-09-28 | 220.8
[25 empty] | 2011-09-29 | 220.8
[25 empty] | 2011-09-30 | 220.8
[25 empty] | 2011-10-01 | 0
[25 empty] | 2011-10-02 | 0
[25 empty] | 2011-10-03 | 0
[25 empty] | 2011-10-04 | 0
[25 empty] | 2011-10-05 | 0
[25 empty] | 2011-10-06 | 0
[25 empty] | 2011-10-07 | 0
[25 empty] | 2011-10-08 | 0
[25 empty] | 2011-10-09 | 0
[25 empty] | 2011-10-10 | 0
[25 empty] | 2011-10-11 | 0
[25 empty] | 2011-10-12 | 0
[25 empty] | 2011-10-13 | 0
[25 empty] | 2011-10-14 | 0
[25 empty] | 2011-10-15 | 0
[25 empty] | 2011-10-16 | 0
[25 empty] | 2011-10-17 | 0
[25 empty] | 2011-10-18 | 0
[25 empty] | 2011-10-19 | 0
[25 empty] | 2011-10-20 | 0
[25 empty] | 2011-10-21 | 0
[25 empty] | 2011-10-22 | 0
[25 empty] | 2011-10-23 | 0
[25 empty] | 2011-10-24 | 0
[25 empty] | 2011-10-25 | 0
[25 empty] | 2011-10-26 | 0
[25 empty] | 2011-10-27 | 0
[25 empty] | 2011-10-28 | 0
[25 empty] | 2011-10-29 | 0
[25 empty] | 2011-10-30 | 0
[25 empty] | 2011-10-31 | 0
[25 empty] | 2011-11-01 | 0
[25 empty] | 2011-11-02 | 0
[25 empty] | 2011-11-03 | 0
[25 empty] | 2011-11-04 | 0
[25 empty] | 2011-11-05 | 0
[25 empty] | 2011-11-06 | 0
[25 empty] | 2011-11-07 | 0
[25 empty] | 2011-11-08 | 0
[25 empty] | 2011-11-09 | 0
[25 empty] | 2011-11-10 | 0
[25 empty] | 2011-11-11 | 0
[25 empty] | 2011-11-12 | 0
[25 empty] | 2011-11-13 | 0
[25 empty] | 2011-11-14 | 0
[25 empty] | 2011-11-15 | 0
[25 empty] | 2011-11-16 | 0
[25 empty] | 2011-11-17 | 0
[25 empty] | 2011-11-18 | 0
[25 empty] | 2011-11-19 | 0
[25 empty] | 2011-11-20 | 0
[25 empty] | 2011-11-21 | 0
[25 empty] | 2011-11-22 | 0
[25 empty] | 2011-11-23 | 176.04
[25 empty] | 2011-11-24 | 176.04
[25 empty] | 2011-11-25 | 176.04
[25 empty] | 2011-11-26 | 176.04
[25 empty] | 2011-11-27 | 176.04
[25 empty] | 2011-11-28 | 176.04
[25 empty] | 2011-11-29 | 54.86
[25 empty] | 2011-11-30 | 54.86
[25 empty] | 2011-12-01 | 54.86
[25 empty] | 2011-12-02 | 54.86
[25 empty] | 2011-12-03 | 54.86
[25 empty] | 2011-12-04 | 54.86
[25 empty] | 2011-12-05 | 54.86
[25 empty] | 2011-12-06 | 76.256
[25 empty] | 2011-12-07 | 76.256
[25 empty] | 2011-12-08 | 76.256
[25 empty] | 2011-12-09 | 76.256
[25 empty] | 2011-12-10 | 76.256
[25 empty] | 2011-12-11 | 76.256
[25 empty] | 2011-12-12 | 76.256
[25 empty] | 2011-12-13 | 76.256
[25 empty] | 2011-12-14 | 0
[25 empty] | 2011-12-15 | 0
[25 empty] | 2011-12-16 | 0
[25 empty] | 2011-12-17 | 0
[25 empty] | 2011-12-18 | 0
[25 empty] | 2011-12-19 | 0
[25 empty] | 2011-12-20 | 0
[25 empty] | 2011-12-21 | 0
[25 empty] | 2011-12-22 | 0
[25 empty] | 2011-12-23 | 0
[25 empty] | 2011-12-24 | 0
[25 empty] | 2011-12-25 | 0
[25 empty] | 2011-12-26 | 0
[25 empty] | 2011-12-27 | 0
[25 empty] | 2011-12-28 | 0
[25 empty] | 2011-12-29 | 0
[25 empty] | 2011-12-30 | 0
[25 empty] | 2011-12-31 | 0
[25 empty] | 2012-01-01 | 0
Note on BD2: GoldSim Version: 10.50.200 Model: C:\Projects\Faro\Model\Current Model\FMC_WB_WQModel_V2.0\X14Analysis\FMC_WB_WQModel_V2.04_S4.gsm Element ID: \Faro_SWWQM\Results\SingleWQ_4Dash\SingleWQ_CVD\R_SingleWQ Element Description: Simulated on: 5/10/2013 12:06:40 Exported on: 5/10/2013 12:07:46 # of Realizations: 100 # of Time Values: 121 Time Display Units: yr
Note on AH4: GoldSim Version: 10.50.200 Model: C:\Projects\Faro\Model\Current Model\FMC_WB_WQModel_V2.0\X14Analysis\FMC_WB_WQModel_V2.04_S4.gsm Element ID: \Faro_SWWQM\Results\SingleWQ_4Dash\SingleWQ_EfluentWTP_Faro\R_SingleWQ Element Description: Simulated on: 5/10/2013 12:06:40 Exported on: 5/10/2013 12:07:46 # of Realizations: 100 # of Time Values: 121 Time Display Units: yr

## WTP
Plot E - Range of Monthly WTP flows - Scenario C-1e | [10 empty] | JAN | FEB | MAR | APR | MAY | JUN | JUL | AUG | SEP | OCT | NOV | DEC
[10 empty] | Max | 0 | 0 | 0 | 0 | 8099.9999 | 8099.9999 | 8099.9999 | 8099.9999 | 8031.2849 | 0 | 0 | 0
[10 empty] | 95% percentile | 0 | 0 | 0 | 0 | 8099.9999 | 8099.9999 | 8099.9999 | 8099.9999 | 5645.2006 | 0 | 0 | 0
[10 empty] | 75% Percentile | 0 | 0 | 0 | 0 | 8099.9999 | 8099.9999 | 8099.9999 | 7245.6648 | 4016.5576 | 0 | 0 | 0
[10 empty] | Median | 0 | 0 | 0 | 0 | 8099.9999 | 8099.9999 | 8099.9999 | 4763.1613 | 3614.3135 | 0 | 0 | 0
[10 empty] | Mean | 0 | 0 | 0 | 0 | 8099.9999 | 8099.9999 | 7658.9024 | 5279.0319 | 3892.0949 | 0 | 0 | 0
| Mean | S.D. | Least Result | 5% | 25% | Median | 75% | 95% | Greatest Result | Min | 0 | 0 | 0 | 0 | 8099.9999 | 8099.9999 | 3274.8724 | 2716.9055 | 2752.075 | 0 | 0 | 0
| 0 | [9 empty] | JAN: MIN |  | MEAN | [12 empty] | MEDIAN | [12 empty] | 75% | [12 empty] | 95% | [12 empty] | MAX
Time (yr) | Total_Faro_Discharge:Mean | Total_Faro_Discharge:Least Result | Total_Faro_Discharge:5% | Total_Faro_Discharge:25% | Total_Faro_Discharge:Median | Total_Faro_Discharge:75% | Total_Faro_Discharge:95% | Total_Faro_Discharge:Greatest Result | Greatest Result |  | 1 | 2 | 3 | 4 | 5 | 6 | 7 | 8 | 9 | 10 | 11 | 12 |  | 1 | 2 | 3 | 4 | 5 | 6 | 7 | 8 | 9 | 10 | 11 | 12 |  | 1 | 2 | 3 | 4 | 5 | 6 | 7 | 8 | 9 | 10 | 11 | 12 |  | 1 | 2 | 3 | 4 | 5 | 6 | 7 | 8 | 9 | 10 | 11 | 12 |  | 1 | 2 | 3 | 4 | 5 | 6 | 7 | 8 | 9 | 10 | 11 | 12 |  | 1 | 2 | 3 | 4 | 5 | 6 | 7 | 8 | 9 | 10 | 11 | 12
0 | 0 | 0 | 0 | 0 | 0 | 0 | 0 | 0 | 0 | 1 | 0 | 0 | 0 | 0 | 8099.9999 | 8099.9999 | 4923.705 | 2720.0062 | 2738.2638 | 0 | 0 | 0 | 1 | 0 | 0 | 0 | 0 | 8099.9999 | 8099.9999 | 7987.2214 | 5830.2857 | 3784.6443 | 0 | 0 | 0 | 1 | 0 | 0 | 0 | 0 | 8099.9999 | 8099.9999 | 8099.9999 | 5532.2307 | 3441.2305 | 0 | 0 | 0 | 1 | 0 | 0 | 0 | 0 | 8099.9999 | 8099.9999 | 8099.9999 | 7828.6797 | 3733.4678 | 0 | 0 | 0 | 1 | 0 | 0 | 0 | 0 | 8099.9999 | 8099.9999 | 8099.9999 | 8099.9999 | 5702.4756 | 0 | 0 | 0 | 1 | 0 | 0 | 0 | 0 | 8099.9999 | 8099.9999 | 8099.9999 | 8099.9999 | 7783.3315 | 0 | 0 | 0
0.083333 | 0 | 0 | 0 | 0 | 0 | 0 | 0 | 0 | 0 | 2 | 0 | 0 | 0 | 0 | 8099.9999 | 8099.9999 | 2799.25 | 2613.5021 | 2647.2088 | 0 | 0 | 0 | 2 | 0 | 0 | 0 | 0 | 8099.9999 | 8099.9999 | 7534.1373 | 4870.2126 | 3598.7138 | 0 | 0 | 0 | 2 | 0 | 0 | 0 | 0 | 8099.9999 | 8099.9999 | 8099.9999 | 4264.1211 | 3401.7861 | 0 | 0 | 0 | 2 | 0 | 0 | 0 | 0 | 8099.9999 | 8099.9999 | 8099.9999 | 6356.9593 | 3799.1173 | 0 | 0 | 0 | 2 | 0 | 0 | 0 | 0 | 8099.9999 | 8099.9999 | 8099.9999 | 8099.9999 | 4786.1084 | 0 | 0 | 0 | 2 | 0 | 0 | 0 | 0 | 8099.9999 | 8099.9999 | 8099.9999 | 8099.9999 | 7729.5179 | 0 | 0 | 0
0.16667 | 0 | 0 | 0 | 0 | 0 | 0 | 0 | 0 | 0 | 3 | 0 | 0 | 0 | 0 | 8099.9999 | 8099.9999 | 3130.0327 | 2714.6733 | 2752.0638 | 0 | 0 | 0 | 3 | 0 | 0 | 0 | 0 | 8099.9999 | 8099.9999 | 7585.4521 | 5237.4646 | 3896.5977 | 0 | 0 | 0 | 3 | 0 | 0 | 0 | 0 | 8099.9999 | 8099.9999 | 8099.9999 | 4762.2827 | 3606.1832 | 0 | 0 | 0 | 3 | 0 | 0 | 0 | 0 | 8099.9999 | 8099.9999 | 8099.9999 | 7329.8166 | 4111.9436 | 0 | 0 | 0 | 3 | 0 | 0 | 0 | 0 | 8099.9999 | 8099.9999 | 8099.9999 | 8099.9999 | 5657.0037 | 0 | 0 | 0 | 3 | 0 | 0 | 0 | 0 | 8099.9999 | 8099.9999 | 8099.9999 | 8099.9999 | 8099.9999 | 0 | 0 | 0
0.25 | 0 | 0 | 0 | 0 | 0 | 0 | 0 | 0 | 0 | 4 | 0 | 0 | 0 | 0 | 8099.9999 | 8099.9999 | 3125.1609 | 2732.9422 | 2771.1549 | 0 | 0 | 0 | 4 | 0 | 0 | 0 | 0 | 8099.9999 | 8099.9999 | 7693.0969 | 5338.1111 | 3960.3812 | 0 | 0 | 0 | 4 | 0 | 0 | 0 | 0 | 8099.9999 | 8099.9999 | 8099.9999 | 4862.0996 | 3686.7087 | 0 | 0 | 0 | 4 | 0 | 0 | 0 | 0 | 8099.9999 | 8099.9999 | 8099.9999 | 7363.3204 | 4076.3236 | 0 | 0 | 0 | 4 | 0 | 0 | 0 | 0 | 8099.9999 | 8099.9999 | 8099.9999 | 8099.9999 | 5623.9964 | 0 | 0 | 0 | 4 | 0 | 0 | 0 | 0 | 8099.9999 | 8099.9999 | 8099.9999 | 8099.9999 | 8099.9999 | 0 | 0 | 0
0.33333 | 8099.9999 | 8099.9999 | 8099.9999 | 8099.9999 | 8099.9999 | 8099.9999 | 8099.9999 | 8099.9999 | 0 | 5 | 0 | 0 | 0 | 0 | 8099.9999 | 8099.9999 | 3101.9686 | 2732.0542 | 2770.2184 | 0 | 0 | 0 | 5 | 0 | 0 | 0 | 0 | 8099.9999 | 8099.9999 | 7616.0494 | 5299.3186 | 3957.2274 | 0 | 0 | 0 | 5 | 0 | 0 | 0 | 0 | 8099.9999 | 8099.9999 | 8099.9999 | 4816.3206 | 3673.4867 | 0 | 0 | 0 | 5 | 0 | 0 | 0 | 0 | 8099.9999 | 8099.9999 | 8099.9999 | 7455.5514 | 4122.668 | 0 | 0 | 0 | 5 | 0 | 0 | 0 | 0 | 8099.9999 | 8099.9999 | 8099.9999 | 8099.9999 | 5777.3298 | 0 | 0 | 0 | 5 | 0 | 0 | 0 | 0 | 8099.9999 | 8099.9999 | 8099.9999 | 8099.9999 | 8099.9999 | 0 | 0 | 0
0.41667 | 8099.9999 | 8099.9999 | 8099.9999 | 8099.9999 | 8099.9999 | 8099.9999 | 8099.9999 | 8099.9999 | 0 | 6 | 0 | 0 | 0 | 0 | 8099.9999 | 8099.9999 | 3179.3491 | 2727.9126 | 2765.6725 | 0 | 0 | 0 | 6 | 0 | 0 | 0 | 0 | 8099.9999 | 8099.9999 | 7618.4012 | 5296.8967 | 3958.9612 | 0 | 0 | 0 | 6 | 0 | 0 | 0 | 0 | 8099.9999 | 8099.9999 | 8099.9999 | 4901.7168 | 3676.9997 | 0 | 0 | 0 | 6 | 0 | 0 | 0 | 0 | 8099.9999 | 8099.9999 | 8099.9999 | 7482.6006 | 4117.1331 | 0 | 0 | 0 | 6 | 0 | 0 | 0 | 0 | 8099.9999 | 8099.9999 | 8099.9999 | 8099.9999 | 5561.519 | 0 | 0 | 0 | 6 | 0 | 0 | 0 | 0 | 8099.9999 | 8099.9999 | 8099.9999 | 8099.9999 | 8099.9999 | 0 | 0 | 0
0.5 | 7987.2214 | 4923.705 | 7602.1761 | 8099.9999 | 8099.9999 | 8099.9999 | 8099.9999 | 8099.9999 | 0 | 7 | 0 | 0 | 0 | 0 | 8099.9999 | 8099.9999 | 3302.3552 | 2726.1962 | 2763.6772 | 0 | 0 | 0 | 7 | 0 | 0 | 0 | 0 | 8099.9999 | 8099.9999 | 7648.562 | 5287.5916 | 3952.4602 | 0 | 0 | 0 | 7 | 0 | 0 | 0 | 0 | 8099.9999 | 8099.9999 | 8099.9999 | 4831.7083 | 3666.9967 | 0 | 0 | 0 | 7 | 0 | 0 | 0 | 0 | 8099.9999 | 8099.9999 | 8099.9999 | 7195.6008 | 4041.0711 | 0 | 0 | 0 | 7 | 0 | 0 | 0 | 0 | 8099.9999 | 8099.9999 | 8099.9999 | 8099.9999 | 5873.7376 | 0 | 0 | 0 | 7 | 0 | 0 | 0 | 0 | 8099.9999 | 8099.9999 | 8099.9999 | 8099.9999 | 8099.9999 | 0 | 0 | 0
0.58333 | 5830.2857 | 2720.0062 | 3087.1655 | 4644.7913 | 5532.2307 | 7828.6797 | 8099.9999 | 8099.9999 | 0 | 8 | 0 | 0 | 0 | 0 | 8099.9999 | 8099.9999 | 3101.2043 | 2735.3563 | 2773.7712 | 0 | 0 | 0 | 8 | 0 | 0 | 0 | 0 | 8099.9999 | 8099.9999 | 7632.5854 | 5184.0553 | 3925.1878 | 0 | 0 | 0 | 8 | 0 | 0 | 0 | 0 | 8099.9999 | 8099.9999 | 8099.9999 | 4447.338 | 3658.2065 | 0 | 0 | 0 | 8 | 0 | 0 | 0 | 0 | 8099.9999 | 8099.9999 | 8099.9999 | 7195.665 | 4014.0181 | 0 | 0 | 0 | 8 | 0 | 0 | 0 | 0 | 8099.9999 | 8099.9999 | 8099.9999 | 8099.9999 | 5730.0549 | 0 | 0 | 0 | 8 | 0 | 0 | 0 | 0 | 8099.9999 | 8099.9999 | 8099.9999 | 8099.9999 | 8099.9999 | 0 | 0 | 0
0.66667 | 3784.6443 | 2738.2638 | 3162.5402 | 3336.075 | 3441.2305 | 3733.4678 | 5702.4756 | 7783.3315 | 0 | 9 | 0 | 0 | 0 | 0 | 8099.9999 | 8099.9999 | 3046.2095 | 2737.9856 | 2772.8004 | 0 | 0 | 0 | 9 | 0 | 0 | 0 | 0 | 8099.9999 | 8099.9999 | 7628.1914 | 5206.958 | 3947.0607 | 0 | 0 | 0 | 9 | 0 | 0 | 0 | 0 | 8099.9999 | 8099.9999 | 8099.9999 | 4610.5105 | 3670.7712 | 0 | 0 | 0 | 9 | 0 | 0 | 0 | 0 | 8099.9999 | 8099.9999 | 8099.9999 | 7149.0764 | 4049.0561 | 0 | 0 | 0 | 9 | 0 | 0 | 0 | 0 | 8099.9999 | 8099.9999 | 8099.9999 | 8099.9999 | 6104.0371 | 0 | 0 | 0 | 9 | 0 | 0 | 0 | 0 | 8099.9999 | 8099.9999 | 8099.9999 | 8099.9999 | 8099.9999 | 0 | 0 | 0
0.75 | 0 | 0 | 0 | 0 | 0 | 0 | 0 | 0 | 0 | 10 | 0 | 0 | 0 | 0 | 8099.9999 | 8099.9999 | 3039.489 | 2728.4263 | 2765.9193 | 0 | 0 | 0 | 10 | 0 | 0 | 0 | 0 | 8099.9999 | 8099.9999 | 7645.3269 | 5239.4253 | 3939.7151 | 0 | 0 | 0 | 10 | 0 | 0 | 0 | 0 | 8099.9999 | 8099.9999 | 8099.9999 | 4603.2845 | 3660.766 | 0 | 0 | 0 | 10 | 0 | 0 | 0 | 0 | 8099.9999 | 8099.9999 | 8099.9999 | 7099.3777 | 4100.7776 | 0 | 0 | 0 | 10 | 0 | 0 | 0 | 0 | 8099.9999 | 8099.9999 | 8099.9999 | 8099.9999 | 5635.743 | 0 | 0 | 0 | 10 | 0 | 0 | 0 | 0 | 8099.9999 | 8099.9999 | 8099.9999 | 8099.9999 | 8099.9999 | 0 | 0 | 0
0.83333 | 0 | 0 | 0 | 0 | 0 | 0 | 0 | 0 | 0
0.91667 | 0 | 0 | 0 | 0 | 0 | 0 | 0 | 0 | 0
1 | 0 | 0 | 0 | 0 | 0 | 0 | 0 | 0 | 0
1.0833 | 0 | 0 | 0 | 0 | 0 | 0 | 0 | 0 | 0
1.1667 | 0 | 0 | 0 | 0 | 0 | 0 | 0 | 0 | 0
1.25 | 0 | 0 | 0 | 0 | 0 | 0 | 0 | 0 | 0
1.3333 | 8099.9999 | 8099.9999 | 8099.9999 | 8099.9999 | 8099.9999 | 8099.9999 | 8099.9999 | 8099.9999 | 0
1.4167 | 8099.9999 | 8099.9999 | 8099.9999 | 8099.9999 | 8099.9999 | 8099.9999 | 8099.9999 | 8099.9999 | 0
1.5 | 7534.1373 | 2799.25 | 5655.5427 | 7373.2445 | 8099.9999 | 8099.9999 | 8099.9999 | 8099.9999 | 0
1.5833 | 4870.2126 | 2613.5021 | 2985.5514 | 3358.1879 | 4264.1211 | 6356.9593 | 8099.9999 | 8099.9999 | 0
1.6667 | 3598.7138 | 2647.2088 | 2884.1296 | 3286.3234 | 3401.7861 | 3799.1173 | 4786.1084 | 7729.5179 | 0
1.75 | 0 | 0 | 0 | 0 | 0 | 0 | 0 | 0 | 0
1.8333 | 0 | 0 | 0 | 0 | 0 | 0 | 0 | 0 | 0
1.9167 | 0 | 0 | 0 | 0 | 0 | 0 | 0 | 0 | 0
2 | 0 | 0 | 0 | 0 | 0 | 0 | 0 | 0 | 0
2.0833 | 0 | 0 | 0 | 0 | 0 | 0 | 0 | 0 | 0
2.1667 | 0 | 0 | 0 | 0 | 0 | 0 | 0 | 0 | 0
2.25 | 0 | 0 | 0 | 0 | 0 | 0 | 0 | 0 | 0
2.3333 | 8099.9999 | 8099.9999 | 8099.9999 | 8099.9999 | 8099.9999 | 8099.9999 | 8099.9999 | 8099.9999 | 0
2.4167 | 8099.9999 | 8099.9999 | 8099.9999 | 8099.9999 | 8099.9999 | 8099.9999 | 8099.9999 | 8099.9999 | 0
2.5 | 7585.4521 | 3130.0327 | 6019.7057 | 7229.909 | 8099.9999 | 8099.9999 | 8099.9999 | 8099.9999 | 0
2.5833 | 5237.4646 | 2714.6733 | 3122.8663 | 3531.8597 | 4762.2827 | 7329.8166 | 8099.9999 | 8099.9999 | 0
2.6667 | 3896.5977 | 2752.0638 | 3033.6944 | 3486.9721 | 3606.1832 | 4111.9436 | 5657.0037 | 8099.9999 | 0
2.75 | 0 | 0 | 0 | 0 | 0 | 0 | 0 | 0 | 0
2.8333 | 0 | 0 | 0 | 0 | 0 | 0 | 0 | 0 | 0
2.9167 | 0 | 0 | 0 | 0 | 0 | 0 | 0 | 0 | 0
3 | 0 | 0 | 0 | 0 | 0 | 0 | 0 | 0 | 0
3.0833 | 0 | 0 | 0 | 0 | 0 | 0 | 0 | 0 | 0
3.1667 | 0 | 0 | 0 | 0 | 0 | 0 | 0 | 0 | 0
3.25 | 0 | 0 | 0 | 0 | 0 | 0 | 0 | 0 | 0
3.3333 | 8099.9999 | 8099.9999 | 8099.9999 | 8099.9999 | 8099.9999 | 8099.9999 | 8099.9999 | 8099.9999 | 0
3.4167 | 8099.9999 | 8099.9999 | 8099.9999 | 8099.9999 | 8099.9999 | 8099.9999 | 8099.9999 | 8099.9999 | 0
3.5 | 7693.0969 | 3125.1609 | 5914.4224 | 7735.6531 | 8099.9999 | 8099.9999 | 8099.9999 | 8099.9999 | 0
3.5833 | 5338.1111 | 2732.9422 | 3173.6647 | 3671.7072 | 4862.0996 | 7363.3204 | 8099.9999 | 8099.9999 | 0
3.6667 | 3960.3812 | 2771.1549 | 3100.0838 | 3562.4636 | 3686.7087 | 4076.3236 | 5623.9964 | 8099.9999 | 0
3.75 | 0 | 0 | 0 | 0 | 0 | 0 | 0 | 0 | 0
3.8333 | 0 | 0 | 0 | 0 | 0 | 0 | 0 | 0 | 0
3.9167 | 0 | 0 | 0 | 0 | 0 | 0 | 0 | 0 | 0
4 | 0 | 0 | 0 | 0 | 0 | 0 | 0 | 0 | 0
4.0833 | 0 | 0 | 0 | 0 | 0 | 0 | 0 | 0 | 0
4.1667 | 0 | 0 | 0 | 0 | 0 | 0 | 0 | 0 | 0
4.25 | 0 | 0 | 0 | 0 | 0 | 0 | 0 | 0 | 0
4.3333 | 8099.9999 | 8099.9999 | 8099.9999 | 8099.9999 | 8099.9999 | 8099.9999 | 8099.9999 | 8099.9999 | 0
4.4167 | 8099.9999 | 8099.9999 | 8099.9999 | 8099.9999 | 8099.9999 | 8099.9999 | 8099.9999 | 8099.9999 | 0
4.5 | 7616.0494 | 3101.9686 | 6014.28 | 7319.2132 | 8099.9999 | 8099.9999 | 8099.9999 | 8099.9999 | 0
4.5833 | 5299.3186 | 2732.0542 | 3172.583 | 3669.0208 | 4816.3206 | 7455.5514 | 8099.9999 | 8099.9999 | 0
4.6667 | 3957.2274 | 2770.2184 | 3105.2918 | 3513.6028 | 3673.4867 | 4122.668 | 5777.3298 | 8099.9999 | 0
4.75 | 0 | 0 | 0 | 0 | 0 | 0 | 0 | 0 | 0
4.8333 | 0 | 0 | 0 | 0 | 0 | 0 | 0 | 0 | 0
4.9167 | 0 | 0 | 0 | 0 | 0 | 0 | 0 | 0 | 0
5 | 0 | 0 | 0 | 0 | 0 | 0 | 0 | 0 | 0
5.0833 | 0 | 0 | 0 | 0 | 0 | 0 | 0 | 0 | 0
5.1667 | 0 | 0 | 0 | 0 | 0 | 0 | 0 | 0 | 0
5.25 | 0 | 0 | 0 | 0 | 0 | 0 | 0 | 0 | 0
5.3333 | 8099.9999 | 8099.9999 | 8099.9999 | 8099.9999 | 8099.9999 | 8099.9999 | 8099.9999 | 8099.9999 | 0
5.4167 | 8099.9999 | 8099.9999 | 8099.9999 | 8099.9999 | 8099.9999 | 8099.9999 | 8099.9999 | 8099.9999 | 0
5.5 | 7618.4012 | 3179.3491 | 5837.965 | 7455.5665 | 8099.9999 | 8099.9999 | 8099.9999 | 8099.9999 | 0
5.5833 | 5296.8967 | 2727.9126 | 3176.5401 | 3612.2487 | 4901.7168 | 7482.6006 | 8099.9999 | 8099.9999 | 0
5.6667 | 3958.9612 | 2765.6725 | 3107.7706 | 3539.2019 | 3676.9997 | 4117.1331 | 5561.519 | 8099.9999 | 0
5.75 | 0 | 0 | 0 | 0 | 0 | 0 | 0 | 0 | 0
5.8333 | 0 | 0 | 0 | 0 | 0 | 0 | 0 | 0 | 0
5.9167 | 0 | 0 | 0 | 0 | 0 | 0 | 0 | 0 | 0
6 | 0 | 0 | 0 | 0 | 0 | 0 | 0 | 0 | 0
6.0833 | 0 | 0 | 0 | 0 | 0 | 0 | 0 | 0 | 0
6.1667 | 0 | 0 | 0 | 0 | 0 | 0 | 0 | 0 | 0
6.25 | 0 | 0 | 0 | 0 | 0 | 0 | 0 | 0 | 0
6.3333 | 8099.9999 | 8099.9999 | 8099.9999 | 8099.9999 | 8099.9999 | 8099.9999 | 8099.9999 | 8099.9999 | 0
6.4167 | 8099.9999 | 8099.9999 | 8099.9999 | 8099.9999 | 8099.9999 | 8099.9999 | 8099.9999 | 8099.9999 | 0
6.5 | 7648.562 | 3302.3552 | 6107.2498 | 7389.3342 | 8099.9999 | 8099.9999 | 8099.9999 | 8099.9999 | 0
6.5833 | 5287.5916 | 2726.1962 | 3171.6387 | 3647.6042 | 4831.7083 | 7195.6008 | 8099.9999 | 8099.9999 | 0
6.6667 | 3952.4602 | 2763.6772 | 3104.402 | 3555.569 | 3666.9967 | 4041.0711 | 5873.7376 | 8099.9999 | 0
6.75 | 0 | 0 | 0 | 0 | 0 | 0 | 0 | 0 | 0
6.8333 | 0 | 0 | 0 | 0 | 0 | 0 | 0 | 0 | 0
6.9167 | 0 | 0 | 0 | 0 | 0 | 0 | 0 | 0 | 0
7 | 0 | 0 | 0 | 0 | 0 | 0 | 0 | 0 | 0
7.0833 | 0 | 0 | 0 | 0 | 0 | 0 | 0 | 0 | 0
7.1667 | 0 | 0 | 0 | 0 | 0 | 0 | 0 | 0 | 0
7.25 | 0 | 0 | 0 | 0 | 0 | 0 | 0 | 0 | 0
7.3333 | 8099.9999 | 8099.9999 | 8099.9999 | 8099.9999 | 8099.9999 | 8099.9999 | 8099.9999 | 8099.9999 | 0
7.4167 | 8099.9999 | 8099.9999 | 8099.9999 | 8099.9999 | 8099.9999 | 8099.9999 | 8099.9999 | 8099.9999 | 0
7.5 | 7632.5854 | 3101.2043 | 5891.233 | 7641.2478 | 8099.9999 | 8099.9999 | 8099.9999 | 8099.9999 | 0
7.5833 | 5184.0553 | 2735.3563 | 3177.0932 | 3609.9478 | 4447.338 | 7195.665 | 8099.9999 | 8099.9999 | 0
7.6667 | 3925.1878 | 2773.7712 | 3103.6184 | 3520.5638 | 3658.2065 | 4014.0181 | 5730.0549 | 8099.9999 | 0
7.75 | 0 | 0 | 0 | 0 | 0 | 0 | 0 | 0 | 0
7.8333 | 0 | 0 | 0 | 0 | 0 | 0 | 0 | 0 | 0
7.9167 | 0 | 0 | 0 | 0 | 0 | 0 | 0 | 0 | 0
8 | 0 | 0 | 0 | 0 | 0 | 0 | 0 | 0 | 0
8.0833 | 0 | 0 | 0 | 0 | 0 | 0 | 0 | 0 | 0
8.1667 | 0 | 0 | 0 | 0 | 0 | 0 | 0 | 0 | 0
8.25 | 0 | 0 | 0 | 0 | 0 | 0 | 0 | 0 | 0
8.3333 | 8099.9999 | 8099.9999 | 8099.9999 | 8099.9999 | 8099.9999 | 8099.9999 | 8099.9999 | 8099.9999 | 0
8.4167 | 8099.9999 | 8099.9999 | 8099.9999 | 8099.9999 | 8099.9999 | 8099.9999 | 8099.9999 | 8099.9999 | 0
8.5 | 7628.1914 | 3046.2095 | 5959.0422 | 7459.2955 | 8099.9999 | 8099.9999 | 8099.9999 | 8099.9999 | 0
8.5833 | 5206.958 | 2737.9856 | 3174.3239 | 3599.7478 | 4610.5105 | 7149.0764 | 8099.9999 | 8099.9999 | 0
8.6667 | 3947.0607 | 2772.8004 | 3107.8624 | 3539.3889 | 3670.7712 | 4049.0561 | 6104.0371 | 8099.9999 | 0
8.75 | 0 | 0 | 0 | 0 | 0 | 0 | 0 | 0 | 0
8.8333 | 0 | 0 | 0 | 0 | 0 | 0 | 0 | 0 | 0
8.9167 | 0 | 0 | 0 | 0 | 0 | 0 | 0 | 0 | 0
9 | 0 | 0 | 0 | 0 | 0 | 0 | 0 | 0 | 0
9.0833 | 0 | 0 | 0 | 0 | 0 | 0 | 0 | 0 | 0
9.1667 | 0 | 0 | 0 | 0 | 0 | 0 | 0 | 0 | 0
9.25 | 0 | 0 | 0 | 0 | 0 | 0 | 0 | 0 | 0
9.3333 | 8099.9999 | 8099.9999 | 8099.9999 | 8099.9999 | 8099.9999 | 8099.9999 | 8099.9999 | 8099.9999 | 0
9.4167 | 8099.9999 | 8099.9999 | 8099.9999 | 8099.9999 | 8099.9999 | 8099.9999 | 8099.9999 | 8099.9999 | 0
9.5 | 7645.3269 | 3039.489 | 6033.8359 | 7513.3854 | 8099.9999 | 8099.9999 | 8099.9999 | 8099.9999 | 0
9.5833 | 5239.4253 | 2728.4263 | 3177.785 | 3666.4034 | 4603.2845 | 7099.3777 | 8099.9999 | 8099.9999 | 0
9.6667 | 3939.7151 | 2765.9193 | 3103.5414 | 3527.3873 | 3660.766 | 4100.7776 | 5635.743 | 8099.9999 | 0
9.75 | 0 | 0 | 0 | 0 | 0 | 0 | 0 | 0 | 0
9.8333 | 0 | 0 | 0 | 0 | 0 | 0 | 0 | 0 | 0
9.9167 | 0 | 0 | 0 | 0 | 0 | 0 | 0 | 0 | 0
10 | 0 | 0 | 0 | 0 | 0 | 0 | 0 | 0 | 0

## CVP_Disch
Plot F - Range of Monthly CVP Discharge flows - Scenario C-1e | [10 empty] | JAN | FEB | MAR | APR | MAY | JUN | JUL | AUG | SEP | OCT | NOV | DEC
[10 empty] | Max | 2025.2873 | 1718.7299 | 1486.5859 | 1208.4057 | 8156.4821 | 9554.647 | 9343.8192 | 9312.392 | 9267.9412 | 2686.0641 | 1365.733 | 1122.6
[10 empty] | 95% percentile | 1838.2845 | 441.4299 | 724.3611 | 397.3198 | 8029.2025 | 9428.4872 | 9260.04 | 9079.8547 | 8564.1052 | 2302.7141 | 1172.7595 | 768.9612
[10 empty] | 75% Percentile | 559.7398 | 300.0685 | 284.2853 | 283.5783 | 7580.9448 | 7839.9181 | 8198.739 | 7536.7946 | 7050.3559 | 1795.5368 | 913.4029 | 608.5485
[10 empty] | Median | 470.0328 | 148.1312 | 203.3821 | 87.4529 | 5759.3963 | 7728.7929 | 7555.719 | 6068.0595 | 6523.3787 | 1409.7868 | 661.8618 | 481.1433
[10 empty] | Mean | 605.7881 | 215.9845 | 221.549 | 167.7855 | 6129.1743 | 7695.0206 | 7551.2841 | 6085.8608 | 6461.2935 | 1136.2558 | 550.3311 | 402.6223
| Mean | S.D. | Least Result | 5% | 25% | Median | 75% | 95% | Greatest Result | Min | 91.6111 | 0 | 0 | 0 | 4234.8453 | 4233.5443 | 3084.6994 | 1857.2586 | 3947.6249 | 0 | 0 | 0
| 0 | [9 empty] | JAN: MIN |  | MEAN | [12 empty] | MEDIAN | [12 empty] | 75% | [12 empty] | 95% | [12 empty] | MAX
Time (yr) | Total_Faro_Discharge:Mean | Total_Faro_Discharge:Least Result | Total_Faro_Discharge:5% | Total_Faro_Discharge:25% | Total_Faro_Discharge:Median | Total_Faro_Discharge:75% | Total_Faro_Discharge:95% | Total_Faro_Discharge:Greatest Result | Greatest Result |  | 1 | 2 | 3 | 4 | 5 | 6 | 7 | 8 | 9 | 10 | 11 | 12 |  | 1 | 2 | 3 | 4 | 5 | 6 | 7 | 8 | 9 | 10 | 11 | 12 |  | 1 | 2 | 3 | 4 | 5 | 6 | 7 | 8 | 9 | 10 | 11 | 12 |  | 1 | 2 | 3 | 4 | 5 | 6 | 7 | 8 | 9 | 10 | 11 | 12 |  | 1 | 2 | 3 | 4 | 5 | 6 | 7 | 8 | 9 | 10 | 11 | 12 |  | 1 | 2 | 3 | 4 | 5 | 6 | 7 | 8 | 9 | 10 | 11 | 12
0 | 1051.5066 | 916.1108 | 978.3126 | 1022.2575 | 1046.9385 | 1081.7149 | 1132.9825 | 1165.2664 | 0 | 1 | 916.1108 | 0 | 0 | 0 | 4251.8998 | 4454.1869 | 2590.999 | 2153.6285 | 4302.0921 | 0 | 0 | 0 | 1 | 1051.5066 | 586.7558 | 396.4682 | 310.7126 | 6695.4072 | 6845.5524 | 6925.71 | 6520.5519 | 6498.4664 | 1109.5007 | 534.1815 | 403.6974 | 1 | 1046.9385 | 588.5939 | 397.9128 | 328.4518 | 7841.7631 | 7696.6226 | 7542.1725 | 6811.3722 | 6474.8767 | 1487.4548 | 677.3349 | 496.1286 | 1 | 1081.7149 | 619.7374 | 429.6276 | 368.8512 | 7908.7975 | 7806.0405 | 7626.3571 | 7546.9317 | 6941.5889 | 1776.655 | 907.3206 | 596.2601 | 1 | 1132.9825 | 655.7254 | 464.6994 | 408.6356 | 8084.3992 | 9422.498 | 9221.2628 | 9188.3627 | 8978.0995 | 2019.5235 | 1037.9329 | 712.2039 | 1 | 1165.2664 | 689.6122 | 494.787 | 438.5432 | 8178.6553 | 9547.5587 | 9290.3375 | 9328.992 | 9344.3121 | 2587.0618 | 1332.7263 | 1031.3903
0.083333 | 586.7558 | 0 | 523.9767 | 580.0447 | 588.5939 | 619.7374 | 655.7254 | 689.6122 | 0 | 2 | 0 | 0 | 0 | 0 | 4175.4655 | 4299.0193 | 2141.1774 | 1611.3285 | 4171.5136 | 0 | 0 | 0 | 2 | 571.9682 | 125.3706 | 164.0105 | 138.5112 | 6225.6857 | 7736.0192 | 7666.4721 | 5781.2802 | 6143.5833 | 1132.6369 | 534.1427 | 398.2682 | 2 | 407.1646 | 0 | 192.0799 | 0 | 5604.6625 | 7722.0204 | 7590.4791 | 5751.7884 | 6305.1679 | 1450.9634 | 579.8814 | 455.4087 | 2 | 482.0465 | 246.4322 | 263.0526 | 268.2048 | 7819.7461 | 7812.3539 | 9005.5502 | 7539.1087 | 6680.9486 | 1820.9116 | 925.6671 | 628.9734 | 2 | 2049.7473 | 327.509 | 389.1231 | 346.4549 | 8058.4204 | 9345.2059 | 9291.0753 | 9257.0264 | 7734.2299 | 2552.9746 | 1306.1373 | 840.8131 | 2 | 2133.2181 | 524.8032 | 1260.9553 | 2000.7938 | 8149.2688 | 9535.5991 | 9426.5491 | 9321.0155 | 9350.727 | 2721.7762 | 1380.6167 | 1068.9344
0.16667 | 396.4682 | 0 | 308.8274 | 384.19 | 397.9128 | 429.6276 | 464.6994 | 494.787 | 0 | 3 | 0 | 0 | 0 | 0 | 4187.6486 | 4201.868 | 2789.0081 | 2591.8873 | 3572.6863 | 0 | 0 | 0 | 3 | 616.0377 | 166.8402 | 167.7009 | 120.5159 | 5936.5237 | 7948.8036 | 7546.5568 | 6222.0415 | 6371.8487 | 1262.4953 | 634.2089 | 442.7675 | 3 | 412.8076 | 0 | 0 | 0 | 5460.6024 | 7749.0252 | 7532.7098 | 6155.6098 | 6510.7962 | 1473.0019 | 746.6147 | 514.2946 | 3 | 600.8941 | 269.3093 | 259.3684 | 272.5977 | 7264.9815 | 7892.3045 | 7642.1321 | 7549.3271 | 7010.4831 | 1807.9594 | 922.2961 | 607.5968 | 3 | 2063.3137 | 397.7416 | 628.4702 | 349.5528 | 8008.9947 | 9463.4474 | 9226.9379 | 9265.8079 | 8481.1689 | 2310.8165 | 1185.4055 | 767.46 | 3 | 2133.3605 | 1987.857 | 1276.5512 | 685.8105 | 8150.2012 | 9590.1557 | 9338.8222 | 9337.6016 | 9353.857 | 2633.1256 | 1348.7904 | 1026.3385
0.25 | 310.7126 | 0 | 0 | 309.343 | 328.4518 | 368.8512 | 408.6356 | 438.5432 | 0 | 4 | 0 | 0 | 0 | 0 | 4163.9348 | 4254.9896 | 4153.7031 | 1662.5479 | 3841.0485 | 0 | 0 | 0 | 4 | 499.8426 | 200.0011 | 212.4732 | 159.974 | 5742.543 | 7817.0711 | 7718.7362 | 6063.3746 | 6543.4583 | 1105.5213 | 509.1806 | 366.9078 | 4 | 411.9621 | 140.4206 | 217.8019 | 136.5836 | 5216.4324 | 7748.6846 | 7560.1563 | 5980.8669 | 6604.9427 | 1318.649 | 610.4369 | 453.1856 | 4 | 460.9018 | 267.9354 | 265.3404 | 278.1071 | 6869.9417 | 7847.5204 | 8451.5424 | 7529.9814 | 7057.3834 | 1776.8269 | 897.8061 | 588.8203 | 4 | 1442.9734 | 411.0247 | 1040.4337 | 566.2165 | 7963.7061 | 9472.7928 | 9291.9331 | 9114.7117 | 8888.3385 | 2536.5862 | 1190.3731 | 734.9367 | 4 | 2048.1242 | 1979.3577 | 1189.1079 | 670.7983 | 8149.2697 | 9573.9192 | 9338.6861 | 9283.1092 | 9353.8881 | 2694.4547 | 1353.6207 | 815.2812
0.33333 | 6695.4072 | 4251.8998 | 4451.6885 | 4655.245 | 7841.7631 | 7908.7975 | 8084.3992 | 8178.6553 | 0 | 5 | 0 | 0 | 0 | 0 | 4173.9685 | 4120.7123 | 4104.8929 | 1846.4335 | 4055.5154 | 0 | 0 | 0 | 5 | 547.8288 | 180.6427 | 223.2032 | 149.456 | 6180.791 | 7676.3103 | 7639.3548 | 6152.2447 | 6596.9776 | 1085.1381 | 548.9676 | 382.1889 | 5 | 401.3221 | 192.8233 | 210.8786 | 0 | 5611.8039 | 7727.1343 | 7546.6015 | 6214.9497 | 6565.607 | 1457.6535 | 721.1667 | 484.8447 | 5 | 482.3219 | 269.8946 | 275.4257 | 269.358 | 7820.3295 | 7811.2915 | 7729.952 | 7521.1395 | 7264.1563 | 1769.6678 | 914.0913 | 604.7762 | 5 | 1900.8177 | 342.2788 | 960.5847 | 363.0987 | 8055.5228 | 9382.7825 | 9289.9548 | 9270.3002 | 8453.4839 | 1937.7274 | 1014.7146 | 683.7996 | 5 | 2133.0648 | 2072.7187 | 1996.5516 | 1140.6084 | 8149.2697 | 9531.6188 | 9325.1875 | 9328.993 | 8555.0703 | 2620.8053 | 1320.7963 | 807.7438
0.41667 | 6845.5524 | 4454.1869 | 4722.6366 | 4825.4885 | 7696.6226 | 7806.0405 | 9422.498 | 9547.5587 | 0 | 6 | 0 | 0 | 0 | 0 | 4396.7412 | 4104.1154 | 2762.3302 | 986.8071 | 4384.1425 | 0 | 0 | 0 | 6 | 563.4113 | 171.7907 | 213.9193 | 142.0024 | 6215.7438 | 7684.6239 | 7571.8534 | 5911.0828 | 6512.4829 | 1158.9566 | 561.7642 | 435.1952 | 6 | 401.5325 | 0 | 158.0535 | 0 | 5707.5296 | 7725.1928 | 7551.0655 | 5789.5086 | 6574.1216 | 1401.6061 | 674.3146 | 504.8444 | 6 | 485.7055 | 259.999 | 261.0166 | 267.4733 | 7786.4752 | 7831.2215 | 8302.4529 | 7544.0526 | 7270.3246 | 1845.0472 | 915.6386 | 627.8618 | 6 | 2046.3986 | 376.8262 | 1057.3583 | 404.3633 | 7981.7745 | 9486.112 | 9249.4306 | 8828.3259 | 8468.4563 | 2620.1085 | 1334.1781 | 819.5639 | 6 | 2131.0811 | 1996.6276 | 1984.6782 | 720.5351 | 8140.2955 | 9590.1567 | 9325.0703 | 9329.5664 | 9344.3131 | 2694.2981 | 1368.0417 | 1381.2437
0.5 | 6925.71 | 2590.999 | 4140.0056 | 5915.9449 | 7542.1725 | 7626.3571 | 9221.2628 | 9290.3375 | 0 | 7 | 0 | 0 | 0 | 0 | 4312.5368 | 4255.0269 | 2916.5219 | 2346.7334 | 4391.1918 | 0 | 0 | 0 | 7 | 528.217 | 167.0608 | 229.7194 | 143.7853 | 6150.4976 | 7755.5017 | 7649.2043 | 6071.8685 | 6546.2048 | 1170.9048 | 529.2988 | 387.9712 | 7 | 408.6977 | 179.343 | 211.9791 | 0 | 5533.363 | 7733.7202 | 7584.9755 | 5994.9621 | 6605.5809 | 1461.5598 | 630.5715 | 465.5484 | 7 | 468.1991 | 264.5843 | 260.9772 | 269.1087 | 7812.8305 | 7835.1838 | 8758.5134 | 7549.3592 | 7246.9122 | 1810.94 | 906.2537 | 594.1375 | 7 | 1992.5477 | 334.2236 | 1099.3906 | 354.874 | 8016.4686 | 9441.2277 | 9249.5194 | 8940.1941 | 8361.1542 | 2078.9487 | 1074.8899 | 819.5516 | 7 | 2131.9687 | 2009.6156 | 1989.5793 | 1083.7216 | 8218.5447 | 9497.0617 | 9426.5009 | 9328.8012 | 9344.3121 | 2653.9687 | 1353.8601 | 1145.5744
0.58333 | 6520.5519 | 2153.6285 | 4135.4099 | 5276.9925 | 6811.3722 | 7546.9317 | 9188.3627 | 9328.992 | 0 | 8 | 0 | 0 | 0 | 0 | 4173.9681 | 4313.7915 | 4159.0972 | 1829.8991 | 3588.2787 | 0 | 0 | 0 | 8 | 534.8823 | 198.2551 | 215.7577 | 161.5138 | 5797.545 | 7857.1704 | 7710.6966 | 6102.9308 | 6449.5401 | 974.9475 | 494.5217 | 373.0748 | 8 | 407.8423 | 0 | 213.721 | 0 | 5186.2613 | 7718.6438 | 7553.809 | 6195.6616 | 6482.3001 | 1211.8981 | 606.4876 | 458.0707 | 8 | 552.7664 | 258.4855 | 280.0922 | 269.1443 | 6904.4965 | 7834.7313 | 8412.4287 | 7554.5573 | 6921.621 | 1709.5007 | 888.366 | 586.939 | 8 | 1650.3117 | 706.465 | 684.4601 | 407.8915 | 8018.8919 | 9453.2572 | 9246.8769 | 9224.3436 | 8424.8069 | 2080.8748 | 1085.7985 | 710.6903 | 8 | 2142.3265 | 1964.7666 | 1633.2987 | 1953.8341 | 8129.8513 | 9531.6188 | 9289.5665 | 9321.0164 | 9344.3112 | 2632.438 | 1351.5583 | 1035.2678
0.66667 | 6498.4664 | 4302.0921 | 4428.0905 | 6071.7611 | 6474.8767 | 6941.5889 | 8978.0995 | 9344.3121 | 0 | 9 | 0 | 0 | 0 | 0 | 4174.0186 | 4237.8343 | 2847.6499 | 1131.4171 | 3593.1687 | 0 | 0 | 0 | 9 | 552.5633 | 182.5802 | 192.5524 | 186.6091 | 6253.9665 | 7837.5115 | 7725.5005 | 5902.1692 | 6461.4049 | 1090.7763 | 529.5848 | 395.0935 | 9 | 394.5616 | 192.9364 | 220.0801 | 233.3611 | 5859.5309 | 7729.379 | 7564.0407 | 5825.5131 | 6544.6477 | 1299.598 | 647.4926 | 451.9145 | 9 | 461.3121 | 268.9639 | 268.1665 | 297.0305 | 7842.0271 | 7877.8951 | 8433.5269 | 7486.323 | 7022.7715 | 1810.2385 | 931.0119 | 635.7469 | 9 | 2040.5227 | 338.7408 | 446.0351 | 393.3902 | 8042.4862 | 9436.2215 | 9294.0324 | 8848.5928 | 9292.1259 | 2321.7017 | 1190.5 | 791.6074 | 9 | 2101.4508 | 1974.1317 | 1082.8719 | 1972.6379 | 8150.1956 | 9558.6236 | 9338.6483 | 9274.5232 | 9344.3112 | 2721.96 | 1372.1772 | 1984.0804
0.75 | 1109.5007 | 0 | 0 | 0 | 1487.4548 | 1776.655 | 2019.5235 | 2587.0618 | 0 | 10 | 0 | 0 | 0 | 0 | 4338.271 | 4093.8988 | 2381.6139 | 2411.9039 | 3576.6115 | 0 | 0 | 0 | 10 | 591.6231 | 180.5476 | 199.685 | 164.7746 | 6093.0399 | 7791.6424 | 7358.7565 | 6131.0641 | 6488.9681 | 1271.6808 | 627.4601 | 441.059 | 10 | 407.4989 | 187.1942 | 211.3137 | 176.1324 | 5572.0142 | 7737.5058 | 7531.1803 | 5960.3624 | 6565.7464 | 1535.4829 | 724.3172 | 527.1927 | 10 | 521.5354 | 275.3436 | 279.7854 | 275.9071 | 7779.8227 | 7850.6385 | 7624.9338 | 7547.1655 | 7087.3699 | 1827.621 | 925.578 | 614.3729 | 10 | 2063.2296 | 523.7636 | 473.0554 | 378.7202 | 8061.3605 | 9381.3275 | 9239.3765 | 8860.8821 | 8559.1885 | 2567.879 | 1307.665 | 808.9857 | 10 | 2133.0119 | 1987.8086 | 1957.4774 | 1416.7739 | 8149.2688 | 9590.1576 | 9338.8231 | 9270.3011 | 9344.3102 | 2900.753 | 1475.142 | 930.1455
0.83333 | 534.1815 | 0 | 0 | 0 | 677.3349 | 907.3206 | 1037.9329 | 1332.7263 | 0
0.91667 | 403.6974 | 0 | 0 | 162.9646 | 496.1286 | 596.2601 | 712.2039 | 1031.3903 | 0
1 | 571.9682 | 0 | 140.9034 | 348.7687 | 407.1646 | 482.0465 | 2049.7473 | 2133.2181 | 0
1.0833 | 125.3706 | 0 | 0 | 0 | 0 | 246.4322 | 327.509 | 524.8032 | 0
1.1667 | 164.0105 | 0 | 0 | 0 | 192.0799 | 263.0526 | 389.1231 | 1260.9553 | 0
1.25 | 138.5112 | 0 | 0 | 0 | 0 | 268.2048 | 346.4549 | 2000.7938 | 0
1.3333 | 6225.6857 | 4175.4655 | 4431.9281 | 5163.1734 | 5604.6625 | 7819.7461 | 8058.4204 | 8149.2688 | 0
1.4167 | 7736.0192 | 4299.0193 | 7105.742 | 7659.8788 | 7722.0204 | 7812.3539 | 9345.2059 | 9535.5991 | 0
1.5 | 7666.4721 | 2141.1774 | 4122.9618 | 7501.0082 | 7590.4791 | 9005.5502 | 9291.0753 | 9426.5491 | 0
1.5833 | 5781.2802 | 1611.3285 | 2517.6477 | 4524.5762 | 5751.7884 | 7539.1087 | 9257.0264 | 9321.0155 | 0
1.6667 | 6143.5833 | 4171.5136 | 4571.0212 | 5341.4667 | 6305.1679 | 6680.9486 | 7734.2299 | 9350.727 | 0
1.75 | 1132.6369 | 0 | 0 | 0 | 1450.9634 | 1820.9116 | 2552.9746 | 2721.7762 | 0
1.8333 | 534.1427 | 0 | 0 | 0 | 579.8814 | 925.6671 | 1306.1373 | 1380.6167 | 0
1.9167 | 398.2682 | 0 | 0 | 0 | 455.4087 | 628.9734 | 840.8131 | 1068.9344 | 0
2 | 616.0377 | 0 | 0 | 343.2099 | 412.8076 | 600.8941 | 2063.3137 | 2133.3605 | 0
2.0833 | 166.8402 | 0 | 0 | 0 | 0 | 269.3093 | 397.7416 | 1987.857 | 0
2.1667 | 167.7009 | 0 | 0 | 0 | 0 | 259.3684 | 628.4702 | 1276.5512 | 0
2.25 | 120.5159 | 0 | 0 | 0 | 0 | 272.5977 | 349.5528 | 685.8105 | 0
2.3333 | 5936.5237 | 4187.6486 | 4420.4007 | 4904.8024 | 5460.6024 | 7264.9815 | 8008.9947 | 8150.2012 | 0
2.4167 | 7948.8036 | 4201.868 | 7381.6495 | 7680.8509 | 7749.0252 | 7892.3045 | 9463.4474 | 9590.1557 | 0
2.5 | 7546.5568 | 2789.0081 | 5820.8158 | 7458.7626 | 7532.7098 | 7642.1321 | 9226.9379 | 9338.8222 | 0
2.5833 | 6222.0415 | 2591.8873 | 3178.5349 | 4724.6257 | 6155.6098 | 7549.3271 | 9265.8079 | 9337.6016 | 0
2.6667 | 6371.8487 | 3572.6863 | 4484.2381 | 5715.3776 | 6510.7962 | 7010.4831 | 8481.1689 | 9353.857 | 0
2.75 | 1262.4953 | 0 | 0 | 752.8381 | 1473.0019 | 1807.9594 | 2310.8165 | 2633.1256 | 0
2.8333 | 634.2089 | 0 | 0 | 323.5609 | 746.6147 | 922.2961 | 1185.4055 | 1348.7904 | 0
2.9167 | 442.7675 | 0 | 0 | 312.7853 | 514.2946 | 607.5968 | 767.46 | 1026.3385 | 0
3 | 499.8426 | 0 | 220.2832 | 344.694 | 411.9621 | 460.9018 | 1442.9734 | 2048.1242 | 0
3.0833 | 200.0011 | 0 | 0 | 0 | 140.4206 | 267.9354 | 411.0247 | 1979.3577 | 0
3.1667 | 212.4732 | 0 | 0 | 0 | 217.8019 | 265.3404 | 1040.4337 | 1189.1079 | 0
3.25 | 159.974 | 0 | 0 | 0 | 136.5836 | 278.1071 | 566.2165 | 670.7983 | 0
3.3333 | 5742.543 | 4163.9348 | 4400.0446 | 4678.2053 | 5216.4324 | 6869.9417 | 7963.7061 | 8149.2697 | 0
3.4167 | 7817.0711 | 4254.9896 | 4416.2225 | 7677.7861 | 7748.6846 | 7847.5204 | 9472.7928 | 9573.9192 | 0
3.5 | 7718.7362 | 4153.7031 | 5862.0297 | 7468.1237 | 7560.1563 | 8451.5424 | 9291.9331 | 9338.6861 | 0
3.5833 | 6063.3746 | 1662.5479 | 3404.2874 | 4845.2499 | 5980.8669 | 7529.9814 | 9114.7117 | 9283.1092 | 0
3.6667 | 6543.4583 | 3841.0485 | 4502.5833 | 5825.0044 | 6604.9427 | 7057.3834 | 8888.3385 | 9353.8881 | 0
3.75 | 1105.5213 | 0 | 0 | 0 | 1318.649 | 1776.8269 | 2536.5862 | 2694.4547 | 0
3.8333 | 509.1806 | 0 | 0 | 0 | 610.4369 | 897.8061 | 1190.3731 | 1353.6207 | 0
3.9167 | 366.9078 | 0 | 0 | 0 | 453.1856 | 588.8203 | 734.9367 | 815.2812 | 0
4 | 547.8288 | 0 | 41.0094 | 343.095 | 401.3221 | 482.3219 | 1900.8177 | 2133.0648 | 0
4.0833 | 180.6427 | 0 | 0 | 0 | 192.8233 | 269.8946 | 342.2788 | 2072.7187 | 0
4.1667 | 223.2032 | 0 | 0 | 0 | 210.8786 | 275.4257 | 960.5847 | 1996.5516 | 0
4.25 | 149.456 | 0 | 0 | 0 | 0 | 269.358 | 363.0987 | 1140.6084 | 0
4.3333 | 6180.791 | 4173.9685 | 4395.6198 | 4940.6893 | 5611.8039 | 7820.3295 | 8055.5228 | 8149.2697 | 0
4.4167 | 7676.3103 | 4120.7123 | 4414.5484 | 7671.7085 | 7727.1343 | 7811.2915 | 9382.7825 | 9531.6188 | 0
4.5 | 7639.3548 | 4104.8929 | 5710.6756 | 7462.0575 | 7546.6015 | 7729.952 | 9289.9548 | 9325.1875 | 0
4.5833 | 6152.2447 | 1846.4335 | 3378.4907 | 4910.2465 | 6214.9497 | 7521.1395 | 9270.3002 | 9328.993 | 0
4.6667 | 6596.9776 | 4055.5154 | 4926.2119 | 5881.9262 | 6565.607 | 7264.1563 | 8453.4839 | 8555.0703 | 0
4.75 | 1085.1381 | 0 | 0 | 0 | 1457.6535 | 1769.6678 | 1937.7274 | 2620.8053 | 0
4.8333 | 548.9676 | 0 | 0 | 0 | 721.1667 | 914.0913 | 1014.7146 | 1320.7963 | 0
4.9167 | 382.1889 | 0 | 0 | 0 | 484.8447 | 604.7762 | 683.7996 | 807.7438 | 0
5 | 563.4113 | 0 | 0 | 339.6414 | 401.5325 | 485.7055 | 2046.3986 | 2131.0811 | 0
5.0833 | 171.7907 | 0 | 0 | 0 | 0 | 259.999 | 376.8262 | 1996.6276 | 0
5.1667 | 213.9193 | 0 | 0 | 0 | 158.0535 | 261.0166 | 1057.3583 | 1984.6782 | 0
5.25 | 142.0024 | 0 | 0 | 0 | 0 | 267.4733 | 404.3633 | 720.5351 | 0
5.3333 | 6215.7438 | 4396.7412 | 4506.7672 | 5048.0628 | 5707.5296 | 7786.4752 | 7981.7745 | 8140.2955 | 0
5.4167 | 7684.6239 | 4104.1154 | 4291.7561 | 7666.8421 | 7725.1928 | 7831.2215 | 9486.112 | 9590.1567 | 0
5.5 | 7571.8534 | 2762.3302 | 5390.4724 | 7461.0206 | 7551.0655 | 8302.4529 | 9249.4306 | 9325.0703 | 0
5.5833 | 5911.0828 | 986.8071 | 2775.21 | 4641.3789 | 5789.5086 | 7544.0526 | 8828.3259 | 9329.5664 | 0
5.6667 | 6512.4829 | 4384.1425 | 4782.7961 | 5714.8514 | 6574.1216 | 7270.3246 | 8468.4563 | 9344.3131 | 0
5.75 | 1158.9566 | 0 | 0 | 0 | 1401.6061 | 1845.0472 | 2620.1085 | 2694.2981 | 0
5.8333 | 561.7642 | 0 | 0 | 0 | 674.3146 | 915.6386 | 1334.1781 | 1368.0417 | 0
5.9167 | 435.1952 | 0 | 0 | 109.0132 | 504.8444 | 627.8618 | 819.5639 | 1381.2437 | 0
6 | 528.217 | 0 | 0 | 326.6419 | 408.6977 | 468.1991 | 1992.5477 | 2131.9687 | 0
6.0833 | 167.0608 | 0 | 0 | 0 | 179.343 | 264.5843 | 334.2236 | 2009.6156 | 0
6.1667 | 229.7194 | 0 | 0 | 0 | 211.9791 | 260.9772 | 1099.3906 | 1989.5793 | 0
6.25 | 143.7853 | 0 | 0 | 0 | 0 | 269.1087 | 354.874 | 1083.7216 | 0
6.3333 | 6150.4976 | 4312.5368 | 4439.0959 | 4936.5291 | 5533.363 | 7812.8305 | 8016.4686 | 8218.5447 | 0
6.4167 | 7755.5017 | 4255.0269 | 4432.0112 | 7663.4136 | 7733.7202 | 7835.1838 | 9441.2277 | 9497.0617 | 0
6.5 | 7649.2043 | 2916.5219 | 4406.245 | 7461.235 | 7584.9755 | 8758.5134 | 9249.5194 | 9426.5009 | 0
6.5833 | 6071.8685 | 2346.7334 | 3046.705 | 4788.5628 | 5994.9621 | 7549.3592 | 8940.1941 | 9328.8012 | 0
6.6667 | 6546.2048 | 4391.1918 | 4941.669 | 5743.6749 | 6605.5809 | 7246.9122 | 8361.1542 | 9344.3121 | 0
6.75 | 1170.9048 | 0 | 0 | 0 | 1461.5598 | 1810.94 | 2078.9487 | 2653.9687 | 0
6.8333 | 529.2988 | 0 | 0 | 0 | 630.5715 | 906.2537 | 1074.8899 | 1353.8601 | 0
6.9167 | 387.9712 | 0 | 0 | 0 | 465.5484 | 594.1375 | 819.5516 | 1145.5744 | 0
7 | 534.8823 | 0 | 0 | 337.0266 | 407.8423 | 552.7664 | 1650.3117 | 2142.3265 | 0
7.0833 | 198.2551 | 0 | 0 | 0 | 0 | 258.4855 | 706.465 | 1964.7666 | 0
7.1667 | 215.7577 | 0 | 0 | 0 | 213.721 | 280.0922 | 684.4601 | 1633.2987 | 0
7.25 | 161.5138 | 0 | 0 | 0 | 0 | 269.1443 | 407.8915 | 1953.8341 | 0
7.3333 | 5797.545 | 4173.9681 | 4414.7908 | 4796.007 | 5186.2613 | 6904.4965 | 8018.8919 | 8129.8513 | 0
7.4167 | 7857.1704 | 4313.7915 | 7513.3717 | 7670.229 | 7718.6438 | 7834.7313 | 9453.2572 | 9531.6188 | 0
7.5 | 7710.6966 | 4159.0972 | 5845.8329 | 7488.8195 | 7553.809 | 8412.4287 | 9246.8769 | 9289.5665 | 0
7.5833 | 6102.9308 | 1829.8991 | 2746.2873 | 4850.5462 | 6195.6616 | 7554.5573 | 9224.3436 | 9321.0164 | 0
7.6667 | 6449.5401 | 3588.2787 | 4345.0212 | 5812.734 | 6482.3001 | 6921.621 | 8424.8069 | 9344.3112 | 0
7.75 | 974.9475 | 0 | 0 | 0 | 1211.8981 | 1709.5007 | 2080.8748 | 2632.438 | 0
7.8333 | 494.5217 | 0 | 0 | 0 | 606.4876 | 888.366 | 1085.7985 | 1351.5583 | 0
7.9167 | 373.0748 | 0 | 0 | 0 | 458.0707 | 586.939 | 710.6903 | 1035.2678 | 0
8 | 552.5633 | 0 | 0 | 321.9889 | 394.5616 | 461.3121 | 2040.5227 | 2101.4508 | 0
8.0833 | 182.5802 | 0 | 0 | 0 | 192.9364 | 268.9639 | 338.7408 | 1974.1317 | 0
8.1667 | 192.5524 | 0 | 0 | 0 | 220.0801 | 268.1665 | 446.0351 | 1082.8719 | 0
8.25 | 186.6091 | 0 | 0 | 0 | 233.3611 | 297.0305 | 393.3902 | 1972.6379 | 0
8.3333 | 6253.9665 | 4174.0186 | 4415.2381 | 4866.3207 | 5859.5309 | 7842.0271 | 8042.4862 | 8150.1956 | 0
8.4167 | 7837.5115 | 4237.8343 | 4405.2459 | 7670.5106 | 7729.379 | 7877.8951 | 9436.2215 | 9558.6236 | 0
8.5 | 7725.5005 | 2847.6499 | 5499.9305 | 7484.7022 | 7564.0407 | 8433.5269 | 9294.0324 | 9338.6483 | 0
8.5833 | 5902.1692 | 1131.4171 | 2774.0905 | 4790.4136 | 5825.5131 | 7486.323 | 8848.5928 | 9274.5232 | 0
8.6667 | 6461.4049 | 3593.1687 | 4592.7113 | 5656.2985 | 6544.6477 | 7022.7715 | 9292.1259 | 9344.3112 | 0
8.75 | 1090.7763 | 0 | 0 | 0 | 1299.598 | 1810.2385 | 2321.7017 | 2721.96 | 0
8.8333 | 529.5848 | 0 | 0 | 0 | 647.4926 | 931.0119 | 1190.5 | 1372.1772 | 0
8.9167 | 395.0935 | 0 | 0 | 0 | 451.9145 | 635.7469 | 791.6074 | 1984.0804 | 0
9 | 591.6231 | 0 | 0 | 342.5001 | 407.4989 | 521.5354 | 2063.2296 | 2133.0119 | 0
9.0833 | 180.5476 | 0 | 0 | 0 | 187.1942 | 275.3436 | 523.7636 | 1987.8086 | 0
9.1667 | 199.685 | 0 | 0 | 0 | 211.3137 | 279.7854 | 473.0554 | 1957.4774 | 0
9.25 | 164.7746 | 0 | 0 | 0 | 176.1324 | 275.9071 | 378.7202 | 1416.7739 | 0
9.3333 | 6093.0399 | 4338.271 | 4399.7064 | 4804.1687 | 5572.0142 | 7779.8227 | 8061.3605 | 8149.2688 | 0
9.4167 | 7791.6424 | 4093.8988 | 4462.0903 | 7675.256 | 7737.5058 | 7850.6385 | 9381.3275 | 9590.1576 | 0
9.5 | 7358.7565 | 2381.6139 | 4253.5243 | 7457.3242 | 7531.1803 | 7624.9338 | 9239.3765 | 9338.8231 | 0
9.5833 | 6131.0641 | 2411.9039 | 3300.9506 | 4877.9006 | 5960.3624 | 7547.1655 | 8860.8821 | 9270.3011 | 0
9.6667 | 6488.9681 | 3576.6115 | 4530.9486 | 5785.9568 | 6565.7464 | 7087.3699 | 8559.1885 | 9344.3102 | 0
9.75 | 1271.6808 | 0 | 0 | 404.7141 | 1535.4829 | 1827.621 | 2567.879 | 2900.753 | 0
9.8333 | 627.4601 | 0 | 0 | 0 | 724.3172 | 925.578 | 1307.665 | 1475.142 | 0
9.9167 | 441.059 | 0 | 0 | 342.1968 | 527.1927 | 614.3729 | 808.9857 | 930.1455 | 0
10 | 571.3325 | 0 | 118.5594 | 357.0656 | 408.0477 | 483.004 | 2026.4377 | 2141.902 | 0

## WTP_conc
Plot F - Range of Monthly Effluent Concentration after settling at CVP - Scenario C-1e | [10 empty] | JAN | FEB | MAR | APR | MAY | JUN | JUL | AUG | SEP | OCT | NOV | DEC
[10 empty] | Max | MAY: 0.1; JUN: 0.1; JUL: 0.1; AUG: 0.1; SEP: 0.1; OCT: 0; NOV: 0
[10 empty] | 95% percentile | MAY: 0.1; JUN: 0.1; JUL: 0.1; AUG: 0.1; SEP: 0.1; OCT: 0; NOV: 0
[10 empty] | 75% Percentile | MAY: 0.1; JUN: 0.1; JUL: 0.1; AUG: 0.1; SEP: 0.1; OCT: 0; NOV: 0
[10 empty] | Median | MAY: 0.1; JUN: 0.1; JUL: 0.1; AUG: 0.1; SEP: 0.1; OCT: 0; NOV: 0
[10 empty] | Mean | MAY: 0.1; JUN: 0.1; JUL: 0.1; AUG: 0.1; SEP: 0.1; OCT: 0; NOV: 0
[10 empty] | Min | MAY: 0.1; JUN: 0.1; JUL: 0.1; AUG: 0.1; SEP: 0.1; OCT: 0; NOV: 0
[11 empty] | JAN: MIN |  | MEAN | [12 empty] | MEDIAN | [12 empty] | 75% | [12 empty] | 95% | [12 empty] | MAX
Time (yr) | SelectorWQ:Mean | SelectorWQ:Least Result | SelectorWQ:5% | SelectorWQ:25% | SelectorWQ:Median | SelectorWQ:75% | SelectorWQ:95% | SelectorWQ:Greatest Result | Greatest Result |  | 1 | 2 | 3 | 4 | 5 | 6 | 7 | 8 | 9 | 10 | 11 | 12 |  | 1 | 2 | 3 | 4 | 5 | 6 | 7 | 8 | 9 | 10 | 11 | 12 |  | 1 | 2 | 3 | 4 | 5 | 6 | 7 | 8 | 9 | 10 | 11 | 12 |  | 1 | 2 | 3 | 4 | 5 | 6 | 7 | 8 | 9 | 10 | 11 | 12 |  | 1 | 2 | 3 | 4 | 5 | 6 | 7 | 8 | 9 | 10 | 11 | 12 |  | 1 | 2 | 3 | 4 | 5 | 6 | 7 | 8 | 9 | 10 | 11 | 12
0 | 0 | 0 | 0 | 0 | 0 | 0 | 0 | 0 | 0 | 1 | 0 | 0 | 0 | 0 | 0.1 | 0.1 | 0.1 | 0.1 | 0.1 | 0 | 0 | 0 | 1 | 0 | 0 | 0 | 0 | 0.1 | 0.1 | 0.1 | 0.1 | 0.1 | 0 | 0 | 0 | 1 | 0 | 0 | 0 | 0 | 0.1 | 0.1 | 0.1 | 0.1 | 0.1 | 0 | 0 | 0 | 1 | 0 | 0 | 0 | 0 | 0.1 | 0.1 | 0.1 | 0.1 | 0.1 | 0 | 0 | 0 | 1 | 0 | 0 | 0 | 0 | 0.1 | 0.1 | 0.1 | 0.1 | 0.1 | 0 | 0 | 0 | 1 | 0 | 0 | 0 | 0 | 0.1 | 0.1 | 0.1 | 0.1 | 0.1 | 0 | 0 | 0
0.083333 | 0 | 0 | 0 | 0 | 0 | 0 | 0 | 0 | 0 | 2 | 0 | 0 | 0 | 0 | 0.1 | 0.1 | 0.1 | 0.1 | 0.1 | 0 | 0 | 0 | 2 | 0 | 0 | 0 | 0 | 0.1 | 0.1 | 0.1 | 0.1 | 0.1 | 0 | 0 | 0 | 2 | 0 | 0 | 0 | 0 | 0.1 | 0.1 | 0.1 | 0.1 | 0.1 | 0 | 0 | 0 | 2 | 0 | 0 | 0 | 0 | 0.1 | 0.1 | 0.1 | 0.1 | 0.1 | 0 | 0 | 0 | 2 | 0 | 0 | 0 | 0 | 0.1 | 0.1 | 0.1 | 0.1 | 0.1 | 0 | 0 | 0 | 2 | 0 | 0 | 0 | 0 | 0.1 | 0.1 | 0.1 | 0.1 | 0.1 | 0 | 0 | 0
0.16667 | 0 | 0 | 0 | 0 | 0 | 0 | 0 | 0 | 0 | 3 | 0 | 0 | 0 | 0 | 0.1 | 0.1 | 0.1 | 0.1 | 0.1 | 0 | 0 | 0 | 3 | 0 | 0 | 0 | 0 | 0.1 | 0.1 | 0.1 | 0.1 | 0.1 | 0 | 0 | 0 | 3 | 0 | 0 | 0 | 0 | 0.1 | 0.1 | 0.1 | 0.1 | 0.1 | 0 | 0 | 0 | 3 | 0 | 0 | 0 | 0 | 0.1 | 0.1 | 0.1 | 0.1 | 0.1 | 0 | 0 | 0 | 3 | 0 | 0 | 0 | 0 | 0.1 | 0.1 | 0.1 | 0.1 | 0.1 | 0 | 0 | 0 | 3 | 0 | 0 | 0 | 0 | 0.1 | 0.1 | 0.1 | 0.1 | 0.1 | 0 | 0 | 0
0.25 | 0 | 0 | 0 | 0 | 0 | 0 | 0 | 0 | 0 | 4 | 0 | 0 | 0 | 0 | 0.1 | 0.1 | 0.1 | 0.1 | 0.1 | 0 | 0 | 0 | 4 | 0 | 0 | 0 | 0 | 0.1 | 0.1 | 0.1 | 0.1 | 0.1 | 0 | 0 | 0 | 4 | 0 | 0 | 0 | 0 | 0.1 | 0.1 | 0.1 | 0.1 | 0.1 | 0 | 0 | 0 | 4 | 0 | 0 | 0 | 0 | 0.1 | 0.1 | 0.1 | 0.1 | 0.1 | 0 | 0 | 0 | 4 | 0 | 0 | 0 | 0 | 0.1 | 0.1 | 0.1 | 0.1 | 0.1 | 0 | 0 | 0 | 4 | 0 | 0 | 0 | 0 | 0.1 | 0.1 | 0.1 | 0.1 | 0.1 | 0 | 0 | 0
0.33333 | 0.1 | 0.1 | 0.1 | 0.1 | 0.1 | 0.1 | 0.1 | 0.1 | 0 | 5 | 0 | 0 | 0 | 0 | 0.1 | 0.1 | 0.1 | 0.1 | 0.1 | 0 | 0 | 0 | 5 | 0 | 0 | 0 | 0 | 0.1 | 0.1 | 0.1 | 0.1 | 0.1 | 0 | 0 | 0 | 5 | 0 | 0 | 0 | 0 | 0.1 | 0.1 | 0.1 | 0.1 | 0.1 | 0 | 0 | 0 | 5 | 0 | 0 | 0 | 0 | 0.1 | 0.1 | 0.1 | 0.1 | 0.1 | 0 | 0 | 0 | 5 | 0 | 0 | 0 | 0 | 0.1 | 0.1 | 0.1 | 0.1 | 0.1 | 0 | 0 | 0 | 5 | 0 | 0 | 0 | 0 | 0.1 | 0.1 | 0.1 | 0.1 | 0.1 | 0 | 0 | 0
0.41667 | 0.1 | 0.1 | 0.1 | 0.1 | 0.1 | 0.1 | 0.1 | 0.1 | 0 | 6 | 0 | 0 | 0 | 0 | 0.1 | 0.1 | 0.1 | 0.1 | 0.1 | 0 | 0 | 0 | 6 | 0 | 0 | 0 | 0 | 0.1 | 0.1 | 0.1 | 0.1 | 0.1 | 0 | 0 | 0 | 6 | 0 | 0 | 0 | 0 | 0.1 | 0.1 | 0.1 | 0.1 | 0.1 | 0 | 0 | 0 | 6 | 0 | 0 | 0 | 0 | 0.1 | 0.1 | 0.1 | 0.1 | 0.1 | 0 | 0 | 0 | 6 | 0 | 0 | 0 | 0 | 0.1 | 0.1 | 0.1 | 0.1 | 0.1 | 0 | 0 | 0 | 6 | 0 | 0 | 0 | 0 | 0.1 | 0.1 | 0.1 | 0.1 | 0.1 | 0 | 0 | 0
0.5 | 0.1 | 0.1 | 0.1 | 0.1 | 0.1 | 0.1 | 0.1 | 0.1 | 0 | 7 | 0 | 0 | 0 | 0 | 0.1 | 0.1 | 0.1 | 0.1 | 0.1 | 0 | 0 | 0 | 7 | 0 | 0 | 0 | 0 | 0.1 | 0.1 | 0.1 | 0.1 | 0.1 | 0 | 0 | 0 | 7 | 0 | 0 | 0 | 0 | 0.1 | 0.1 | 0.1 | 0.1 | 0.1 | 0 | 0 | 0 | 7 | 0 | 0 | 0 | 0 | 0.1 | 0.1 | 0.1 | 0.1 | 0.1 | 0 | 0 | 0 | 7 | 0 | 0 | 0 | 0 | 0.1 | 0.1 | 0.1 | 0.1 | 0.1 | 0 | 0 | 0 | 7 | 0 | 0 | 0 | 0 | 0.1 | 0.1 | 0.1 | 0.1 | 0.1 | 0 | 0 | 0
0.58333 | 0.1 | 0.1 | 0.1 | 0.1 | 0.1 | 0.1 | 0.1 | 0.1 | 0 | 8 | 0 | 0 | 0 | 0 | 0.1 | 0.1 | 0.1 | 0.1 | 0.1 | 0 | 0 | 0 | 8 | 0 | 0 | 0 | 0 | 0.1 | 0.1 | 0.1 | 0.1 | 0.1 | 0 | 0 | 0 | 8 | 0 | 0 | 0 | 0 | 0.1 | 0.1 | 0.1 | 0.1 | 0.1 | 0 | 0 | 0 | 8 | 0 | 0 | 0 | 0 | 0.1 | 0.1 | 0.1 | 0.1 | 0.1 | 0 | 0 | 0 | 8 | 0 | 0 | 0 | 0 | 0.1 | 0.1 | 0.1 | 0.1 | 0.1 | 0 | 0 | 0 | 8 | 0 | 0 | 0 | 0 | 0.1 | 0.1 | 0.1 | 0.1 | 0.1 | 0 | 0 | 0
0.66667 | 0.1 | 0.1 | 0.1 | 0.1 | 0.1 | 0.1 | 0.1 | 0.1 | 0 | 9 | 0 | 0 | 0 | 0 | 0.1 | 0.1 | 0.1 | 0.1 | 0.1 | 0 | 0 | 0 | 9 | 0 | 0 | 0 | 0 | 0.1 | 0.1 | 0.1 | 0.1 | 0.1 | 0 | 0 | 0 | 9 | 0 | 0 | 0 | 0 | 0.1 | 0.1 | 0.1 | 0.1 | 0.1 | 0 | 0 | 0 | 9 | 0 | 0 | 0 | 0 | 0.1 | 0.1 | 0.1 | 0.1 | 0.1 | 0 | 0 | 0 | 9 | 0 | 0 | 0 | 0 | 0.1 | 0.1 | 0.1 | 0.1 | 0.1 | 0 | 0 | 0 | 9 | 0 | 0 | 0 | 0 | 0.1 | 0.1 | 0.1 | 0.1 | 0.1 | 0 | 0 | 0
0.75 | 0 | 0 | 0 | 0 | 0 | 0 | 0 | 0 | 0 | 10 | 0 | 0 | 0 | 0 | 0.1 | 0.1 | 0.1 | 0.1 | 0.1 | 0 | 0 | 0 | 10 | 0 | 0 | 0 | 0 | 0.1 | 0.1 | 0.1 | 0.1 | 0.1 | 0 | 0 | 0 | 10 | 0 | 0 | 0 | 0 | 0.1 | 0.1 | 0.1 | 0.1 | 0.1 | 0 | 0 | 0 | 10 | 0 | 0 | 0 | 0 | 0.1 | 0.1 | 0.1 | 0.1 | 0.1 | 0 | 0 | 0 | 10 | 0 | 0 | 0 | 0 | 0.1 | 0.1 | 0.1 | 0.1 | 0.1 | 0 | 0 | 0 | 10 | 0 | 0 | 0 | 0 | 0.1 | 0.1 | 0.1 | 0.1 | 0.1 | 0 | 0 | 0
0.83333 | 0 | 0 | 0 | 0 | 0 | 0 | 0 | 0 | 0
0.91667 | 0 | 0 | 0 | 0 | 0 | 0 | 0 | 0 | 0
1 | 0 | 0 | 0 | 0 | 0 | 0 | 0 | 0 | 0
1.0833 | 0 | 0 | 0 | 0 | 0 | 0 | 0 | 0 | 0
1.1667 | 0 | 0 | 0 | 0 | 0 | 0 | 0 | 0 | 0
1.25 | 0 | 0 | 0 | 0 | 0 | 0 | 0 | 0 | 0
1.3333 | 0.1 | 0.1 | 0.1 | 0.1 | 0.1 | 0.1 | 0.1 | 0.1 | 0
1.4167 | 0.1 | 0.1 | 0.1 | 0.1 | 0.1 | 0.1 | 0.1 | 0.1 | 0
1.5 | 0.1 | 0.1 | 0.1 | 0.1 | 0.1 | 0.1 | 0.1 | 0.1 | 0
1.5833 | 0.1 | 0.1 | 0.1 | 0.1 | 0.1 | 0.1 | 0.1 | 0.1 | 0
1.6667 | 0.1 | 0.1 | 0.1 | 0.1 | 0.1 | 0.1 | 0.1 | 0.1 | 0
1.75 | 0 | 0 | 0 | 0 | 0 | 0 | 0 | 0 | 0
1.8333 | 0 | 0 | 0 | 0 | 0 | 0 | 0 | 0 | 0
1.9167 | 0 | 0 | 0 | 0 | 0 | 0 | 0 | 0 | 0
2 | 0 | 0 | 0 | 0 | 0 | 0 | 0 | 0 | 0
2.0833 | 0 | 0 | 0 | 0 | 0 | 0 | 0 | 0 | 0
2.1667 | 0 | 0 | 0 | 0 | 0 | 0 | 0 | 0 | 0
2.25 | 0 | 0 | 0 | 0 | 0 | 0 | 0 | 0 | 0
2.3333 | 0.1 | 0.1 | 0.1 | 0.1 | 0.1 | 0.1 | 0.1 | 0.1 | 0
2.4167 | 0.1 | 0.1 | 0.1 | 0.1 | 0.1 | 0.1 | 0.1 | 0.1 | 0
2.5 | 0.1 | 0.1 | 0.1 | 0.1 | 0.1 | 0.1 | 0.1 | 0.1 | 0
2.5833 | 0.1 | 0.1 | 0.1 | 0.1 | 0.1 | 0.1 | 0.1 | 0.1 | 0
2.6667 | 0.1 | 0.1 | 0.1 | 0.1 | 0.1 | 0.1 | 0.1 | 0.1 | 0
2.75 | 0 | 0 | 0 | 0 | 0 | 0 | 0 | 0 | 0
2.8333 | 0 | 0 | 0 | 0 | 0 | 0 | 0 | 0 | 0
2.9167 | 0 | 0 | 0 | 0 | 0 | 0 | 0 | 0 | 0
3 | 0 | 0 | 0 | 0 | 0 | 0 | 0 | 0 | 0
3.0833 | 0 | 0 | 0 | 0 | 0 | 0 | 0 | 0 | 0
3.1667 | 0 | 0 | 0 | 0 | 0 | 0 | 0 | 0 | 0
3.25 | 0 | 0 | 0 | 0 | 0 | 0 | 0 | 0 | 0
3.3333 | 0.1 | 0.1 | 0.1 | 0.1 | 0.1 | 0.1 | 0.1 | 0.1 | 0
3.4167 | 0.1 | 0.1 | 0.1 | 0.1 | 0.1 | 0.1 | 0.1 | 0.1 | 0
3.5 | 0.1 | 0.1 | 0.1 | 0.1 | 0.1 | 0.1 | 0.1 | 0.1 | 0
3.5833 | 0.1 | 0.1 | 0.1 | 0.1 | 0.1 | 0.1 | 0.1 | 0.1 | 0
3.6667 | 0.1 | 0.1 | 0.1 | 0.1 | 0.1 | 0.1 | 0.1 | 0.1 | 0
3.75 | 0 | 0 | 0 | 0 | 0 | 0 | 0 | 0 | 0
3.8333 | 0 | 0 | 0 | 0 | 0 | 0 | 0 | 0 | 0
3.9167 | 0 | 0 | 0 | 0 | 0 | 0 | 0 | 0 | 0
4 | 0 | 0 | 0 | 0 | 0 | 0 | 0 | 0 | 0
4.0833 | 0 | 0 | 0 | 0 | 0 | 0 | 0 | 0 | 0
4.1667 | 0 | 0 | 0 | 0 | 0 | 0 | 0 | 0 | 0
4.25 | 0 | 0 | 0 | 0 | 0 | 0 | 0 | 0 | 0
4.3333 | 0.1 | 0.1 | 0.1 | 0.1 | 0.1 | 0.1 | 0.1 | 0.1 | 0
4.4167 | 0.1 | 0.1 | 0.1 | 0.1 | 0.1 | 0.1 | 0.1 | 0.1 | 0
4.5 | 0.1 | 0.1 | 0.1 | 0.1 | 0.1 | 0.1 | 0.1 | 0.1 | 0
4.5833 | 0.1 | 0.1 | 0.1 | 0.1 | 0.1 | 0.1 | 0.1 | 0.1 | 0
4.6667 | 0.1 | 0.1 | 0.1 | 0.1 | 0.1 | 0.1 | 0.1 | 0.1 | 0
4.75 | 0 | 0 | 0 | 0 | 0 | 0 | 0 | 0 | 0
4.8333 | 0 | 0 | 0 | 0 | 0 | 0 | 0 | 0 | 0
4.9167 | 0 | 0 | 0 | 0 | 0 | 0 | 0 | 0 | 0
5 | 0 | 0 | 0 | 0 | 0 | 0 | 0 | 0 | 0
5.0833 | 0 | 0 | 0 | 0 | 0 | 0 | 0 | 0 | 0
5.1667 | 0 | 0 | 0 | 0 | 0 | 0 | 0 | 0 | 0
5.25 | 0 | 0 | 0 | 0 | 0 | 0 | 0 | 0 | 0
5.3333 | 0.1 | 0.1 | 0.1 | 0.1 | 0.1 | 0.1 | 0.1 | 0.1 | 0
5.4167 | 0.1 | 0.1 | 0.1 | 0.1 | 0.1 | 0.1 | 0.1 | 0.1 | 0
5.5 | 0.1 | 0.1 | 0.1 | 0.1 | 0.1 | 0.1 | 0.1 | 0.1 | 0
5.5833 | 0.1 | 0.1 | 0.1 | 0.1 | 0.1 | 0.1 | 0.1 | 0.1 | 0
5.6667 | 0.1 | 0.1 | 0.1 | 0.1 | 0.1 | 0.1 | 0.1 | 0.1 | 0
5.75 | 0 | 0 | 0 | 0 | 0 | 0 | 0 | 0 | 0
5.8333 | 0 | 0 | 0 | 0 | 0 | 0 | 0 | 0 | 0
5.9167 | 0 | 0 | 0 | 0 | 0 | 0 | 0 | 0 | 0
6 | 0 | 0 | 0 | 0 | 0 | 0 | 0 | 0 | 0
6.0833 | 0 | 0 | 0 | 0 | 0 | 0 | 0 | 0 | 0
6.1667 | 0 | 0 | 0 | 0 | 0 | 0 | 0 | 0 | 0
6.25 | 0 | 0 | 0 | 0 | 0 | 0 | 0 | 0 | 0
6.3333 | 0.1 | 0.1 | 0.1 | 0.1 | 0.1 | 0.1 | 0.1 | 0.1 | 0
6.4167 | 0.1 | 0.1 | 0.1 | 0.1 | 0.1 | 0.1 | 0.1 | 0.1 | 0
6.5 | 0.1 | 0.1 | 0.1 | 0.1 | 0.1 | 0.1 | 0.1 | 0.1 | 0
6.5833 | 0.1 | 0.1 | 0.1 | 0.1 | 0.1 | 0.1 | 0.1 | 0.1 | 0
6.6667 | 0.1 | 0.1 | 0.1 | 0.1 | 0.1 | 0.1 | 0.1 | 0.1 | 0
6.75 | 0 | 0 | 0 | 0 | 0 | 0 | 0 | 0 | 0
6.8333 | 0 | 0 | 0 | 0 | 0 | 0 | 0 | 0 | 0
6.9167 | 0 | 0 | 0 | 0 | 0 | 0 | 0 | 0 | 0
7 | 0 | 0 | 0 | 0 | 0 | 0 | 0 | 0 | 0
7.0833 | 0 | 0 | 0 | 0 | 0 | 0 | 0 | 0 | 0
7.1667 | 0 | 0 | 0 | 0 | 0 | 0 | 0 | 0 | 0
7.25 | 0 | 0 | 0 | 0 | 0 | 0 | 0 | 0 | 0
7.3333 | 0.1 | 0.1 | 0.1 | 0.1 | 0.1 | 0.1 | 0.1 | 0.1 | 0
7.4167 | 0.1 | 0.1 | 0.1 | 0.1 | 0.1 | 0.1 | 0.1 | 0.1 | 0
7.5 | 0.1 | 0.1 | 0.1 | 0.1 | 0.1 | 0.1 | 0.1 | 0.1 | 0
7.5833 | 0.1 | 0.1 | 0.1 | 0.1 | 0.1 | 0.1 | 0.1 | 0.1 | 0
7.6667 | 0.1 | 0.1 | 0.1 | 0.1 | 0.1 | 0.1 | 0.1 | 0.1 | 0
7.75 | 0 | 0 | 0 | 0 | 0 | 0 | 0 | 0 | 0
7.8333 | 0 | 0 | 0 | 0 | 0 | 0 | 0 | 0 | 0
7.9167 | 0 | 0 | 0 | 0 | 0 | 0 | 0 | 0 | 0
8 | 0 | 0 | 0 | 0 | 0 | 0 | 0 | 0 | 0
8.0833 | 0 | 0 | 0 | 0 | 0 | 0 | 0 | 0 | 0
8.1667 | 0 | 0 | 0 | 0 | 0 | 0 | 0 | 0 | 0
8.25 | 0 | 0 | 0 | 0 | 0 | 0 | 0 | 0 | 0
8.3333 | 0.1 | 0.1 | 0.1 | 0.1 | 0.1 | 0.1 | 0.1 | 0.1 | 0
8.4167 | 0.1 | 0.1 | 0.1 | 0.1 | 0.1 | 0.1 | 0.1 | 0.1 | 0
8.5 | 0.1 | 0.1 | 0.1 | 0.1 | 0.1 | 0.1 | 0.1 | 0.1 | 0
8.5833 | 0.1 | 0.1 | 0.1 | 0.1 | 0.1 | 0.1 | 0.1 | 0.1 | 0
8.6667 | 0.1 | 0.1 | 0.1 | 0.1 | 0.1 | 0.1 | 0.1 | 0.1 | 0
8.75 | 0 | 0 | 0 | 0 | 0 | 0 | 0 | 0 | 0
8.8333 | 0 | 0 | 0 | 0 | 0 | 0 | 0 | 0 | 0
8.9167 | 0 | 0 | 0 | 0 | 0 | 0 | 0 | 0 | 0
9 | 0 | 0 | 0 | 0 | 0 | 0 | 0 | 0 | 0
9.0833 | 0 | 0 | 0 | 0 | 0 | 0 | 0 | 0 | 0
9.1667 | 0 | 0 | 0 | 0 | 0 | 0 | 0 | 0 | 0
9.25 | 0 | 0 | 0 | 0 | 0 | 0 | 0 | 0 | 0
9.3333 | 0.1 | 0.1 | 0.1 | 0.1 | 0.1 | 0.1 | 0.1 | 0.1 | 0
9.4167 | 0.1 | 0.1 | 0.1 | 0.1 | 0.1 | 0.1 | 0.1 | 0.1 | 0
9.5 | 0.1 | 0.1 | 0.1 | 0.1 | 0.1 | 0.1 | 0.1 | 0.1 | 0
9.5833 | 0.1 | 0.1 | 0.1 | 0.1 | 0.1 | 0.1 | 0.1 | 0.1 | 0
9.6667 | 0.1 | 0.1 | 0.1 | 0.1 | 0.1 | 0.1 | 0.1 | 0.1 | 0
9.75 | 0 | 0 | 0 | 0 | 0 | 0 | 0 | 0 | 0
9.8333 | 0 | 0 | 0 | 0 | 0 | 0 | 0 | 0 | 0
9.9167 | 0 | 0 | 0 | 0 | 0 | 0 | 0 | 0 | 0
10 | 0 | 0 | 0 | 0 | 0 | 0 | 0 | 0 | 0