## Summary
Figure C-5
Scenario C-1f Results
Faro Mine Remediation Project
C-1f

## Data
X14 WQ | [9 empty] | FaroPitElevation | [9 empty] | WTP Flows | [9 empty] | WTP Concentration for Zn | [10 empty] | CVP | [9 empty] | CVP WQ | [9 empty] | CVPReleases
Time (yr) | SelectorWQ:Mean | SelectorWQ:Least Result | SelectorWQ:5% | SelectorWQ:25% | SelectorWQ:Median | SelectorWQ:75% | SelectorWQ:95% | SelectorWQ:Greatest Result | Greatest Result | Time (yr) | Faro_Elevation:Mean | Faro_Elevation:Least Result | Faro_Elevation:5% | Faro_Elevation:25% | Faro_Elevation:Median | Faro_Elevation:75% | Faro_Elevation:95% | Faro_Elevation:Greatest Result | Greatest Result | Time (yr) | Total_Faro_Discharge:Mean | Total_Faro_Discharge:Least Result | Total_Faro_Discharge:5% | Total_Faro_Discharge:25% | Total_Faro_Discharge:Median | Total_Faro_Discharge:75% | Total_Faro_Discharge:95% | Total_Faro_Discharge:Greatest Result | Greatest Result | Time (yr) | SelectorWQ:Mean | SelectorWQ:Least Result | SelectorWQ:5% | SelectorWQ:25% | SelectorWQ:Median | SelectorWQ:75% | SelectorWQ:95% | SelectorWQ:Greatest Result | Greatest Result |  | Time (yr) | CVD_Elevation:Mean | CVD_Elevation:Least Result | CVD_Elevation:5% | CVD_Elevation:25% | CVD_Elevation:Median | CVD_Elevation:75% | CVD_Elevation:95% | CVD_Elevation:Greatest Result | Greatest Result | Time (yr) | SelectorWQ:Mean | SelectorWQ:Least Result | SelectorWQ:5% | SelectorWQ:25% | SelectorWQ:Median | SelectorWQ:75% | SelectorWQ:95% | SelectorWQ:Greatest Result | Greatest Result | Time (yr) | X14:Mean | X14:Least Result | X14:5% | X14:25% | X14:Median | X14:75% | X14:95% | X14:Greatest Result
0 | 0.047619 | 0.038118 | 0.041441 | 0.044321 | 0.047181 | 0.050068 | 0.054432 | 0.066826 |  | 0 | 1141.6 | 1141.6 | 1141.6 | 1141.6 | 1141.6 | 1141.6 | 1141.6 | 1141.6 |  | 0 | 0 | 0 | 0 | 0 | 0 | 0 | 0 | 0 |  | 0 | 0 | 0 | 0 | 0 | 0 | 0 | 0 | 0 |  | jan | 0 | 1027.796 | 1027.796 | 1027.796 | 1027.796 | 1027.796 | 1027.796 | 1027.796 | 1027.796 |  | 0 | 0.299 | 0.299 | 0.299 | 0.299 | 0.299 | 0.299 | 0.299 | 0.299 |  | 0 | 1051.5066 | 916.1108 | 978.3126 | 1022.2575 | 1046.9385 | 1081.7149 | 1132.9825 | 1165.2664
0.083333 | 0.038043 | 0.019512 | 0.02995 | 0.033648 | 0.038114 | 0.042197 | 0.047894 | 0.052609 |  | 0.083333 | 1142.1144 | 1141.8608 | 1141.9574 | 1142.031 | 1142.094 | 1142.1949 | 1142.3311 | 1142.4292 |  | 0.083333 | 0 | 0 | 0 | 0 | 0 | 0 | 0 | 0 |  | 0.083333 | 0 | 0 | 0 | 0 | 0 | 0 | 0 | 0 |  | feb | 0.083333 | 1027.1583 | 1027.1583 | 1027.1583 | 1027.1583 | 1027.1583 | 1027.1583 | 1027.1583 | 1027.1583 |  | 0.083333 | 0.2193 | 0.065281 | 0.12177 | 0.17746 | 0.22008 | 0.25885 | 0.31498 | 0.37192 |  | 0.083333 | 586.7558 | 0 | 523.9767 | 580.0447 | 588.5939 | 619.7374 | 655.7254 | 689.6122
0.16667 | 0.03666 | 0.021283 | 0.025838 | 0.032062 | 0.036861 | 0.042078 | 0.046589 | 0.053057 |  | 0.16667 | 1142.732 | 1142.1022 | 1142.4265 | 1142.6091 | 1142.705 | 1142.897 | 1143.08 | 1143.1985 |  | 0.16667 | 0 | 0 | 0 | 0 | 0 | 0 | 0 | 0 |  | 0.16667 | 0 | 0 | 0 | 0 | 0 | 0 | 0 | 0 |  | mar | 0.16667 | 1026.8438 | 1026.8325 | 1026.8325 | 1026.8325 | 1026.8325 | 1026.8325 | 1026.8325 | 1027.3973 |  | 0.16667 | 0.22334 | 0.058038 | 0.11406 | 0.18309 | 0.21911 | 0.27506 | 0.32908 | 0.3656 |  | 0.16667 | 396.4682 | 0 | 308.8274 | 384.19 | 397.9128 | 429.6276 | 464.6994 | 494.787
0.25 | 0.031112 | 0.02353 | 0.025452 | 0.028051 | 0.031138 | 0.033807 | 0.037445 | 0.040401 |  | 0.25 | 1143.2349 | 1142.4604 | 1142.9292 | 1143.1226 | 1143.208 | 1143.3934 | 1143.5818 | 1143.7701 |  | 0.25 | 0 | 0 | 0 | 0 | 0 | 0 | 0 | 0 |  | 0.25 | 0 | 0 | 0 | 0 | 0 | 0 | 0 | 0 |  | apr | 0.25 | 1026.6895 | 1026.6663 | 1026.6663 | 1026.6663 | 1026.6663 | 1026.6663 | 1026.6663 | 1027.6312 |  | 0.25 | 0.19466 | 0.0048204 | 0.076548 | 0.14771 | 0.19563 | 0.24602 | 0.28784 | 0.34381 |  | 0.25 | 310.7126 | 0 | 0 | 309.343 | 328.4518 | 368.8512 | 408.6356 | 438.5432
0.33333 | 0.033283 | 0.011002 | 0.014507 | 0.022292 | 0.031375 | 0.042493 | 0.056115 | 0.07651 |  | 0.33333 | 1143.6577 | 1142.8105 | 1143.2725 | 1143.5042 | 1143.6125 | 1143.8727 | 1144.1201 | 1144.363 |  | 0.33333 | 8099.9999 | 8099.9999 | 8099.9999 | 8099.9999 | 8099.9999 | 8099.9999 | 8099.9999 | 8099.9999 |  | 0.33333 | 0.2 | 0.2 | 0.2 | 0.2 | 0.2 | 0.2 | 0.2 | 0.2 |  | may | 0.33333 | 1026.6325 | 1026.5831 | 1026.5831 | 1026.5831 | 1026.5831 | 1026.5831 | 1026.8901 | 1027.8916 |  | 0.33333 | 0.12267 | 0.0007614 | 0.0059164 | 0.082598 | 0.12828 | 0.17175 | 0.21408 | 0.2454 |  | 0.33333 | 6695.4072 | 4251.8998 | 4451.6885 | 4655.245 | 7841.7631 | 7908.7975 | 8084.3992 | 8178.6553
0.41667 | 0.035702 | 0.019196 | 0.021733 | 0.030515 | 0.035757 | 0.040501 | 0.049046 | 0.059862 |  | 0.41667 | 1142.0631 | 1141.0376 | 1141.5002 | 1141.7765 | 1141.8962 | 1142.4246 | 1142.9902 | 1143.2764 |  | 0.41667 | 8099.9999 | 8099.9999 | 8099.9999 | 8099.9999 | 8099.9999 | 8099.9999 | 8099.9999 | 8099.9999 |  | 0.41667 | 0.2 | 0.2 | 0.2 | 0.2 | 0.2 | 0.2 | 0.2 | 0.2 |  | jun | 0.41667 | 1027.6468 | 1026.5433 | 1026.5437 | 1026.5439 | 1026.5442 | 1029.4474 | 1029.4474 | 1029.4474 |  | 0.41667 | 0.15898 | 0.10107 | 0.11015 | 0.13519 | 0.15799 | 0.18405 | 0.21377 | 0.25609 |  | 0.41667 | 8376.1142 | 7517.5584 | 7636.7668 | 7710.3697 | 7797.8661 | 9370.7161 | 9508.4403 | 9589.7854
0.5 | 0.040881 | 0.023083 | 0.0303 | 0.035623 | 0.039325 | 0.0456 | 0.053853 | 0.062545 |  | 0.5 | 1140.9335 | 1139.5774 | 1140.314 | 1140.6885 | 1140.8474 | 1141.2874 | 1141.7146 | 1142.0573 |  | 0.5 | 7987.2214 | 4923.705 | 7602.1761 | 8099.9999 | 8099.9999 | 8099.9999 | 8099.9999 | 8099.9999 |  | 0.5 | 0.2 | 0.2 | 0.2 | 0.2 | 0.2 | 0.2 | 0.2 | 0.2 |  | jul | 0.5 | 1027.0889 | 1026.5216 | 1026.5219 | 1026.522 | 1026.5221 | 1028.0145 | 1028.0145 | 1028.0145 |  | 0.5 | 0.15439 | 0.065071 | 0.09116 | 0.12414 | 0.14848 | 0.17769 | 0.23447 | 0.28083 |  | 0.5 | 7650.8063 | 4123.8258 | 5095.1441 | 7547.9714 | 7614.5916 | 8396.1686 | 8490.5296 | 8591.6427
0.58333 | 0.034335 | 0.011948 | 0.015483 | 0.027551 | 0.034162 | 0.041094 | 0.05213 | 0.059852 |  | 0.58333 | 1139.7191 | 1138.9008 | 1138.9009 | 1139.306 | 1139.5647 | 1140.2234 | 1140.7085 | 1141.1641 |  | 0.58333 | 5825.3054 | 2720.0062 | 3087.1655 | 4624.9293 | 5532.2307 | 7828.6797 | 8099.9999 | 8099.9999 |  | 0.58333 | 0.2 | 0.2 | 0.2 | 0.2 | 0.2 | 0.2 | 0.2 | 0.2 |  | aug | 0.58333 | 1026.9668 | 1026.5109 | 1026.511 | 1026.511 | 1026.5111 | 1027.2678 | 1029.4309 | 1029.4451 |  | 0.58333 | 0.14866 | 0.017646 | 0.062463 | 0.096519 | 0.14664 | 0.18011 | 0.27518 | 0.29279 |  | 0.58333 | 5958.4752 | 1821.5693 | 2476.3268 | 4306.4654 | 6496.6977 | 7468.7293 | 8046.8755 | 9275.7089
0.66667 | 0.038713 | 0.03166 | 0.033903 | 0.036439 | 0.038325 | 0.039947 | 0.045182 | 0.059339 |  | 0.66667 | 1139.0147 | 1138.9271 | 1138.9271 | 1138.9276 | 1138.9277 | 1138.9281 | 1139.498 | 1140.1047 |  | 0.66667 | 3784.5922 | 2738.2638 | 3162.5402 | 3336.075 | 3441.2305 | 3733.4678 | 5702.2267 | 7783.3315 |  | 0.66667 | 0.2 | 0.2 | 0.2 | 0.2 | 0.2 | 0.2 | 0.2 | 0.2 |  | sep | 0.66667 | 1027.47 | 1026.5054 | 1026.5055 | 1026.5055 | 1026.8896 | 1029.4386 | 1029.4597 | 1029.4597 |  | 0.66667 | 0.21544 | 0.14533 | 0.16297 | 0.19077 | 0.22434 | 0.23253 | 0.24697 | 0.28306 |  | 0.66667 | 5666.4577 | 3597.4501 | 4318.5596 | 4781.4262 | 5099.2864 | 6427.419 | 8450.1848 | 9357.0408
0.75 | 0.02501 | 0.014262 | 0.015964 | 0.022428 | 0.024705 | 0.027908 | 0.033054 | 0.039855 |  | 0.75 | 1138.9722 | 1138.965 | 1138.972 | 1138.9723 | 1138.9723 | 1138.9723 | 1138.9723 | 1138.9723 |  | 0.75 | 0 | 0 | 0 | 0 | 0 | 0 | 0 | 0 |  | 0.75 | 0 | 0 | 0 | 0 | 0 | 0 | 0 | 0 |  | oct | 0.75 | 1027.0033 | 1026.5027 | 1026.5027 | 1026.5028 | 1026.6948 | 1028.0099 | 1028.0208 | 1028.0208 |  | 0.75 | 0.20307 | 0.0014721 | 0.061519 | 0.14793 | 0.20889 | 0.26096 | 0.33331 | 0.3883 |  | 0.75 | 1115.2121 | 0 | 0 | 881.3349 | 1018.5474 | 1611.0109 | 1979.8941 | 2144.0268
0.83333 | 0.026567 | 0.017202 | 0.019288 | 0.024123 | 0.026213 | 0.02903 | 0.034548 | 0.040377 |  | 0.83333 | 1140.0594 | 1139.8254 | 1139.9614 | 1140.0156 | 1140.0496 | 1140.1162 | 1140.1825 | 1140.2637 |  | 0.83333 | 0 | 0 | 0 | 0 | 0 | 0 | 0 | 0 |  | 0.83333 | 0 | 0 | 0 | 0 | 0 | 0 | 0 | 0 |  | nov | 0.83333 | 1026.8517 | 1026.5013 | 1026.5013 | 1026.5013 | 1026.5974 | 1027.2697 | 1027.3813 | 1028.8621 |  | 0.83333 | 0.18157 | 0.005931 | 0.059227 | 0.12884 | 0.18595 | 0.23434 | 0.29619 | 0.34518 |  | 0.83333 | 550.9251 | 0 | 0 | 448.2307 | 532.7976 | 742.8956 | 1002.725 | 1115.9244
0.91667 | 0.023541 | 0.013695 | 0.017019 | 0.021153 | 0.024198 | 0.026139 | 0.029017 | 0.034509 |  | 0.91667 | 1140.7645 | 1140.2913 | 1140.5454 | 1140.672 | 1140.7366 | 1140.8896 | 1141.0347 | 1141.1713 |  | 0.91667 | 0 | 0 | 0 | 0 | 0 | 0 | 0 | 0 |  | 0.91667 | 0 | 0 | 0 | 0 | 0 | 0 | 0 | 0 |  | dec | 0.91667 | 1026.8027 | 1026.5007 | 1026.5007 | 1026.5007 | 1026.5487 | 1026.8914 | 1027.8728 | 1029.2908 |  | 0.91667 | 0.17251 | 0.0035333 | 0.063439 | 0.12746 | 0.17448 | 0.22117 | 0.28261 | 0.32523 |  | 0.91667 | 402.6319 | 0 | 0 | 355.8985 | 413.0719 | 545.4775 | 675.9425 | 777.9667
1 | 0.025459 | 0.013921 | 0.019435 | 0.023367 | 0.025502 | 0.027721 | 0.031795 | 0.033316 |  | 1 | 1141.2974 | 1140.5989 | 1140.9607 | 1141.1525 | 1141.2571 | 1141.4755 | 1141.7051 | 1141.9292 |  | 1 | 0 | 0 | 0 | 0 | 0 | 0 | 0 | 0 |  | 1 | 0 | 0 | 0 | 0 | 0 | 0 | 0 | 0 |  | jan | 1 | 1026.8009 | 1026.5004 | 1026.5004 | 1026.5004 | 1026.5243 | 1026.6957 | 1028.3473 | 1029.4604 |  | 1 | 0.2012 | 0.038218 | 0.08882 | 0.15691 | 0.20412 | 0.24977 | 0.30812 | 0.34897 |  | 1 | 368.8034 | 0 | 0 | 300.7456 | 344.3842 | 410.17 | 664.9186 | 1369.8126
1.0833 | 0.024696 | 0.016193 | 0.018523 | 0.021071 | 0.025084 | 0.027291 | 0.031412 | 0.036152 |  | 1.0833 | 1141.7773 | 1141.0784 | 1141.3789 | 1141.5887 | 1141.7236 | 1141.9694 | 1142.2542 | 1142.668 |  | 1.0833 | 0 | 0 | 0 | 0 | 0 | 0 | 0 | 0 |  | 1.0833 | 0 | 0 | 0 | 0 | 0 | 0 | 0 | 0 |  | feb | 1.0833 | 1026.7591 | 1026.5001 | 1026.5001 | 1026.5001 | 1026.5122 | 1026.5978 | 1028.5325 | 1029.5 |  | 1.0833 | 0.11335 | 2.5277e-05 | 4.8185e-05 | 0.05171 | 0.10575 | 0.16061 | 0.24262 | 0.35722 |  | 1.0833 | 138.4258 | 0 | 0 | 0 | 185.3552 | 247.1788 | 296.3187 | 682.1806
1.1667 | 0.027258 | 0.012793 | 0.015527 | 0.021835 | 0.02732 | 0.032341 | 0.037745 | 0.047566 |  | 1.1667 | 1142.2474 | 1141.4377 | 1141.6199 | 1141.9014 | 1142.1235 | 1142.616 | 1143.0229 | 1143.1787 |  | 1.1667 | 0 | 0 | 0 | 0 | 0 | 0 | 0 | 0 |  | 1.1667 | 0 | 0 | 0 | 0 | 0 | 0 | 0 | 0 |  | mar | 1.1667 | 1026.8422 | 1026.5001 | 1026.5001 | 1026.5061 | 1026.549 | 1026.7747 | 1028.8384 | 1029.5 |  | 1.1667 | 0.12363 | 0.00039284 | 0.00069728 | 0.059587 | 0.12059 | 0.1788 | 0.2739 | 0.36365 |  | 1.1667 | 162.4614 | 0 | 0 | 0 | 180.3426 | 242.2555 | 371.2476 | 1919.958
1.25 | 0.026721 | 0.017508 | 0.020131 | 0.023435 | 0.026275 | 0.029554 | 0.034597 | 0.036816 |  | 1.25 | 1142.7868 | 1141.7793 | 1141.8352 | 1142.3827 | 1142.814 | 1143.1853 | 1143.4741 | 1143.7036 |  | 1.25 | 0 | 0 | 0 | 0 | 0 | 0 | 0 | 0 |  | 1.25 | 0 | 0 | 0 | 0 | 0 | 0 | 0 | 0 |  | apr | 1.25 | 1026.9103 | 1026.5 | 1026.5 | 1026.5031 | 1026.6024 | 1026.9753 | 1029.0718 | 1029.4916 |  | 1.25 | 0.10091 | 0.00035758 | 0.00054988 | 0.040041 | 0.08879 | 0.14139 | 0.25264 | 0.34012 |  | 1.25 | 124.4771 | 0 | 0 | 0 | 0 | 239.296 | 343.0541 | 668.303
1.3333 | 0.032591 | 0.01057 | 0.011055 | 0.019601 | 0.031327 | 0.043598 | 0.06239 | 0.067413 |  | 1.3333 | 1143.2842 | 1141.9697 | 1142.3933 | 1142.9424 | 1143.314 | 1143.6558 | 1143.9048 | 1144.3016 |  | 1.3333 | 8099.9999 | 8099.9999 | 8099.9999 | 8099.9999 | 8099.9999 | 8099.9999 | 8099.9999 | 8099.9999 |  | 1.3333 | 0.2 | 0.2 | 0.2 | 0.2 | 0.2 | 0.2 | 0.2 | 0.2 |  | may | 1.3333 | 1027.0173 | 1026.5 | 1026.5 | 1026.5016 | 1026.7782 | 1027.1877 | 1029.2844 | 1029.4536 |  | 1.3333 | 0.048381 | 0.00035011 | 0.00057717 | 0.0008194 | 0.024351 | 0.069681 | 0.19013 | 0.26558 |  | 1.3333 | 5687.601 | 4278.6849 | 4340.0584 | 4649.209 | 5083.5402 | 7574.0867 | 7991.3543 | 8091.3148
1.4167 | 0.034082 | 0.019347 | 0.020096 | 0.027381 | 0.033826 | 0.039774 | 0.051945 | 0.055583 |  | 1.4167 | 1141.6695 | 1140.5234 | 1141.0242 | 1141.2484 | 1141.6304 | 1142.0258 | 1142.454 | 1143.183 |  | 1.4167 | 8099.9999 | 8099.9999 | 8099.9999 | 8099.9999 | 8099.9999 | 8099.9999 | 8099.9999 | 8099.9999 |  | 1.4167 | 0.2 | 0.2 | 0.2 | 0.2 | 0.2 | 0.2 | 0.2 | 0.2 |  | jun | 1.4167 | 1028.8399 | 1026.5 | 1026.5 | 1029.3894 | 1029.4425 | 1029.446 | 1029.4481 | 1029.4481 |  | 1.4167 | 0.14454 | 0.10588 | 0.11273 | 0.12506 | 0.13793 | 0.15579 | 0.20248 | 0.22849 |  | 1.4167 | 9051.8787 | 7497.8655 | 7657.798 | 9257.6055 | 9352.5957 | 9443.0747 | 9564.7381 | 9590.1567
1.5 | 0.040859 | 0.023757 | 0.027352 | 0.036055 | 0.041367 | 0.045906 | 0.053545 | 0.060208 |  | 1.5 | 1140.5372 | 1138.915 | 1139.7114 | 1140.1323 | 1140.5521 | 1140.999 | 1141.3802 | 1141.9174 |  | 1.5 | 7534.1365 | 2799.25 | 5655.5427 | 7373.2441 | 8099.9999 | 8099.9999 | 8099.9999 | 8099.9999 |  | 1.5 | 0.2 | 0.2 | 0.2 | 0.2 | 0.2 | 0.2 | 0.2 | 0.2 |  | jul | 1.5 | 1027.7078 | 1026.5 | 1026.5 | 1028.0009 | 1028.012 | 1028.0145 | 1028.0149 | 1028.1865 |  | 1.5 | 0.16118 | 0.065708 | 0.088156 | 0.13664 | 0.16232 | 0.18975 | 0.23061 | 0.23775 |  | 1.5 | 7850.7691 | 4071.3528 | 4732.5239 | 7623.905 | 8372.4912 | 8418.7331 | 8489.1993 | 8591.8326
1.5833 | 0.034128 | 0.013174 | 0.018529 | 0.028353 | 0.034084 | 0.040287 | 0.049456 | 0.063548 |  | 1.5833 | 1139.3896 | 1138.9008 | 1138.901 | 1138.9014 | 1139.1667 | 1139.8013 | 1140.384 | 1141.0518 |  | 1.5833 | 4869.132 | 2613.5021 | 2985.5514 | 3358.1879 | 4264.1211 | 6356.9593 | 8099.9999 | 8099.9999 |  | 1.5833 | 0.2 | 0.2 | 0.2 | 0.2 | 0.2 | 0.2 | 0.2 | 0.2 |  | aug | 1.5833 | 1027.3309 | 1026.5 | 1026.5 | 1027.2611 | 1027.2666 | 1027.2679 | 1029.4309 | 1029.4453 |  | 1.5833 | 0.15684 | 0.024851 | 0.076312 | 0.11926 | 0.15773 | 0.18886 | 0.25241 | 0.30314 |  | 1.5833 | 5786.8181 | 1396.5987 | 1984.3938 | 4545.2096 | 5670.4183 | 7852.6608 | 8541.5566 | 9329.6373
1.6667 | 0.037662 | 0.030398 | 0.032933 | 0.035054 | 0.037307 | 0.039842 | 0.043661 | 0.04866 |  | 1.6667 | 1138.9659 | 1138.9215 | 1138.9272 | 1138.9276 | 1138.928 | 1138.9281 | 1139.1245 | 1140.0052 |  | 1.6667 | 3598.6427 | 2647.2088 | 2884.1296 | 3286.3234 | 3401.7861 | 3799.1173 | 4786.1046 | 7729.5179 |  | 1.6667 | 0.2 | 0.2 | 0.2 | 0.2 | 0.2 | 0.2 | 0.2 | 0.2 |  | sep | 1.6667 | 1027.3394 | 1026.5 | 1026.5 | 1026.8887 | 1026.8894 | 1026.936 | 1029.4545 | 1029.4597 |  | 1.6667 | 0.21185 | 0.13444 | 0.15895 | 0.20504 | 0.21927 | 0.22638 | 0.23853 | 0.24981 |  | 1.6667 | 5392.1648 | 3503.9272 | 4149.0493 | 4784.4636 | 5124.739 | 5945.3229 | 7249.2368 | 8485.4392
1.75 | 0.024354 | 0.014206 | 0.01729 | 0.021943 | 0.024382 | 0.026472 | 0.032098 | 0.033882 |  | 1.75 | 1138.9725 | 1138.9613 | 1138.9719 | 1138.9723 | 1138.9723 | 1138.9723 | 1138.9723 | 1139.0193 |  | 1.75 | 0 | 0 | 0 | 0 | 0 | 0 | 0 | 0 |  | 1.75 | 0 | 0 | 0 | 0 | 0 | 0 | 0 | 0 |  | oct | 1.75 | 1026.9276 | 1026.5 | 1026.5 | 1026.6943 | 1026.6948 | 1026.718 | 1028.0181 | 1028.0208 |  | 1.75 | 0.1886 | 0.0041667 | 0.054576 | 0.15549 | 0.18916 | 0.2311 | 0.3055 | 0.35358 |  | 1.75 | 1062.4572 | 0 | 0 | 881.7734 | 1022.5679 | 1310.5186 | 1847.3203 | 1957.3959
1.8333 | 0.026247 | 0.015534 | 0.019167 | 0.02423 | 0.026604 | 0.028311 | 0.031832 | 0.037043 |  | 1.8333 | 1140.0562 | 1139.7988 | 1139.9592 | 1140.0117 | 1140.0427 | 1140.1143 | 1140.1881 | 1140.2639 |  | 1.8333 | 0 | 0 | 0 | 0 | 0 | 0 | 0 | 0 |  | 1.8333 | 0 | 0 | 0 | 0 | 0 | 0 | 0 | 0 |  | nov | 1.8333 | 1026.8162 | 1026.5 | 1026.5 | 1026.5972 | 1026.5974 | 1027.2654 | 1027.4832 | 1027.8027 |  | 1.8333 | 0.16899 | 0.0065923 | 0.054612 | 0.13969 | 0.1718 | 0.20848 | 0.27145 | 0.30712 |  | 1.8333 | 547.7662 | 0 | 0 | 457.8998 | 532.8464 | 689.6957 | 939.5709 | 1017.9425
1.9167 | 0.023664 | 0.013116 | 0.017607 | 0.021176 | 0.024036 | 0.026692 | 0.029275 | 0.031999 |  | 1.9167 | 1140.7561 | 1140.2578 | 1140.5227 | 1140.6682 | 1140.7258 | 1140.8872 | 1141.0491 | 1141.1718 |  | 1.9167 | 0 | 0 | 0 | 0 | 0 | 0 | 0 | 0 |  | 1.9167 | 0 | 0 | 0 | 0 | 0 | 0 | 0 | 0 |  | dec | 1.9167 | 1026.7664 | 1026.5 | 1026.5 | 1026.5486 | 1026.5488 | 1026.8906 | 1027.9192 | 1028.2062 |  | 1.9167 | 0.16061 | 0.0047019 | 0.052852 | 0.12858 | 0.16553 | 0.19914 | 0.25385 | 0.29689 |  | 1.9167 | 409.2688 | 0 | 0 | 355.9047 | 409.0694 | 523.561 | 658.8181 | 685.6833
2 | 0.02546 | 0.017265 | 0.019686 | 0.02324 | 0.02522 | 0.027731 | 0.031884 | 0.038007 |  | 2 | 1141.284 | 1140.5554 | 1140.9231 | 1141.1455 | 1141.2435 | 1141.4783 | 1141.7295 | 1141.9308 |  | 2 | 0 | 0 | 0 | 0 | 0 | 0 | 0 | 0 |  | 2 | 0 | 0 | 0 | 0 | 0 | 0 | 0 | 0 |  | jan | 2 | 1026.7553 | 1026.5 | 1026.5 | 1026.5243 | 1026.5258 | 1026.6953 | 1028.2673 | 1028.5613 |  | 2 | 0.18996 | 0.039467 | 0.081067 | 0.15581 | 0.19432 | 0.22587 | 0.28238 | 0.31637 |  | 2 | 366.0939 | 0 | 0 | 300.919 | 333.2878 | 401.049 | 702.9599 | 1386.917
2.0833 | 0.024995 | 0.019192 | 0.019792 | 0.022941 | 0.02465 | 0.027129 | 0.031361 | 0.036155 |  | 2.0833 | 1141.763 | 1141.0205 | 1141.3271 | 1141.5441 | 1141.7153 | 1141.9592 | 1142.2778 | 1142.6766 |  | 2.0833 | 0 | 0 | 0 | 0 | 0 | 0 | 0 | 0 |  | 2.0833 | 0 | 0 | 0 | 0 | 0 | 0 | 0 | 0 |  | feb | 2.0833 | 1026.7159 | 1026.5 | 1026.5 | 1026.5122 | 1026.5131 | 1026.5977 | 1028.4559 | 1028.868 |  | 2.0833 | 0.11094 | 2.354e-05 | 0.00026439 | 0.057067 | 0.10923 | 0.16389 | 0.22236 | 0.28554 |  | 2.0833 | 140.4087 | 0 | 0 | 0 | 197.8766 | 235.1384 | 328.5602 | 769.3768
2.1667 | 0.02868 | 0.016812 | 0.018938 | 0.024923 | 0.0283 | 0.032113 | 0.03766 | 0.047985 |  | 2.1667 | 1142.2329 | 1141.3694 | 1141.614 | 1141.8741 | 1142.172 | 1142.5791 | 1143.0239 | 1143.1865 |  | 2.1667 | 0 | 0 | 0 | 0 | 0 | 0 | 0 | 0 |  | 2.1667 | 0 | 0 | 0 | 0 | 0 | 0 | 0 | 0 |  | mar | 2.1667 | 1026.7984 | 1026.5 | 1026.5 | 1026.5061 | 1026.5488 | 1026.7532 | 1028.6729 | 1029.1442 |  | 2.1667 | 0.11687 | 0.00040665 | 0.00054807 | 0.061811 | 0.1082 | 0.17087 | 0.23714 | 0.26169 |  | 2.1667 | 184.6623 | 0 | 0 | 0 | 211.1636 | 266.8529 | 428.0778 | 1416.176
2.25 | 0.026503 | 0.018093 | 0.020998 | 0.023897 | 0.026545 | 0.028713 | 0.032681 | 0.035728 |  | 2.25 | 1142.765 | 1141.7386 | 1141.8872 | 1142.3221 | 1142.8921 | 1143.1974 | 1143.4851 | 1143.6523 |  | 2.25 | 0 | 0 | 0 | 0 | 0 | 0 | 0 | 0 |  | 2.25 | 0 | 0 | 0 | 0 | 0 | 0 | 0 | 0 |  | apr | 2.25 | 1026.835 | 1026.5 | 1026.5 | 1026.5032 | 1026.5471 | 1026.927 | 1028.8457 | 1029.4044 |  | 2.25 | 0.10293 | 0.00046728 | 0.00066078 | 0.051755 | 0.1042 | 0.14356 | 0.21798 | 0.28662 |  | 2.25 | 135.4337 | 0 | 0 | 0 | 157.0975 | 252.352 | 336.4187 | 392.1152
2.3333 | 0.029635 | 0.010734 | 0.011441 | 0.016781 | 0.028015 | 0.038977 | 0.05398 | 0.071346 |  | 2.3333 | 1143.2642 | 1142.0103 | 1142.3247 | 1142.8677 | 1143.3347 | 1143.6693 | 1143.9526 | 1144.2413 |  | 2.3333 | 8099.9999 | 8099.9999 | 8099.9999 | 8099.9999 | 8099.9999 | 8099.9999 | 8099.9999 | 8099.9999 |  | 2.3333 | 0.2 | 0.2 | 0.2 | 0.2 | 0.2 | 0.2 | 0.2 | 0.2 |  | may | 2.3333 | 1026.9326 | 1026.5 | 1026.5011 | 1026.5017 | 1026.5758 | 1027.1348 | 1029.0166 | 1029.4536 |  | 2.3333 | 0.046599 | 0.00043192 | 0.00062795 | 0.00087792 | 0.027066 | 0.077339 | 0.13917 | 0.21735 |  | 2.3333 | 5455.1668 | 4175.2898 | 4355.0649 | 4492.2619 | 5053.6595 | 5636.8366 | 8019.3171 | 8149.8725
2.4167 | 0.033796 | 0.018989 | 0.021325 | 0.026025 | 0.032218 | 0.040551 | 0.051275 | 0.061602 |  | 2.4167 | 1141.6723 | 1140.5691 | 1140.9667 | 1141.2017 | 1141.6349 | 1142.1104 | 1142.4819 | 1143.1497 |  | 2.4167 | 8099.9999 | 8099.9999 | 8099.9999 | 8099.9999 | 8099.9999 | 8099.9999 | 8099.9999 | 8099.9999 |  | 2.4167 | 0.2 | 0.2 | 0.2 | 0.2 | 0.2 | 0.2 | 0.2 | 0.2 |  | jun | 2.4167 | 1028.984 | 1026.5 | 1026.5007 | 1029.4246 | 1029.4429 | 1029.448 | 1029.4481 | 1029.4481 |  | 2.4167 | 0.14505 | 0.065669 | 0.10326 | 0.12363 | 0.13698 | 0.16753 | 0.19536 | 0.22285 |  | 2.4167 | 9062.471 | 4370.2258 | 7622.2318 | 9310.1518 | 9378.2722 | 9437.8625 | 9529.9816 | 9585.4886
2.5 | 0.04068 | 0.021208 | 0.029472 | 0.035892 | 0.040111 | 0.046075 | 0.050553 | 0.055737 |  | 2.5 | 1140.5727 | 1138.9934 | 1139.79 | 1140.0527 | 1140.5806 | 1141.106 | 1141.4341 | 1141.9462 |  | 2.5 | 7585.5253 | 3130.0327 | 6027.1999 | 7229.9255 | 8099.9999 | 8099.9999 | 8099.9999 | 8099.9999 |  | 2.5 | 0.2 | 0.2 | 0.2 | 0.2 | 0.2 | 0.2 | 0.2 | 0.2 |  | jul | 2.5 | 1027.8442 | 1026.5 | 1026.5004 | 1028.0093 | 1028.0129 | 1028.0148 | 1028.1368 | 1029.4376 |  | 2.5 | 0.15805 | 0.084723 | 0.10383 | 0.13298 | 0.15352 | 0.18376 | 0.21253 | 0.24642 |  | 2.5 | 8081.2434 | 4173.9166 | 5901.92 | 8286.6311 | 8387.4476 | 8420.4988 | 8578.4473 | 9326.411
2.5833 | 0.034356 | 0.0099623 | 0.013252 | 0.028353 | 0.034901 | 0.041976 | 0.051242 | 0.054439 |  | 2.5833 | 1139.4636 | 1138.9008 | 1138.9011 | 1138.9014 | 1139.2595 | 1139.9847 | 1140.4983 | 1141.1387 |  | 2.5833 | 5232.03 | 2714.6733 | 3122.8909 | 3528.7763 | 4762.2817 | 7330.8275 | 8099.9999 | 8099.9999 |  | 2.5833 | 0.2 | 0.2 | 0.2 | 0.2 | 0.2 | 0.2 | 0.2 | 0.2 |  | aug | 2.5833 | 1027.3 | 1026.5 | 1026.5002 | 1027.2659 | 1027.2675 | 1027.2679 | 1028.0094 | 1029.4453 |  | 2.5833 | 0.1532 | 0.0080297 | 0.042505 | 0.10659 | 0.16326 | 0.1954 | 0.24826 | 0.28901 |  | 2.5833 | 5817.6683 | 987.5589 | 1896.721 | 4908.1345 | 5701.8082 | 7539.8678 | 8075.5903 | 9337.5713
2.6667 | 0.038992 | 0.031505 | 0.033592 | 0.035975 | 0.038824 | 0.041809 | 0.045478 | 0.051383 |  | 2.6667 | 1138.99 | 1138.9272 | 1138.9272 | 1138.9277 | 1138.9281 | 1138.9281 | 1139.3094 | 1140.1824 |  | 2.6667 | 3896.5287 | 2752.0638 | 3033.7071 | 3487.167 | 3606.1839 | 4111.2261 | 5657.0047 | 8099.9999 |  | 2.6667 | 0.2 | 0.2 | 0.2 | 0.2 | 0.2 | 0.2 | 0.2 | 0.2 |  | sep | 2.6667 | 1027.4699 | 1026.5 | 1026.5001 | 1026.8888 | 1026.8896 | 1028.006 | 1029.4545 | 1029.4597 |  | 2.6667 | 0.21094 | 0.12169 | 0.15229 | 0.20054 | 0.22016 | 0.22851 | 0.24407 | 0.25627 |  | 2.6667 | 5748.7989 | 3608.4515 | 4507.1488 | 5012.3795 | 5469.4566 | 6485.0375 | 7532.8511 | 8735.1856
2.75 | 0.025389 | 0.012427 | 0.018091 | 0.023044 | 0.024994 | 0.028433 | 0.032156 | 0.036564 |  | 2.75 | 1138.9743 | 1138.9612 | 1138.972 | 1138.9723 | 1138.9723 | 1138.9723 | 1138.9723 | 1139.0986 |  | 2.75 | 0 | 0 | 0 | 0 | 0 | 0 | 0 | 0 |  | 2.75 | 0 | 0 | 0 | 0 | 0 | 0 | 0 | 0 |  | oct | 2.75 | 1026.9977 | 1026.5 | 1026.5 | 1026.6945 | 1026.6948 | 1027.2634 | 1028.0181 | 1028.1664 |  | 2.75 | 0.21196 | 0.074415 | 0.099132 | 0.16218 | 0.21216 | 0.24526 | 0.3268 | 0.43971 |  | 2.75 | 1154.0673 | 0 | 490.1828 | 961.0799 | 1068.2183 | 1328.9333 | 1906.3485 | 2012.0068
2.8333 | 0.027023 | 0.01838 | 0.020669 | 0.024932 | 0.02672 | 0.029231 | 0.034048 | 0.037339 |  | 2.8333 | 1140.0585 | 1139.8192 | 1139.9587 | 1140.0104 | 1140.0333 | 1140.1158 | 1140.1885 | 1140.3667 |  | 2.8333 | 0 | 0 | 0 | 0 | 0 | 0 | 0 | 0 |  | 2.8333 | 0 | 0 | 0 | 0 | 0 | 0 | 0 | 0 |  | nov | 2.8333 | 1026.8111 | 1026.5 | 1026.5 | 1026.5972 | 1026.5974 | 1026.8893 | 1027.3464 | 1028.7317 |  | 2.8333 | 0.18892 | 0.07295 | 0.089444 | 0.14472 | 0.18833 | 0.22042 | 0.27739 | 0.40692 |  | 2.8333 | 592.2894 | 0 | 0 | 501.0738 | 556.3929 | 703.6116 | 982.8708 | 1037.8853
2.9167 | 0.023703 | 0.013681 | 0.017208 | 0.020859 | 0.024265 | 0.026473 | 0.029586 | 0.034976 |  | 2.9167 | 1140.759 | 1140.2827 | 1140.5287 | 1140.6663 | 1140.728 | 1140.8816 | 1141.0383 | 1141.2739 |  | 2.9167 | 0 | 0 | 0 | 0 | 0 | 0 | 0 | 0 |  | 2.9167 | 0 | 0 | 0 | 0 | 0 | 0 | 0 | 0 |  | dec | 2.9167 | 1026.7223 | 1026.5 | 1026.5 | 1026.5486 | 1026.5487 | 1026.717 | 1027.0461 | 1029.1067 |  | 2.9167 | 0.17931 | 0.070554 | 0.089167 | 0.14298 | 0.17878 | 0.2122 | 0.26188 | 0.40053 |  | 2.9167 | 431.0162 | 0 | 0 | 383.9565 | 429.2437 | 525.8125 | 658.0399 | 712.2573
3 | 0.026401 | 0.015875 | 0.020193 | 0.024054 | 0.02653 | 0.028711 | 0.032675 | 0.040916 |  | 3 | 1141.289 | 1140.5869 | 1140.9382 | 1141.1512 | 1141.2402 | 1141.4752 | 1141.7131 | 1142.0446 |  | 3 | 0 | 0 | 0 | 0 | 0 | 0 | 0 | 0 |  | 3 | 0 | 0 | 0 | 0 | 0 | 0 | 0 | 0 |  | jan | 3 | 1026.694 | 1026.5 | 1026.5 | 1026.5243 | 1026.5244 | 1026.6941 | 1027.3989 | 1029.4285 |  | 3 | 0.2078 | 0.095431 | 0.11637 | 0.17573 | 0.2081 | 0.23959 | 0.28202 | 0.42589 |  | 3 | 386.0685 | 0 | 218.0408 | 308.819 | 340.9497 | 401.5576 | 588.6495 | 1871.1023
3.0833 | 0.025563 | 0.01738 | 0.019071 | 0.022377 | 0.025346 | 0.028543 | 0.031769 | 0.036837 |  | 3.0833 | 1141.7727 | 1141.0602 | 1141.3439 | 1141.5836 | 1141.7231 | 1141.959 | 1142.2832 | 1142.8317 |  | 3.0833 | 0 | 0 | 0 | 0 | 0 | 0 | 0 | 0 |  | 3.0833 | 0 | 0 | 0 | 0 | 0 | 0 | 0 | 0 |  | feb | 3.0833 | 1026.6382 | 1026.5 | 1026.5 | 1026.5122 | 1026.5122 | 1026.597 | 1026.958 | 1029.5 |  | 3.0833 | 0.13295 | 1.4815e-05 | 0.013097 | 0.078394 | 0.12644 | 0.18082 | 0.28024 | 0.40141 |  | 3.0833 | 169.2628 | 0 | 0 | 0 | 215.3285 | 262.4046 | 312.5885 | 1690.8463
3.1667 | 0.029461 | 0.012108 | 0.019285 | 0.025806 | 0.030063 | 0.032548 | 0.039908 | 0.042064 |  | 3.1667 | 1142.2432 | 1141.415 | 1141.6263 | 1141.8934 | 1142.1599 | 1142.6238 | 1143.0292 | 1143.2766 |  | 3.1667 | 0 | 0 | 0 | 0 | 0 | 0 | 0 | 0 |  | 3.1667 | 0 | 0 | 0 | 0 | 0 | 0 | 0 | 0 |  | mar | 3.1667 | 1026.6975 | 1026.5 | 1026.5 | 1026.5061 | 1026.5488 | 1026.7207 | 1027.4297 | 1029.5 |  | 3.1667 | 0.1388 | 0.00045278 | 0.010667 | 0.073913 | 0.13764 | 0.19418 | 0.2824 | 0.33692 |  | 3.1667 | 178.3068 | 0 | 0 | 0 | 211.686 | 258.8283 | 342.9992 | 993.8125
3.25 | 0.027166 | 0.014979 | 0.020193 | 0.023996 | 0.027479 | 0.030246 | 0.033711 | 0.03874 |  | 3.25 | 1142.7845 | 1141.7899 | 1141.8955 | 1142.3679 | 1142.8831 | 1143.1863 | 1143.5115 | 1143.7314 |  | 3.25 | 0 | 0 | 0 | 0 | 0 | 0 | 0 | 0 |  | 3.25 | 0 | 0 | 0 | 0 | 0 | 0 | 0 | 0 |  | apr | 3.25 | 1026.7409 | 1026.5 | 1026.5 | 1026.5031 | 1026.5244 | 1026.9014 | 1027.27 | 1029.4915 |  | 3.25 | 0.11412 | 0.00039116 | 0.00057841 | 0.055316 | 0.10581 | 0.17039 | 0.25934 | 0.32698 |  | 3.25 | 141.1776 | 0 | 0 | 0 | 206.447 | 255.0351 | 311.4629 | 486.124
3.3333 | 0.031032 | 0.010848 | 0.01156 | 0.018112 | 0.028973 | 0.040697 | 0.057346 | 0.066676 |  | 3.3333 | 1143.2863 | 1141.9885 | 1142.4846 | 1142.9955 | 1143.3621 | 1143.6703 | 1143.9933 | 1144.3344 |  | 3.3333 | 8099.9999 | 8099.9999 | 8099.9999 | 8099.9999 | 8099.9999 | 8099.9999 | 8099.9999 | 8099.9999 |  | 3.3333 | 0.2 | 0.2 | 0.2 | 0.2 | 0.2 | 0.2 | 0.2 | 0.2 |  | may | 3.3333 | 1026.8359 | 1026.5 | 1026.5 | 1026.5015 | 1026.5603 | 1027.1039 | 1027.5004 | 1029.4531 |  | 3.3333 | 0.058809 | 0.0005402 | 0.0006751 | 0.00097684 | 0.043258 | 0.099399 | 0.18261 | 0.24211 |  | 3.3333 | 5688.3543 | 4280.4734 | 4376.6875 | 4565.3697 | 5083.6545 | 7577.8256 | 7909.6856 | 8134.5561
3.4167 | 0.035244 | 0.018613 | 0.02219 | 0.028968 | 0.035385 | 0.040689 | 0.050768 | 0.063065 |  | 3.4167 | 1141.6996 | 1140.5575 | 1140.9951 | 1141.297 | 1141.6587 | 1142.0559 | 1142.5273 | 1143.2445 |  | 3.4167 | 8099.9999 | 8099.9999 | 8099.9999 | 8099.9999 | 8099.9999 | 8099.9999 | 8099.9999 | 8099.9999 |  | 3.4167 | 0.2 | 0.2 | 0.2 | 0.2 | 0.2 | 0.2 | 0.2 | 0.2 |  | jun | 3.4167 | 1028.7085 | 1026.5 | 1026.5 | 1026.5067 | 1029.4429 | 1029.4476 | 1029.4481 | 1029.4481 |  | 3.4167 | 0.14911 | 0.09356 | 0.10994 | 0.12593 | 0.14386 | 0.16528 | 0.20039 | 0.25908 |  | 3.4167 | 8932.0653 | 7494.6151 | 7647.4643 | 7800.9979 | 9365.4085 | 9440.3302 | 9558.1409 | 9585.3375
3.5 | 0.041597 | 0.024259 | 0.028017 | 0.037121 | 0.042379 | 0.046764 | 0.051182 | 0.061787 |  | 3.5 | 1140.6127 | 1138.986 | 1139.7177 | 1140.223 | 1140.5654 | 1141.1177 | 1141.4282 | 1142.0581 |  | 3.5 | 7693.0969 | 3125.1609 | 5914.4224 | 7735.6531 | 8099.9999 | 8099.9999 | 8099.9999 | 8099.9999 |  | 3.5 | 0.2 | 0.2 | 0.2 | 0.2 | 0.2 | 0.2 | 0.2 | 0.2 |  | jul | 3.5 | 1027.6766 | 1026.5 | 1026.5 | 1026.5034 | 1028.0121 | 1028.0146 | 1028.0149 | 1029.405 |  | 3.5 | 0.16721 | 0.085644 | 0.10842 | 0.14174 | 0.16343 | 0.19301 | 0.23591 | 0.27043 |  | 3.5 | 8017.1931 | 4168.9259 | 5865.839 | 7582.264 | 8382.7654 | 8467.2178 | 8550.7944 | 9273.4453
3.5833 | 0.034242 | 0.012705 | 0.017018 | 0.02643 | 0.034441 | 0.041808 | 0.052198 | 0.057743 |  | 3.5833 | 1139.486 | 1138.901 | 1138.9011 | 1138.902 | 1139.2661 | 1140.0281 | 1140.4818 | 1141.2255 |  | 3.5833 | 5328.9745 | 2732.9422 | 3173.6647 | 3671.7072 | 4702.2984 | 7363.3416 | 8099.9999 | 8099.9999 |  | 3.5833 | 0.2 | 0.2 | 0.2 | 0.2 | 0.2 | 0.2 | 0.2 | 0.2 |  | aug | 3.5833 | 1027.1877 | 1026.5 | 1026.5001 | 1026.9073 | 1027.2666 | 1027.2679 | 1027.9924 | 1029.4309 |  | 3.5833 | 0.15007 | 0.023086 | 0.048884 | 0.10789 | 0.15407 | 0.19067 | 0.26629 | 0.30503 |  | 3.5833 | 5831.088 | 1488.4712 | 2134.1789 | 4903.0461 | 5752.4394 | 7566.2391 | 8046.2926 | 9254.1922
3.6667 | 0.038722 | 0.031407 | 0.033119 | 0.036573 | 0.038398 | 0.040451 | 0.044155 | 0.055306 |  | 3.6667 | 1138.9954 | 1138.9272 | 1138.9272 | 1138.9277 | 1138.928 | 1138.9281 | 1139.3041 | 1140.2831 |  | 3.6667 | 3960.2507 | 2771.1549 | 3100.0838 | 3560.2793 | 3686.7085 | 4076.3236 | 5623.8434 | 8099.9999 |  | 3.6667 | 0.2 | 0.2 | 0.2 | 0.2 | 0.2 | 0.2 | 0.2 | 0.2 |  | sep | 3.6667 | 1027.4218 | 1026.5 | 1026.5001 | 1026.8888 | 1026.8894 | 1027.2566 | 1029.4597 | 1029.4597 |  | 3.6667 | 0.21169 | 0.14772 | 0.15498 | 0.20217 | 0.22 | 0.2267 | 0.2428 | 0.2743 |  | 3.6667 | 5793.8066 | 3627.3969 | 4457.3571 | 5016.2332 | 5515.7575 | 6532.9615 | 7855.7213 | 9353.8664
3.75 | 0.024477 | 0.01395 | 0.015733 | 0.021665 | 0.024769 | 0.027021 | 0.031499 | 0.036871 |  | 3.75 | 1138.9753 | 1138.9719 | 1138.9722 | 1138.9723 | 1138.9723 | 1138.9723 | 1138.9723 | 1139.2056 |  | 3.75 | 0 | 0 | 0 | 0 | 0 | 0 | 0 | 0 |  | 3.75 | 0 | 0 | 0 | 0 | 0 | 0 | 0 | 0 |  | oct | 3.75 | 1026.97 | 1026.5 | 1026.5 | 1026.6943 | 1026.6947 | 1026.8838 | 1028.0208 | 1028.0208 |  | 3.75 | 0.18968 | 0.050675 | 0.075813 | 0.13816 | 0.19556 | 0.23076 | 0.30934 | 0.33367 |  | 3.75 | 1093.5171 | 0 | 0 | 921.3961 | 1036.6088 | 1272.5621 | 1927.5614 | 2143.1342
3.8333 | 0.025902 | 0.016461 | 0.01849 | 0.023497 | 0.026076 | 0.028224 | 0.032379 | 0.035237 |  | 3.8333 | 1140.0613 | 1139.8075 | 1139.9585 | 1140.0179 | 1140.0494 | 1140.1143 | 1140.1859 | 1140.4545 |  | 3.8333 | 0 | 0 | 0 | 0 | 0 | 0 | 0 | 0 |  | 3.8333 | 0 | 0 | 0 | 0 | 0 | 0 | 0 | 0 |  | nov | 3.8333 | 1026.8357 | 1026.5 | 1026.5 | 1026.5972 | 1026.5974 | 1027.2697 | 1027.5763 | 1028.9044 |  | 3.8333 | 0.17015 | 0.052199 | 0.072356 | 0.12369 | 0.1743 | 0.20413 | 0.27424 | 0.28568 |  | 3.8333 | 537.1884 | 0 | 0 | 473.9774 | 535.2332 | 651.4604 | 954.6046 | 1116.1885
3.9167 | 0.023663 | 0.012197 | 0.016052 | 0.020965 | 0.024262 | 0.026111 | 0.030091 | 0.031987 |  | 3.9167 | 1140.7658 | 1140.2684 | 1140.5266 | 1140.6692 | 1140.7402 | 1140.8882 | 1141.0293 | 1141.3619 |  | 3.9167 | 0 | 0 | 0 | 0 | 0 | 0 | 0 | 0 |  | 3.9167 | 0 | 0 | 0 | 0 | 0 | 0 | 0 | 0 |  | dec | 3.9167 | 1026.7981 | 1026.5 | 1026.5 | 1026.5486 | 1026.5487 | 1026.8906 | 1028.025 | 1029.3738 |  | 3.9167 | 0.16163 | 0.042911 | 0.066854 | 0.11915 | 0.16303 | 0.19396 | 0.26279 | 0.27633 |  | 3.9167 | 401.493 | 0 | 0 | 365.8254 | 417.1208 | 497.0581 | 648.8228 | 778.2465
4 | 0.025707 | 0.015103 | 0.018323 | 0.023365 | 0.025961 | 0.028221 | 0.031253 | 0.034527 |  | 4 | 1141.2997 | 1140.5692 | 1140.9332 | 1141.1472 | 1141.2661 | 1141.4777 | 1141.6941 | 1142.2347 |  | 4 | 0 | 0 | 0 | 0 | 0 | 0 | 0 | 0 |  | 4 | 0 | 0 | 0 | 0 | 0 | 0 | 0 | 0 |  | jan | 4 | 1026.7975 | 1026.5 | 1026.5 | 1026.5243 | 1026.5244 | 1026.6953 | 1028.4095 | 1029.5 |  | 4 | 0.1912 | 0.073166 | 0.097022 | 0.15238 | 0.19429 | 0.22309 | 0.2868 | 0.30291 |  | 4 | 415.4671 | 0 | 186.1828 | 311.5913 | 355.7429 | 398.6322 | 1206.5618 | 2180.6863
4.0833 | 0.024844 | 0.016477 | 0.018211 | 0.021676 | 0.024948 | 0.028053 | 0.031723 | 0.034142 |  | 4.0833 | 1141.7789 | 1141.0385 | 1141.3438 | 1141.5746 | 1141.7368 | 1141.9644 | 1142.2588 | 1143.0253 |  | 4.0833 | 0 | 0 | 0 | 0 | 0 | 0 | 0 | 0 |  | 4.0833 | 0 | 0 | 0 | 0 | 0 | 0 | 0 | 0 |  | feb | 4.0833 | 1026.7196 | 1026.5 | 1026.5 | 1026.5122 | 1026.5122 | 1026.5977 | 1028.0414 | 1029.5 |  | 4.0833 | 0.11681 | 6.1629e-06 | 5.349e-05 | 0.057626 | 0.11849 | 0.16445 | 0.26235 | 0.35578 |  | 4.0833 | 163.7409 | 0 | 0 | 0 | 213.4738 | 261.2343 | 313.5229 | 1470.7566
4.1667 | 0.029755 | 0.0093985 | 0.019926 | 0.026015 | 0.029423 | 0.033105 | 0.041558 | 0.05193 |  | 4.1667 | 1142.2489 | 1141.3903 | 1141.6223 | 1141.8916 | 1142.1809 | 1142.6216 | 1143.054 | 1143.4141 |  | 4.1667 | 0 | 0 | 0 | 0 | 0 | 0 | 0 | 0 |  | 4.1667 | 0 | 0 | 0 | 0 | 0 | 0 | 0 | 0 |  | mar | 4.1667 | 1026.7815 | 1026.5 | 1026.5 | 1026.5061 | 1026.5488 | 1026.7491 | 1028.0999 | 1029.5 |  | 4.1667 | 0.12822 | 1.0226e-06 | 0.00058405 | 0.056684 | 0.12868 | 0.18238 | 0.26606 | 0.38912 |  | 4.1667 | 185.3805 | 0 | 0 | 0 | 203.3263 | 256.2285 | 360.6473 | 1955.2832
4.25 | 0.026656 | 0.015753 | 0.020298 | 0.024213 | 0.026693 | 0.028702 | 0.033696 | 0.036203 |  | 4.25 | 1142.7806 | 1141.7627 | 1141.8384 | 1142.3645 | 1142.8989 | 1143.2056 | 1143.5176 | 1143.7974 |  | 4.25 | 0 | 0 | 0 | 0 | 0 | 0 | 0 | 0 |  | 4.25 | 0 | 0 | 0 | 0 | 0 | 0 | 0 | 0 |  | apr | 4.25 | 1026.8171 | 1026.5 | 1026.5 | 1026.5031 | 1026.5244 | 1026.9204 | 1027.9789 | 1029.1841 |  | 4.25 | 0.10677 | 0.0005043 | 0.00062698 | 0.031014 | 0.10237 | 0.15914 | 0.25991 | 0.37892 |  | 4.25 | 133.0269 | 0 | 0 | 0 | 132.4609 | 256.8934 | 352.5738 | 397.1062
4.3333 | 0.03395 | 0.010521 | 0.014003 | 0.02553 | 0.03324 | 0.041785 | 0.057519 | 0.081539 |  | 4.3333 | 1143.2775 | 1141.9821 | 1142.3408 | 1142.9487 | 1143.3713 | 1143.6635 | 1143.9564 | 1144.325 |  | 4.3333 | 8099.9999 | 8099.9999 | 8099.9999 | 8099.9999 | 8099.9999 | 8099.9999 | 8099.9999 | 8099.9999 |  | 4.3333 | 0.2 | 0.2 | 0.2 | 0.2 | 0.2 | 0.2 | 0.2 | 0.2 |  | may | 4.3333 | 1026.9165 | 1026.5 | 1026.5 | 1026.5015 | 1026.5962 | 1027.127 | 1028.1797 | 1029.4302 |  | 4.3333 | 0.05298 | 0.00035444 | 0.0006515 | 0.00079375 | 0.030593 | 0.082575 | 0.18428 | 0.28453 |  | 4.3333 | 5569.7981 | 4280.3326 | 4332.6875 | 4611.476 | 5064.8634 | 6357.4496 | 7907.6426 | 8052.2332
4.4167 | 0.036531 | 0.01956 | 0.023884 | 0.030698 | 0.034901 | 0.042587 | 0.050886 | 0.064849 |  | 4.4167 | 1141.6935 | 1140.5511 | 1140.9902 | 1141.233 | 1141.6802 | 1142.072 | 1142.5586 | 1143.2344 |  | 4.4167 | 8099.9999 | 8099.9999 | 8099.9999 | 8099.9999 | 8099.9999 | 8099.9999 | 8099.9999 | 8099.9999 |  | 4.4167 | 0.2 | 0.2 | 0.2 | 0.2 | 0.2 | 0.2 | 0.2 | 0.2 |  | jun | 4.4167 | 1028.8798 | 1026.5 | 1026.5 | 1029.4325 | 1029.4429 | 1029.4479 | 1029.4481 | 1029.4481 |  | 4.4167 | 0.1439 | 0.083384 | 0.11071 | 0.12619 | 0.13929 | 0.15326 | 0.19457 | 0.25593 |  | 4.4167 | 9022.8846 | 4206.9253 | 7610.3855 | 9286.4196 | 9371.6986 | 9447.5774 | 9559.3143 | 9590.2124
4.5 | 0.040708 | 0.026906 | 0.028955 | 0.036085 | 0.040447 | 0.045195 | 0.053605 | 0.059611 |  | 4.5 | 1140.5945 | 1138.9784 | 1139.7559 | 1140.0725 | 1140.6123 | 1141.1003 | 1141.4431 | 1142.0406 |  | 4.5 | 7616.0482 | 3101.9738 | 6014.28 | 7319.1773 | 8099.9999 | 8099.9999 | 8099.9999 | 8099.9999 |  | 4.5 | 0.2 | 0.2 | 0.2 | 0.2 | 0.2 | 0.2 | 0.2 | 0.2 |  | jul | 4.5 | 1027.7677 | 1026.5 | 1026.5 | 1028.0077 | 1028.0122 | 1028.0148 | 1028.0149 | 1029.4376 |  | 4.5 | 0.16045 | 0.081454 | 0.10016 | 0.13556 | 0.15594 | 0.18868 | 0.2203 | 0.27393 |  | 4.5 | 8039.9807 | 4100.1172 | 4698.2492 | 8260.0949 | 8394.7996 | 8454.5364 | 8552.0981 | 9317.6588
4.5833 | 0.034756 | 0.011484 | 0.016119 | 0.028377 | 0.036285 | 0.041866 | 0.047673 | 0.062498 |  | 4.5833 | 1139.487 | 1138.9009 | 1138.9011 | 1138.9016 | 1139.2816 | 1140.0261 | 1140.5149 | 1141.2152 |  | 4.5833 | 5296.443 | 2732.0542 | 3172.583 | 3646.3118 | 4816.3386 | 7455.5509 | 8099.9999 | 8099.9999 |  | 4.5833 | 0.2 | 0.2 | 0.2 | 0.2 | 0.2 | 0.2 | 0.2 | 0.2 |  | aug | 4.5833 | 1027.2594 | 1026.5 | 1026.5002 | 1027.2648 | 1027.2671 | 1027.2679 | 1027.9924 | 1029.4453 |  | 4.5833 | 0.15663 | 0.01001 | 0.048422 | 0.1149 | 0.15374 | 0.19661 | 0.24948 | 0.34428 |  | 4.5833 | 6029.7478 | 2628.9916 | 3589.1427 | 4971.0154 | 5668.9497 | 7524.7413 | 8048.0772 | 9255.2654
4.6667 | 0.039438 | 0.029534 | 0.033914 | 0.037603 | 0.039292 | 0.041639 | 0.044856 | 0.04993 |  | 4.6667 | 1139.0004 | 1138.9215 | 1138.9272 | 1138.9277 | 1138.9281 | 1138.9281 | 1139.4022 | 1140.2723 |  | 4.6667 | 3957.2004 | 2770.2184 | 3105.2918 | 3513.6028 | 3673.4867 | 4122.668 | 5777.3298 | 8099.9999 |  | 4.6667 | 0.2 | 0.2 | 0.2 | 0.2 | 0.2 | 0.2 | 0.2 | 0.2 |  | sep | 4.6667 | 1027.2868 | 1026.5 | 1026.5001 | 1026.8884 | 1026.8895 | 1026.8898 | 1029.4545 | 1029.4597 |  | 4.6667 | 0.21582 | 0.13013 | 0.17444 | 0.20882 | 0.22098 | 0.22956 | 0.24092 | 0.25471 |  | 4.6667 | 5699.3948 | 3626.4791 | 4376.0753 | 4988.8509 | 5293.1407 | 6402.9617 | 7857.7998 | 8564.789
4.75 | 0.025204 | 0.013274 | 0.018465 | 0.022093 | 0.025181 | 0.028248 | 0.03283 | 0.038328 |  | 4.75 | 1138.9749 | 1138.963 | 1138.9722 | 1138.9723 | 1138.9723 | 1138.9723 | 1138.9723 | 1139.1919 |  | 4.75 | 0 | 0 | 0 | 0 | 0 | 0 | 0 | 0 |  | 4.75 | 0 | 0 | 0 | 0 | 0 | 0 | 0 | 0 |  | oct | 4.75 | 1026.9051 | 1026.5 | 1026.5 | 1026.6942 | 1026.6947 | 1026.6948 | 1028.0181 | 1028.1696 |  | 4.75 | 0.20672 | 0.011956 | 0.070896 | 0.15382 | 0.20303 | 0.26119 | 0.34654 | 0.43066 |  | 4.75 | 1080.3479 | 0 | 0 | 903.3734 | 1010.2695 | 1264.933 | 1907.4459 | 1956.8015
4.8333 | 0.026746 | 0.013982 | 0.020071 | 0.024515 | 0.026711 | 0.029242 | 0.033047 | 0.040867 |  | 4.8333 | 1140.0567 | 1139.8043 | 1139.9585 | 1140.007 | 1140.0345 | 1140.1143 | 1140.1844 | 1140.4429 |  | 4.8333 | 0 | 0 | 0 | 0 | 0 | 0 | 0 | 0 |  | 4.8333 | 0 | 0 | 0 | 0 | 0 | 0 | 0 | 0 |  | nov | 4.8333 | 1026.7751 | 1026.5 | 1026.5 | 1026.5972 | 1026.5974 | 1026.8873 | 1027.4967 | 1027.9545 |  | 4.8333 | 0.18484 | 0.014327 | 0.067912 | 0.13648 | 0.18332 | 0.22963 | 0.29456 | 0.3777 |  | 4.8333 | 559.0245 | 0 | 0 | 484.7462 | 537.809 | 658.9783 | 988.1503 | 1017.5217
4.9167 | 0.023778 | 0.014243 | 0.017671 | 0.021222 | 0.02389 | 0.026189 | 0.02988 | 0.035008 |  | 4.9167 | 1140.7563 | 1140.2645 | 1140.522 | 1140.6531 | 1140.7261 | 1140.899 | 1141.0328 | 1141.35 |  | 4.9167 | 0 | 0 | 0 | 0 | 0 | 0 | 0 | 0 |  | 4.9167 | 0 | 0 | 0 | 0 | 0 | 0 | 0 | 0 |  | dec | 4.9167 | 1026.7149 | 1026.5 | 1026.5 | 1026.5486 | 1026.5487 | 1026.6947 | 1027.912 | 1028.4417 |  | 4.9167 | 0.17452 | 0.020816 | 0.065269 | 0.13015 | 0.17444 | 0.21862 | 0.27695 | 0.35861 |  | 4.9167 | 419.4675 | 0 | 0 | 371.3549 | 417.4654 | 497.3203 | 671.677 | 685.6185
5 | 0.025427 | 0.013838 | 0.018487 | 0.022308 | 0.025441 | 0.028477 | 0.032477 | 0.033992 |  | 5 | 1141.2853 | 1140.5642 | 1140.9202 | 1141.1438 | 1141.2434 | 1141.4973 | 1141.6973 | 1142.2104 |  | 5 | 0 | 0 | 0 | 0 | 0 | 0 | 0 | 0 |  | 5 | 0 | 0 | 0 | 0 | 0 | 0 | 0 | 0 |  | jan | 5 | 1026.6949 | 1026.5 | 1026.5 | 1026.5243 | 1026.5243 | 1026.5973 | 1028.2355 | 1028.8452 |  | 5 | 0.20322 | 0.050137 | 0.090196 | 0.16205 | 0.20025 | 0.24341 | 0.29689 | 0.38092 |  | 5 | 342.1243 | 0 | 0 | 303.3845 | 334.008 | 386.8026 | 505.4151 | 1291.6499
5.0833 | 0.025241 | 0.017777 | 0.018971 | 0.02176 | 0.024346 | 0.027455 | 0.033761 | 0.041123 |  | 5.0833 | 1141.7652 | 1141.032 | 1141.3269 | 1141.5378 | 1141.7175 | 1141.996 | 1142.2563 | 1143.009 |  | 5.0833 | 0 | 0 | 0 | 0 | 0 | 0 | 0 | 0 |  | 5.0833 | 0 | 0 | 0 | 0 | 0 | 0 | 0 | 0 |  | feb | 5.0833 | 1026.6739 | 1026.5 | 1026.5 | 1026.5122 | 1026.5122 | 1026.5487 | 1028.4407 | 1029.1421 |  | 5.0833 | 0.12483 | 9.8195e-06 | 0.00045267 | 0.074473 | 0.11275 | 0.17095 | 0.27648 | 0.38281 |  | 5.0833 | 172.0817 | 0 | 0 | 0 | 212.1958 | 247.7817 | 359.6182 | 1779.7005
5.1667 | 0.030067 | 0.017432 | 0.020464 | 0.025871 | 0.029534 | 0.034717 | 0.040609 | 0.046216 |  | 5.1667 | 1142.2344 | 1141.3828 | 1141.6157 | 1141.8616 | 1142.1376 | 1142.6025 | 1143.0503 | 1143.3971 |  | 5.1667 | 0 | 0 | 0 | 0 | 0 | 0 | 0 | 0 |  | 5.1667 | 0 | 0 | 0 | 0 | 0 | 0 | 0 | 0 |  | mar | 5.1667 | 1026.7296 | 1026.5 | 1026.5 | 1026.5061 | 1026.5488 | 1026.7358 | 1027.7598 | 1029.114 |  | 5.1667 | 0.13274 | 0.0005183 | 0.00072961 | 0.065242 | 0.12365 | 0.19011 | 0.30568 | 0.3936 |  | 5.1667 | 179.2959 | 0 | 0 | 0 | 205.629 | 263.8628 | 392.0139 | 1725.5445
5.25 | 0.026289 | 0.016281 | 0.01911 | 0.022563 | 0.026224 | 0.029875 | 0.033944 | 0.037613 |  | 5.25 | 1142.762 | 1141.7542 | 1141.8638 | 1142.3005 | 1142.8334 | 1143.2112 | 1143.5167 | 1143.7795 |  | 5.25 | 0 | 0 | 0 | 0 | 0 | 0 | 0 | 0 |  | 5.25 | 0 | 0 | 0 | 0 | 0 | 0 | 0 | 0 |  | apr | 5.25 | 1026.7725 | 1026.5 | 1026.5 | 1026.5031 | 1026.6086 | 1026.9158 | 1027.4697 | 1029.1169 |  | 5.25 | 0.11128 | 0.00046027 | 0.00059394 | 0.039999 | 0.091854 | 0.16578 | 0.26485 | 0.34551 |  | 5.25 | 125.5704 | 0 | 0 | 0 | 0 | 246.6674 | 361.8271 | 666.8107
5.3333 | 0.031524 | 0.010769 | 0.011575 | 0.022969 | 0.030845 | 0.0403 | 0.055932 | 0.06403 |  | 5.3333 | 1143.2641 | 1142.0117 | 1142.3755 | 1142.8562 | 1143.3315 | 1143.6433 | 1143.973 | 1144.2712 |  | 5.3333 | 8099.9999 | 8099.9999 | 8099.9999 | 8099.9999 | 8099.9999 | 8099.9999 | 8099.9999 | 8099.9999 |  | 5.3333 | 0.2 | 0.2 | 0.2 | 0.2 | 0.2 | 0.2 | 0.2 | 0.2 |  | may | 5.3333 | 1026.8818 | 1026.5 | 1026.5015 | 1026.5015 | 1026.7546 | 1027.0991 | 1027.6592 | 1029.3062 |  | 5.3333 | 0.059061 | 0.00051653 | 0.00056942 | 0.00082008 | 0.029494 | 0.10117 | 0.19635 | 0.26648 |  | 5.3333 | 5734.6587 | 4162.5205 | 4421.4749 | 4715.2448 | 5110.9021 | 7619.3135 | 7980.7919 | 8140.3446
5.4167 | 0.034977 | 0.015218 | 0.022244 | 0.02824 | 0.033978 | 0.04272 | 0.049411 | 0.056392 |  | 5.4167 | 1141.6846 | 1140.5742 | 1140.9653 | 1141.1909 | 1141.6499 | 1142.0947 | 1142.5627 | 1143.1655 |  | 5.4167 | 8099.9999 | 8099.9999 | 8099.9999 | 8099.9999 | 8099.9999 | 8099.9999 | 8099.9999 | 8099.9999 |  | 5.4167 | 0.2 | 0.2 | 0.2 | 0.2 | 0.2 | 0.2 | 0.2 | 0.2 |  | jun | 5.4167 | 1028.7026 | 1026.5 | 1026.5007 | 1027.698 | 1029.4429 | 1029.4458 | 1029.4481 | 1029.4481 |  | 5.4167 | 0.15047 | 0.081487 | 0.11066 | 0.13093 | 0.14731 | 0.16818 | 0.20199 | 0.2394 |  | 5.4167 | 8889.9031 | 4350.8966 | 7605.8573 | 7912.3337 | 9348.7043 | 9432.7448 | 9544.8775 | 9590.2115
5.5 | 0.04075 | 0.020403 | 0.026964 | 0.034992 | 0.040682 | 0.046687 | 0.052349 | 0.059895 |  | 5.5 | 1140.5869 | 1139.0049 | 1139.7112 | 1140.0908 | 1140.6167 | 1141.1376 | 1141.4174 | 1141.9486 |  | 5.5 | 7618.4057 | 3179.3491 | 5837.965 | 7455.5665 | 8099.9999 | 8099.9999 | 8099.9999 | 8099.9999 |  | 5.5 | 0.2 | 0.2 | 0.2 | 0.2 | 0.2 | 0.2 | 0.2 | 0.2 |  | jul | 5.5 | 1027.6824 | 1026.5 | 1026.5004 | 1027.7206 | 1028.0122 | 1028.0138 | 1028.0149 | 1029.4376 |  | 5.5 | 0.16003 | 0.066314 | 0.097254 | 0.1331 | 0.16069 | 0.18833 | 0.22299 | 0.24129 |  | 5.5 | 7984.663 | 4132.799 | 5848.3866 | 7627.0255 | 8374.58 | 8422.5773 | 8503.5898 | 9309.0899
5.5833 | 0.033094 | 0.0075689 | 0.014382 | 0.026791 | 0.033648 | 0.039673 | 0.053772 | 0.063181 |  | 5.5833 | 1139.4782 | 1138.9009 | 1138.9011 | 1138.9014 | 1139.2963 | 1140.0432 | 1140.4678 | 1141.1384 |  | 5.5833 | 5285.908 | 2727.9126 | 3176.5401 | 3600.6821 | 4823.3708 | 7482.6006 | 8099.9999 | 8099.9999 |  | 5.5833 | 0.2 | 0.2 | 0.2 | 0.2 | 0.2 | 0.2 | 0.2 | 0.2 |  | aug | 5.5833 | 1027.2166 | 1026.5 | 1026.5002 | 1027.2611 | 1027.2666 | 1027.2676 | 1028.0094 | 1029.4453 |  | 5.5833 | 0.14431 | 0.0037354 | 0.039408 | 0.10108 | 0.14575 | 0.17696 | 0.25908 | 0.31377 |  | 5.5833 | 5731.7054 | 1378.6783 | 2040.5645 | 4539.1476 | 5803.6313 | 7680.9926 | 8047.6105 | 9236.4667
5.6667 | 0.039111 | 0.028868 | 0.033288 | 0.036798 | 0.038932 | 0.041385 | 0.045652 | 0.050999 |  | 5.6667 | 1138.9968 | 1138.9243 | 1138.9272 | 1138.9277 | 1138.9281 | 1138.9281 | 1139.3136 | 1140.1786 |  | 5.6667 | 3958.687 | 2765.6725 | 3106.6914 | 3537.4534 | 3676.9997 | 4113.9649 | 5561.51 | 8099.9999 |  | 5.6667 | 0.2 | 0.2 | 0.2 | 0.2 | 0.2 | 0.2 | 0.2 | 0.2 |  | sep | 5.6667 | 1027.4873 | 1026.5001 | 1026.5001 | 1026.8888 | 1026.8893 | 1028.006 | 1029.4554 | 1029.4597 |  | 5.6667 | 0.20789 | 0.13312 | 0.14498 | 0.19974 | 0.21679 | 0.22866 | 0.23893 | 0.25316 |  | 5.6667 | 5824.6923 | 3623.9145 | 4372.9802 | 5056.9898 | 5754.9722 | 6670.2672 | 7416.8397 | 8182.9813
5.75 | 0.025038 | 0.01611 | 0.019257 | 0.021797 | 0.024636 | 0.027722 | 0.032279 | 0.036842 |  | 5.75 | 1138.9743 | 1138.9691 | 1138.9722 | 1138.9723 | 1138.9723 | 1138.9723 | 1138.9723 | 1139.0908 |  | 5.75 | 0 | 0 | 0 | 0 | 0 | 0 | 0 | 0 |  | 5.75 | 0 | 0 | 0 | 0 | 0 | 0 | 0 | 0 |  | oct | 5.75 | 1027.0045 | 1026.5 | 1026.5 | 1026.6943 | 1026.6947 | 1027.2634 | 1028.0186 | 1028.073 |  | 5.75 | 0.20531 | 0.026758 | 0.10368 | 0.15093 | 0.1935 | 0.25403 | 0.31964 | 0.42127 |  | 5.75 | 1161.6276 | 0 | 490.2909 | 942.6297 | 1093.992 | 1365.5409 | 1824.2512 | 1956.926
5.8333 | 0.027039 | 0.016048 | 0.021623 | 0.024706 | 0.026942 | 0.029485 | 0.033227 | 0.037172 |  | 5.8333 | 1140.0598 | 1139.8181 | 1139.9597 | 1140.0121 | 1140.0537 | 1140.1145 | 1140.186 | 1140.3575 |  | 5.8333 | 0 | 0 | 0 | 0 | 0 | 0 | 0 | 0 |  | 5.8333 | 0 | 0 | 0 | 0 | 0 | 0 | 0 | 0 |  | nov | 5.8333 | 1026.8134 | 1026.5 | 1026.5 | 1026.5972 | 1026.5974 | 1027.2697 | 1027.271 | 1028.8534 |  | 5.8333 | 0.18339 | 0.028845 | 0.096725 | 0.13774 | 0.17701 | 0.225 | 0.28391 | 0.3638 |  | 5.8333 | 604.834 | 0 | 248.2738 | 491.0928 | 565.6536 | 713.1059 | 933.9133 | 1017.6104
5.9167 | 0.024042 | 0.01107 | 0.018664 | 0.021729 | 0.024283 | 0.026542 | 0.029256 | 0.032304 |  | 5.9167 | 1140.7607 | 1140.2815 | 1140.5312 | 1140.6702 | 1140.7332 | 1140.894 | 1141.0192 | 1141.2628 |  | 5.9167 | 0 | 0 | 0 | 0 | 0 | 0 | 0 | 0 |  | 5.9167 | 0 | 0 | 0 | 0 | 0 | 0 | 0 | 0 |  | dec | 5.9167 | 1026.7172 | 1026.5 | 1026.5 | 1026.5486 | 1026.5487 | 1026.8906 | 1026.8914 | 1029.2472 |  | 5.9167 | 0.17436 | 0.029818 | 0.094057 | 0.12615 | 0.17188 | 0.21499 | 0.27206 | 0.33734 |  | 5.9167 | 448.2384 | 0 | 160.8811 | 384.1993 | 467.1185 | 557.7015 | 632.0927 | 685.3565
6 | 0.025404 | 0.014249 | 0.01824 | 0.022854 | 0.025641 | 0.02777 | 0.031784 | 0.035461 |  | 6 | 1141.2908 | 1140.5856 | 1140.9409 | 1141.1504 | 1141.2521 | 1141.4993 | 1141.677 | 1142.0303 |  | 6 | 0 | 0 | 0 | 0 | 0 | 0 | 0 | 0 |  | 6 | 0 | 0 | 0 | 0 | 0 | 0 | 0 | 0 |  | jan | 6 | 1026.6742 | 1026.5 | 1026.5 | 1026.5243 | 1026.5243 | 1026.6953 | 1026.6957 | 1029.5 |  | 6 | 0.2035 | 0.062889 | 0.12187 | 0.15815 | 0.20121 | 0.24017 | 0.2913 | 0.35695 |  | 6 | 372.2551 | 0 | 258.8355 | 308.2604 | 343.8062 | 403.1848 | 494.5175 | 1786.104
6.0833 | 0.0255 | 0.017729 | 0.018615 | 0.022939 | 0.025168 | 0.027586 | 0.033285 | 0.035968 |  | 6.0833 | 1141.7713 | 1141.0588 | 1141.3492 | 1141.5607 | 1141.7146 | 1141.968 | 1142.2743 | 1142.8199 |  | 6.0833 | 0 | 0 | 0 | 0 | 0 | 0 | 0 | 0 |  | 6.0833 | 0 | 0 | 0 | 0 | 0 | 0 | 0 | 0 |  | feb | 6.0833 | 1026.6292 | 1026.5 | 1026.5 | 1026.5122 | 1026.5122 | 1026.5977 | 1026.6093 | 1029.5 |  | 6.0833 | 0.12553 | 1.3959e-05 | 0.001651 | 0.060902 | 0.1252 | 0.17707 | 0.28255 | 0.34679 |  | 6.0833 | 155.2937 | 0 | 0 | 0 | 217.2459 | 250.7323 | 322.7059 | 563.565
6.1667 | 0.028825 | 0.012599 | 0.01905 | 0.024476 | 0.028759 | 0.032693 | 0.038873 | 0.041898 |  | 6.1667 | 1142.2394 | 1141.4138 | 1141.6512 | 1141.8545 | 1142.14 | 1142.6074 | 1143.073 | 1143.2706 |  | 6.1667 | 0 | 0 | 0 | 0 | 0 | 0 | 0 | 0 |  | 6.1667 | 0 | 0 | 0 | 0 | 0 | 0 | 0 | 0 |  | mar | 6.1667 | 1026.6982 | 1026.5 | 1026.5 | 1026.5061 | 1026.5488 | 1026.7279 | 1026.8768 | 1029.5 |  | 6.1667 | 0.13375 | 0.00036333 | 0.00068344 | 0.072272 | 0.12513 | 0.18954 | 0.30129 | 0.39846 |  | 6.1667 | 149.7599 | 0 | 0 | 0 | 207.7303 | 250.571 | 327.1706 | 367.3479
6.25 | 0.027256 | 0.018984 | 0.020863 | 0.02437 | 0.027027 | 0.029632 | 0.034208 | 0.043285 |  | 6.25 | 1142.7703 | 1141.7891 | 1141.8939 | 1142.3223 | 1142.8756 | 1143.1782 | 1143.543 | 1143.6936 |  | 6.25 | 0 | 0 | 0 | 0 | 0 | 0 | 0 | 0 |  | 6.25 | 0 | 0 | 0 | 0 | 0 | 0 | 0 | 0 |  | apr | 6.25 | 1026.7656 | 1026.5 | 1026.5 | 1026.5031 | 1026.5244 | 1026.9087 | 1027.1013 | 1029.4915 |  | 6.25 | 0.11152 | 0.00046065 | 0.00059589 | 0.049639 | 0.10196 | 0.15379 | 0.27685 | 0.40147 |  | 6.25 | 139.5772 | 0 | 0 | 0 | 196.6065 | 256.9058 | 319.0564 | 484.7204
6.3333 | 0.030675 | 0.010572 | 0.011963 | 0.021555 | 0.028451 | 0.037638 | 0.053545 | 0.064829 |  | 6.3333 | 1143.2742 | 1142.0763 | 1142.4617 | 1142.9086 | 1143.3318 | 1143.6494 | 1143.9949 | 1144.2897 |  | 6.3333 | 8099.9999 | 8099.9999 | 8099.9999 | 8099.9999 | 8099.9999 | 8099.9999 | 8099.9999 | 8099.9999 |  | 6.3333 | 0.2 | 0.2 | 0.2 | 0.2 | 0.2 | 0.2 | 0.2 | 0.2 |  | may | 6.3333 | 1026.8603 | 1026.5 | 1026.5 | 1026.5015 | 1026.5651 | 1027.103 | 1027.3907 | 1029.4531 |  | 6.3333 | 0.055682 | 0.00042576 | 0.00057808 | 0.00083987 | 0.033333 | 0.082374 | 0.20791 | 0.3268 |  | 6.3333 | 5507.0754 | 4162.3117 | 4331.0318 | 4561.2359 | 4977.8573 | 5614.915 | 7967.5541 | 8140.3314
6.4167 | 0.035907 | 0.019446 | 0.022255 | 0.029041 | 0.035 | 0.041603 | 0.051651 | 0.061157 |  | 6.4167 | 1141.6874 | 1140.6091 | 1141.0078 | 1141.2114 | 1141.6406 | 1142.0847 | 1142.5431 | 1143.1968 |  | 6.4167 | 8099.9999 | 8099.9999 | 8099.9999 | 8099.9999 | 8099.9999 | 8099.9999 | 8099.9999 | 8099.9999 |  | 6.4167 | 0.2 | 0.2 | 0.2 | 0.2 | 0.2 | 0.2 | 0.2 | 0.2 |  | jun | 6.4167 | 1028.88 | 1026.5 | 1026.5007 | 1029.4402 | 1029.4431 | 1029.4481 | 1029.4481 | 1029.4481 |  | 6.4167 | 0.15114 | 0.080462 | 0.11813 | 0.12914 | 0.14677 | 0.1677 | 0.20742 | 0.25875 |  | 6.4167 | 9040.8662 | 4281.6288 | 7660.8986 | 9259.9249 | 9370.9579 | 9434.5228 | 9559.1414 | 9590.2124
6.5 | 0.040778 | 0.024715 | 0.029601 | 0.036082 | 0.0405 | 0.045857 | 0.053237 | 0.057496 |  | 6.5 | 1140.5938 | 1139.0461 | 1139.8103 | 1140.0671 | 1140.6123 | 1141.1282 | 1141.4758 | 1141.9868 |  | 6.5 | 7648.6638 | 3302.3471 | 6107.2498 | 7389.3342 | 8099.9999 | 8099.9999 | 8099.9999 | 8099.9999 |  | 6.5 | 0.2 | 0.2 | 0.2 | 0.2 | 0.2 | 0.2 | 0.2 | 0.2 |  | jul | 6.5 | 1027.7532 | 1026.5 | 1026.5004 | 1028.0107 | 1028.0122 | 1028.0148 | 1028.0149 | 1029.4376 |  | 6.5 | 0.15981 | 0.079939 | 0.097364 | 0.13476 | 0.15803 | 0.18955 | 0.22201 | 0.24635 |  | 6.5 | 8023.7483 | 5185.7516 | 5821.1593 | 7628.3179 | 8384.7135 | 8423.231 | 8503.0863 | 8591.8609
6.5833 | 0.034108 | 0.012483 | 0.016139 | 0.026217 | 0.03465 | 0.040526 | 0.053312 | 0.060387 |  | 6.5833 | 1139.4747 | 1138.901 | 1138.9011 | 1138.9014 | 1139.2783 | 1140.0195 | 1140.5455 | 1141.178 |  | 6.5833 | 5275.712 | 2726.1962 | 3171.6387 | 3647.6042 | 4750.0916 | 7195.6008 | 8099.9999 | 8099.9999 |  | 6.5833 | 0.2 | 0.2 | 0.2 | 0.2 | 0.2 | 0.2 | 0.2 | 0.2 |  | aug | 6.5833 | 1027.2581 | 1026.5 | 1026.5002 | 1027.2659 | 1027.2668 | 1027.2679 | 1029.4165 | 1029.4309 |  | 6.5833 | 0.15232 | 0.016745 | 0.056275 | 0.10747 | 0.15016 | 0.1964 | 0.26883 | 0.30773 |  | 6.5833 | 5849.2347 | 2214.5332 | 3269.8977 | 4814.4439 | 5534.4981 | 7320.611 | 8016.1644 | 9283.0241
6.6667 | 0.038974 | 0.032466 | 0.034118 | 0.03665 | 0.038675 | 0.040469 | 0.044845 | 0.056743 |  | 6.6667 | 1138.9978 | 1138.9272 | 1138.9272 | 1138.9277 | 1138.928 | 1138.9281 | 1139.4209 | 1140.2285 |  | 6.6667 | 3952.3277 | 2763.6772 | 3104.402 | 3555.569 | 3666.9969 | 4041.0716 | 5873.7461 | 8099.9999 |  | 6.6667 | 0.2 | 0.2 | 0.2 | 0.2 | 0.2 | 0.2 | 0.2 | 0.2 |  | sep | 6.6667 | 1027.437 | 1026.5 | 1026.5001 | 1026.8889 | 1026.8896 | 1028.006 | 1029.4597 | 1029.4597 |  | 6.6667 | 0.21229 | 0.14334 | 0.15972 | 0.20097 | 0.21932 | 0.22797 | 0.23661 | 0.28406 |  | 6.6667 | 5788.2356 | 3833.2916 | 4424.6058 | 5025.5531 | 5370.1678 | 6577.9856 | 7845.8926 | 9207.3683
6.75 | 0.024396 | 0.013603 | 0.016867 | 0.02182 | 0.024459 | 0.027436 | 0.031421 | 0.035582 |  | 6.75 | 1138.9751 | 1138.9648 | 1138.9722 | 1138.9723 | 1138.9723 | 1138.9723 | 1138.9723 | 1139.1427 |  | 6.75 | 0 | 0 | 0 | 0 | 0 | 0 | 0 | 0 |  | 6.75 | 0 | 0 | 0 | 0 | 0 | 0 | 0 | 0 |  | oct | 6.75 | 1026.9787 | 1026.5 | 1026.5 | 1026.6945 | 1026.6948 | 1027.2634 | 1028.0208 | 1028.1376 |  | 6.75 | 0.19521 | 0.023997 | 0.073265 | 0.15713 | 0.19352 | 0.24184 | 0.31268 | 0.33963 |  | 6.75 | 1109.6258 | 0 | 0 | 926.9566 | 1029.8759 | 1292.2418 | 1915.9068 | 2023.8953
6.8333 | 0.02654 | 0.017904 | 0.020215 | 0.023895 | 0.026535 | 0.028845 | 0.033662 | 0.038554 |  | 6.8333 | 1140.06 | 1139.8372 | 1139.9583 | 1140.0154 | 1140.041 | 1140.1154 | 1140.1814 | 1140.4012 |  | 6.8333 | 0 | 0 | 0 | 0 | 0 | 0 | 0 | 0 |  | 6.8333 | 0 | 0 | 0 | 0 | 0 | 0 | 0 | 0 |  | nov | 6.8333 | 1026.8264 | 1026.5 | 1026.5 | 1026.5972 | 1026.5974 | 1027.2697 | 1027.4974 | 1027.826 |  | 6.8333 | 0.17513 | 0.027625 | 0.069845 | 0.14505 | 0.17319 | 0.21818 | 0.27403 | 0.31177 |  | 6.8333 | 557.0753 | 0 | 0 | 469.1408 | 538.9739 | 672.9654 | 983.3281 | 1040.5689
6.9167 | 0.023972 | 0.012446 | 0.016844 | 0.021102 | 0.024415 | 0.027002 | 0.029748 | 0.034715 |  | 6.9167 | 1140.7601 | 1140.3051 | 1140.5325 | 1140.6746 | 1140.7235 | 1140.8828 | 1141.0359 | 1141.3075 |  | 6.9167 | 0 | 0 | 0 | 0 | 0 | 0 | 0 | 0 |  | 6.9167 | 0 | 0 | 0 | 0 | 0 | 0 | 0 | 0 |  | dec | 6.9167 | 1026.769 | 1026.5 | 1026.5 | 1026.5486 | 1026.5487 | 1026.8906 | 1027.9128 | 1028.4171 |  | 6.9167 | 0.16685 | 0.030049 | 0.064229 | 0.13501 | 0.16733 | 0.20756 | 0.26015 | 0.30619 |  | 6.9167 | 407.5435 | 0 | 0 | 360.3818 | 424.5529 | 524.6082 | 658.3008 | 713.6538
7 | 0.025621 | 0.015773 | 0.019975 | 0.023457 | 0.02589 | 0.028152 | 0.030495 | 0.033914 |  | 7 | 1141.2894 | 1140.6155 | 1140.9376 | 1141.1533 | 1141.2408 | 1141.4771 | 1141.7126 | 1142.1227 |  | 7 | 0 | 0 | 0 | 0 | 0 | 0 | 0 | 0 |  | 7 | 0 | 0 | 0 | 0 | 0 | 0 | 0 | 0 |  | jan | 7 | 1026.7599 | 1026.5 | 1026.5 | 1026.5243 | 1026.5244 | 1026.6953 | 1028.2366 | 1028.9014 |  | 7 | 0.19603 | 0.062418 | 0.089791 | 0.16594 | 0.19741 | 0.2346 | 0.28679 | 0.332 |  | 7 | 380.0046 | 0 | 0 | 306.2507 | 340.1296 | 401.9452 | 839.367 | 1523.504
7.0833 | 0.02499 | 0.015755 | 0.019563 | 0.021886 | 0.024493 | 0.02751 | 0.032244 | 0.044503 |  | 7.0833 | 1141.7668 | 1141.097 | 1141.3552 | 1141.5597 | 1141.6973 | 1141.9509 | 1142.2758 | 1142.92 |  | 7.0833 | 0 | 0 | 0 | 0 | 0 | 0 | 0 | 0 |  | 7.0833 | 0 | 0 | 0 | 0 | 0 | 0 | 0 | 0 |  | feb | 7.0833 | 1026.7038 | 1026.5 | 1026.5 | 1026.5122 | 1026.5122 | 1026.5977 | 1028.2576 | 1029.1635 |  | 7.0833 | 0.12451 | 1.4213e-05 | 0.022866 | 0.068135 | 0.11518 | 0.17293 | 0.25868 | 0.38907 |  | 7.0833 | 164.3396 | 0 | 0 | 0 | 197.964 | 247.47 | 327.3341 | 1501.0402
7.1667 | 0.028812 | 0.010589 | 0.020246 | 0.024335 | 0.028534 | 0.032943 | 0.037849 | 0.041049 |  | 7.1667 | 1142.2268 | 1141.458 | 1141.6184 | 1141.8535 | 1142.0992 | 1142.5876 | 1143.0293 | 1143.3356 |  | 7.1667 | 0 | 0 | 0 | 0 | 0 | 0 | 0 | 0 |  | 7.1667 | 0 | 0 | 0 | 0 | 0 | 0 | 0 | 0 |  | mar | 7.1667 | 1026.7647 | 1026.5 | 1026.5 | 1026.5061 | 1026.5488 | 1026.7579 | 1027.7036 | 1029.3605 |  | 7.1667 | 0.12853 | 0.00047355 | 0.0017722 | 0.071419 | 0.13249 | 0.17444 | 0.25523 | 0.37304 |  | 7.1667 | 174.5694 | 0 | 0 | 0 | 211.9145 | 250.4875 | 438.2808 | 867.877
7.25 | 0.026668 | 0.018838 | 0.020125 | 0.023937 | 0.026965 | 0.029377 | 0.033997 | 0.037424 |  | 7.25 | 1142.7525 | 1141.7883 | 1141.9065 | 1142.282 | 1142.7705 | 1143.1877 | 1143.5591 | 1143.7147 |  | 7.25 | 0 | 0 | 0 | 0 | 0 | 0 | 0 | 0 |  | 7.25 | 0 | 0 | 0 | 0 | 0 | 0 | 0 | 0 |  | apr | 7.25 | 1026.807 | 1026.5 | 1026.5 | 1026.5031 | 1026.5951 | 1026.913 | 1027.873 | 1029.4917 |  | 7.25 | 0.10543 | 0.00029505 | 0.0018733 | 0.044934 | 0.097394 | 0.15462 | 0.2209 | 0.31408 |  | 7.25 | 128.7382 | 0 | 0 | 0 | 0 | 249.8484 | 351.7947 | 554.682
7.3333 | 0.031397 | 0.010412 | 0.011345 | 0.018776 | 0.029926 | 0.041408 | 0.056695 | 0.076286 |  | 7.3333 | 1143.2571 | 1141.98 | 1142.5005 | 1142.9113 | 1143.2788 | 1143.6538 | 1143.9717 | 1144.2596 |  | 7.3333 | 8099.9999 | 8099.9999 | 8099.9999 | 8099.9999 | 8099.9999 | 8099.9999 | 8099.9999 | 8099.9999 |  | 7.3333 | 0.2 | 0.2 | 0.2 | 0.2 | 0.2 | 0.2 | 0.2 | 0.2 |  | may | 7.3333 | 1026.9091 | 1026.5 | 1026.5015 | 1026.5015 | 1026.7173 | 1027.1158 | 1028.0923 | 1029.4531 |  | 7.3333 | 0.049621 | 0.0004308 | 0.00058314 | 0.00086111 | 0.035967 | 0.081724 | 0.14056 | 0.23063 |  | 7.3333 | 5591.6069 | 4162.315 | 4388.0193 | 4658.0471 | 5048.7534 | 6299.9534 | 7910.0999 | 8027.1377
7.4167 | 0.034856 | 0.019219 | 0.021175 | 0.027152 | 0.03429 | 0.041404 | 0.050981 | 0.062708 |  | 7.4167 | 1141.6685 | 1140.5497 | 1140.9993 | 1141.249 | 1141.606 | 1142.0554 | 1142.5542 | 1143.1541 |  | 7.4167 | 8099.9999 | 8099.9999 | 8099.9999 | 8099.9999 | 8099.9999 | 8099.9999 | 8099.9999 | 8099.9999 |  | 7.4167 | 0.2 | 0.2 | 0.2 | 0.2 | 0.2 | 0.2 | 0.2 | 0.2 |  | jun | 7.4167 | 1028.8606 | 1026.5 | 1026.5007 | 1029.423 | 1029.4429 | 1029.4475 | 1029.4481 | 1029.4481 |  | 7.4167 | 0.14626 | 0.098545 | 0.11878 | 0.12602 | 0.13801 | 0.16078 | 0.19598 | 0.23975 |  | 7.4167 | 9038.7134 | 7494.6273 | 7640.2095 | 9262.0601 | 9366.134 | 9430.2657 | 9569.4137 | 9590.2133
7.5 | 0.042461 | 0.026345 | 0.031059 | 0.037378 | 0.042244 | 0.047353 | 0.056232 | 0.06469 |  | 7.5 | 1140.5697 | 1138.9775 | 1139.73 | 1140.1545 | 1140.5289 | 1141.0806 | 1141.4305 | 1141.9369 |  | 7.5 | 7632.6582 | 3101.2043 | 5891.233 | 7641.2478 | 8099.9999 | 8099.9999 | 8099.9999 | 8099.9999 |  | 7.5 | 0.2 | 0.2 | 0.2 | 0.2 | 0.2 | 0.2 | 0.2 | 0.2 |  | jul | 7.5 | 1027.7211 | 1026.5 | 1026.5004 | 1028.0013 | 1028.0121 | 1028.0145 | 1028.0149 | 1029.4048 |  | 7.5 | 0.16571 | 0.10062 | 0.11198 | 0.14181 | 0.16032 | 0.18851 | 0.2298 | 0.30057 |  | 7.5 | 8137.0115 | 4144.9367 | 7450.2613 | 8230.8104 | 8387.4835 | 8425.6052 | 8509.9678 | 9174.0157
7.5833 | 0.035144 | 0.0098948 | 0.018446 | 0.026986 | 0.034912 | 0.042568 | 0.051106 | 0.060103 |  | 7.5833 | 1139.4478 | 1138.9008 | 1138.901 | 1138.9015 | 1139.2103 | 1140.0042 | 1140.5023 | 1141.1204 |  | 7.5833 | 5176.5837 | 2735.3563 | 3173.3109 | 3593.682 | 4447.3417 | 7195.665 | 8099.9999 | 8099.9999 |  | 7.5833 | 0.2 | 0.2 | 0.2 | 0.2 | 0.2 | 0.2 | 0.2 | 0.2 |  | aug | 7.5833 | 1027.123 | 1026.5 | 1026.5002 | 1027.261 | 1027.2666 | 1027.2678 | 1027.2679 | 1027.9924 |  | 7.5833 | 0.15837 | 0.0051363 | 0.056281 | 0.11247 | 0.15557 | 0.20336 | 0.26371 | 0.34017 |  | 7.5833 | 5842.465 | 143.1532 | 2045.927 | 4981.128 | 5763.5756 | 7530.6725 | 8011.3358 | 8048.3937
7.6667 | 0.039076 | 0.032829 | 0.034475 | 0.037299 | 0.038815 | 0.041137 | 0.044744 | 0.048232 |  | 7.6667 | 1138.9953 | 1138.9225 | 1138.9274 | 1138.9277 | 1138.928 | 1138.9281 | 1139.3215 | 1140.1478 |  | 7.6667 | 3925.0337 | 2773.7712 | 3101.4825 | 3520.5638 | 3658.2065 | 4014.0181 | 5730.0549 | 8099.9999 |  | 7.6667 | 0.2 | 0.2 | 0.2 | 0.2 | 0.2 | 0.2 | 0.2 | 0.2 |  | sep | 7.6667 | 1027.2422 | 1026.5 | 1026.5001 | 1026.8887 | 1026.8894 | 1026.8898 | 1029.4545 | 1029.4597 |  | 7.6667 | 0.21504 | 0.11871 | 0.15266 | 0.20917 | 0.22303 | 0.22876 | 0.24789 | 0.274 |  | 7.6667 | 5638.5322 | 4365.0368 | 4579.4087 | 5008.7488 | 5236.4305 | 5955.4327 | 7846.0348 | 9298.5058
7.75 | 0.024718 | 0.012549 | 0.016666 | 0.021341 | 0.024721 | 0.02793 | 0.032132 | 0.056094 |  | 7.75 | 1138.9734 | 1138.9614 | 1138.9722 | 1138.9723 | 1138.9723 | 1138.9723 | 1138.9723 | 1139.0503 |  | 7.75 | 0 | 0 | 0 | 0 | 0 | 0 | 0 | 0 |  | 7.75 | 0 | 0 | 0 | 0 | 0 | 0 | 0 | 0 |  | oct | 7.75 | 1026.8796 | 1026.5 | 1026.5 | 1026.6943 | 1026.6947 | 1026.6948 | 1028.0182 | 1028.1666 |  | 7.75 | 0.19998 | 0.030368 | 0.053637 | 0.13629 | 0.19656 | 0.26529 | 0.34381 | 0.4257 |  | 7.75 | 998.911 | 0 | 0 | 932.7591 | 1010.5934 | 1146.0263 | 1831.4553 | 2029.0641
7.8333 | 0.026364 | 0.016982 | 0.018754 | 0.023218 | 0.026058 | 0.029144 | 0.033052 | 0.050925 |  | 7.8333 | 1140.0532 | 1139.8022 | 1139.9587 | 1140.0073 | 1140.0337 | 1140.1101 | 1140.1825 | 1140.318 |  | 7.8333 | 0 | 0 | 0 | 0 | 0 | 0 | 0 | 0 |  | 7.8333 | 0 | 0 | 0 | 0 | 0 | 0 | 0 | 0 |  | nov | 7.8333 | 1026.8179 | 1026.5 | 1026.5 | 1026.5972 | 1026.5974 | 1027.2693 | 1027.6248 | 1028.8536 |  | 7.8333 | 0.17906 | 0.030014 | 0.052749 | 0.12666 | 0.17499 | 0.23606 | 0.30473 | 0.39491 |  | 7.8333 | 511.6547 | 0 | 0 | 481.8337 | 532.7693 | 599.7894 | 930.7069 | 1060.7293
7.9167 | 0.023655 | 0.013787 | 0.01639 | 0.020491 | 0.023385 | 0.025979 | 0.031316 | 0.046552 |  | 7.9167 | 1140.7494 | 1140.2621 | 1140.526 | 1140.6582 | 1140.7175 | 1140.8547 | 1141.0353 | 1141.2186 |  | 7.9167 | 0 | 0 | 0 | 0 | 0 | 0 | 0 | 0 |  | 7.9167 | 0 | 0 | 0 | 0 | 0 | 0 | 0 | 0 |  | dec | 7.9167 | 1026.797 | 1026.5 | 1026.5 | 1026.5486 | 1026.5487 | 1026.8906 | 1028.1058 | 1029.2789 |  | 7.9167 | 0.17101 | 0.030709 | 0.05613 | 0.12081 | 0.16256 | 0.22588 | 0.28698 | 0.38399 |  | 7.9167 | 382.0723 | 0 | 0 | 370.0421 | 409.81 | 468.9597 | 617.2435 | 730.0358
8 | 0.025412 | 0.016231 | 0.018539 | 0.02277 | 0.025234 | 0.028007 | 0.033467 | 0.034992 |  | 8 | 1141.2746 | 1140.5613 | 1140.9277 | 1141.1392 | 1141.2335 | 1141.4265 | 1141.7051 | 1141.9762 |  | 8 | 0 | 0 | 0 | 0 | 0 | 0 | 0 | 0 |  | 8 | 0 | 0 | 0 | 0 | 0 | 0 | 0 | 0 |  | jan | 8 | 1026.8084 | 1026.5 | 1026.5 | 1026.5243 | 1026.5244 | 1026.6953 | 1028.4807 | 1029.5 |  | 8 | 0.20015 | 0.056961 | 0.083254 | 0.15498 | 0.19293 | 0.25559 | 0.31501 | 0.41289 |  | 8 | 337.2806 | 0 | 0 | 303.2311 | 332.1487 | 393.5684 | 446.6418 | 1248.7082
8.0833 | 0.025873 | 0.014396 | 0.019472 | 0.022411 | 0.025582 | 0.028677 | 0.033682 | 0.038053 |  | 8.0833 | 1141.7533 | 1141.0284 | 1141.3379 | 1141.5796 | 1141.6968 | 1141.9543 | 1142.2618 | 1142.7498 |  | 8.0833 | 0 | 0 | 0 | 0 | 0 | 0 | 0 | 0 |  | 8.0833 | 0 | 0 | 0 | 0 | 0 | 0 | 0 | 0 |  | feb | 8.0833 | 1026.7915 | 1026.5 | 1026.5 | 1026.5122 | 1026.5122 | 1026.5977 | 1028.7765 | 1029.5 |  | 8.0833 | 0.12916 | 3.2356e-05 | 0.013366 | 0.058236 | 0.12552 | 0.17729 | 0.2925 | 0.41409 |  | 8.0833 | 158.2248 | 0 | 0 | 0 | 204.1465 | 261.9645 | 295.0152 | 1290.0934
8.1667 | 0.029384 | 0.015887 | 0.019993 | 0.025201 | 0.02933 | 0.033569 | 0.038016 | 0.049135 |  | 8.1667 | 1142.2137 | 1141.3789 | 1141.6284 | 1141.8823 | 1142.1086 | 1142.5635 | 1143.0867 | 1143.2284 |  | 8.1667 | 0 | 0 | 0 | 0 | 0 | 0 | 0 | 0 |  | 8.1667 | 0 | 0 | 0 | 0 | 0 | 0 | 0 | 0 |  | mar | 8.1667 | 1026.8577 | 1026.5 | 1026.5 | 1026.5061 | 1026.5212 | 1026.7549 | 1028.9924 | 1029.5 |  | 8.1667 | 0.13625 | 0.00034092 | 0.0082529 | 0.066992 | 0.12674 | 0.20084 | 0.28413 | 0.38146 |  | 8.1667 | 162.1882 | 0 | 0 | 0 | 207.6892 | 253.5097 | 363.3512 | 771.1193
8.25 | 0.02647 | 0.013012 | 0.019184 | 0.023469 | 0.026795 | 0.029986 | 0.033265 | 0.036288 |  | 8.25 | 1142.7473 | 1141.7501 | 1141.874 | 1142.3514 | 1142.7837 | 1143.165 | 1143.5066 | 1143.7527 |  | 8.25 | 0 | 0 | 0 | 0 | 0 | 0 | 0 | 0 |  | 8.25 | 0 | 0 | 0 | 0 | 0 | 0 | 0 | 0 |  | apr | 8.25 | 1026.9121 | 1026.5 | 1026.5 | 1026.5031 | 1026.5254 | 1026.9692 | 1029.1724 | 1029.4917 |  | 8.25 | 0.11185 | 0.00033727 | 0.00063859 | 0.041729 | 0.098202 | 0.16887 | 0.27539 | 0.30253 |  | 8.25 | 136.2342 | 0 | 0 | 0 | 181.1091 | 244.4899 | 325.8427 | 515.5836
8.3333 | 0.032947 | 0.010855 | 0.011448 | 0.023874 | 0.032552 | 0.041604 | 0.056429 | 0.071334 |  | 8.3333 | 1143.2507 | 1141.9718 | 1142.3716 | 1142.8752 | 1143.3027 | 1143.6342 | 1143.9431 | 1144.3593 |  | 8.3333 | 8099.9999 | 8099.9999 | 8099.9999 | 8099.9999 | 8099.9999 | 8099.9999 | 8099.9999 | 8099.9999 |  | 8.3333 | 0.2 | 0.2 | 0.2 | 0.2 | 0.2 | 0.2 | 0.2 | 0.2 |  | may | 8.3333 | 1027.0099 | 1026.5 | 1026.5 | 1026.5015 | 1026.7227 | 1027.1508 | 1029.3716 | 1029.4542 |  | 8.3333 | 0.058362 | 6.8564e-06 | 0.00054435 | 0.00079741 | 0.041604 | 0.095606 | 0.20054 | 0.23904 |  | 8.3333 | 5815.9555 | 4280.3321 | 4356.8949 | 4616.4204 | 5096.8692 | 7771.6997 | 7999.4074 | 8067.114
8.4167 | 0.036316 | 0.018527 | 0.023215 | 0.029883 | 0.035188 | 0.041635 | 0.051853 | 0.068526 |  | 8.4167 | 1141.6626 | 1140.5392 | 1140.9729 | 1141.2073 | 1141.624 | 1141.9825 | 1142.5718 | 1143.2706 |  | 8.4167 | 8099.9999 | 8099.9999 | 8099.9999 | 8099.9999 | 8099.9999 | 8099.9999 | 8099.9999 | 8099.9999 |  | 8.4167 | 0.2 | 0.2 | 0.2 | 0.2 | 0.2 | 0.2 | 0.2 | 0.2 |  | jun | 8.4167 | 1028.7543 | 1026.5 | 1026.5007 | 1029.1516 | 1029.4426 | 1029.4464 | 1029.4481 | 1029.4481 |  | 8.4167 | 0.15096 | 0.090552 | 0.11259 | 0.12655 | 0.14713 | 0.16916 | 0.19976 | 0.26245 |  | 8.4167 | 8939.2613 | 4353.2524 | 7645.6645 | 9167.2295 | 9358.644 | 9437.2097 | 9552.5432 | 9588.56
8.5 | 0.041439 | 0.022651 | 0.027734 | 0.037494 | 0.041365 | 0.046534 | 0.054274 | 0.058564 |  | 8.5 | 1140.5716 | 1138.9619 | 1139.749 | 1140.084 | 1140.5605 | 1141.0542 | 1141.5189 | 1142.1019 |  | 8.5 | 7627.855 | 3047.5969 | 5959.0422 | 7459.2955 | 8099.9999 | 8099.9999 | 8099.9999 | 8099.9999 |  | 8.5 | 0.2 | 0.2 | 0.2 | 0.2 | 0.2 | 0.2 | 0.2 | 0.2 |  | jul | 8.5 | 1027.7286 | 1026.5 | 1026.5004 | 1028.0009 | 1028.0121 | 1028.0146 | 1028.0149 | 1029.4376 |  | 8.5 | 0.16772 | 0.074153 | 0.10081 | 0.14337 | 0.16716 | 0.19401 | 0.22041 | 0.25573 |  | 8.5 | 8013.4802 | 4206.6319 | 5796.0624 | 7642.7934 | 8382.8929 | 8426.4215 | 8550.9097 | 9312.4806
8.5833 | 0.033804 | 0.012676 | 0.01537 | 0.026872 | 0.033991 | 0.041155 | 0.048788 | 0.052375 |  | 8.5833 | 1139.4544 | 1138.9008 | 1138.901 | 1138.9014 | 1139.2596 | 1139.9138 | 1140.5936 | 1141.2507 |  | 8.5833 | 5198.9227 | 2728.752 | 3174.3237 | 3599.7478 | 4610.5105 | 7149.0693 | 8099.9999 | 8099.9999 |  | 8.5833 | 0.2 | 0.2 | 0.2 | 0.2 | 0.2 | 0.2 | 0.2 | 0.2 |  | aug | 8.5833 | 1027.2365 | 1026.5 | 1026.5002 | 1027.2607 | 1027.2666 | 1027.2679 | 1028.0094 | 1029.4453 |  | 8.5833 | 0.14759 | 0.0048116 | 0.042588 | 0.1094 | 0.14826 | 0.1844 | 0.23579 | 0.29519 |  | 8.5833 | 5960.4213 | 987.043 | 2874.9143 | 4921.345 | 5811.2058 | 7592.054 | 8044.7527 | 9291.7943
8.6667 | 0.039242 | 0.031249 | 0.033803 | 0.0366 | 0.039102 | 0.041095 | 0.046262 | 0.049383 |  | 8.6667 | 1138.9999 | 1138.9215 | 1138.9274 | 1138.9277 | 1138.928 | 1138.9281 | 1139.4894 | 1140.309 |  | 8.6667 | 3946.7261 | 2766.2932 | 3107.8624 | 3539.3889 | 3670.7712 | 4048.0046 | 6096.7994 | 8099.9999 |  | 8.6667 | 0.2 | 0.2 | 0.2 | 0.2 | 0.2 | 0.2 | 0.2 | 0.2 |  | sep | 8.6667 | 1027.2936 | 1026.5 | 1026.5001 | 1026.8867 | 1026.8894 | 1026.9072 | 1029.4545 | 1029.4597 |  | 8.6667 | 0.21544 | 0.12131 | 0.16263 | 0.21158 | 0.22217 | 0.22978 | 0.24487 | 0.26937 |  | 8.6667 | 5691.1761 | 3633.2563 | 4497.7514 | 5000.4152 | 5365.6316 | 6187.8022 | 7822.3049 | 9353.8664
8.75 | 0.024913 | 0.013718 | 0.018031 | 0.021985 | 0.025382 | 0.027715 | 0.03181 | 0.039353 |  | 8.75 | 1138.9764 | 1138.9612 | 1138.972 | 1138.9723 | 1138.9723 | 1138.9723 | 1138.9723 | 1139.2383 |  | 8.75 | 0 | 0 | 0 | 0 | 0 | 0 | 0 | 0 |  | 8.75 | 0 | 0 | 0 | 0 | 0 | 0 | 0 | 0 |  | oct | 8.75 | 1026.9059 | 1026.5 | 1026.5 | 1026.6934 | 1026.6947 | 1026.7168 | 1028.0181 | 1028.1681 |  | 8.75 | 0.20189 | 0.042001 | 0.07415 | 0.15342 | 0.20183 | 0.24973 | 0.32673 | 0.42909 |  | 8.75 | 1071.3574 | 0 | 0 | 895.214 | 1036.7448 | 1266.1084 | 1915.4018 | 2142.4072
8.8333 | 0.026569 | 0.017376 | 0.019939 | 0.024117 | 0.026395 | 0.029052 | 0.033285 | 0.037259 |  | 8.8333 | 1140.0588 | 1139.8018 | 1139.959 | 1140.0098 | 1140.0352 | 1140.1143 | 1140.1847 | 1140.4819 |  | 8.8333 | 0 | 0 | 0 | 0 | 0 | 0 | 0 | 0 |  | 8.8333 | 0 | 0 | 0 | 0 | 0 | 0 | 0 | 0 |  | nov | 8.8333 | 1026.7859 | 1026.5 | 1026.5 | 1026.5972 | 1026.5974 | 1026.8893 | 1027.3733 | 1027.9967 |  | 8.8333 | 0.18021 | 0.043767 | 0.073187 | 0.13753 | 0.18161 | 0.22143 | 0.28986 | 0.38173 |  | 8.8333 | 546.9474 | 0 | 0 | 463.1102 | 538.7123 | 661.7763 | 984.4411 | 1115.6704
8.9167 | 0.023917 | 0.014887 | 0.017532 | 0.021283 | 0.023899 | 0.02633 | 0.030344 | 0.035186 |  | 8.9167 | 1140.7582 | 1140.2611 | 1140.53 | 1140.6625 | 1140.7185 | 1140.894 | 1141.0411 | 1141.3899 |  | 8.9167 | 0 | 0 | 0 | 0 | 0 | 0 | 0 | 0 |  | 8.9167 | 0 | 0 | 0 | 0 | 0 | 0 | 0 | 0 |  | dec | 8.9167 | 1026.7368 | 1026.5 | 1026.5 | 1026.5486 | 1026.5487 | 1026.8906 | 1027.733 | 1028.3729 |  | 8.9167 | 0.17101 | 0.04406 | 0.070066 | 0.13242 | 0.16573 | 0.20625 | 0.27409 | 0.36438 |  | 8.9167 | 409.0794 | 0 | 0 | 366.4231 | 417.8546 | 494.3502 | 671.9536 | 863.9402
9 | 0.02579 | 0.01715 | 0.018945 | 0.02361 | 0.025764 | 0.028104 | 0.031696 | 0.036064 |  | 9 | 1141.2886 | 1140.5596 | 1140.9392 | 1141.1431 | 1141.2297 | 1141.4871 | 1141.7159 | 1142.2931 |  | 9 | 0 | 0 | 0 | 0 | 0 | 0 | 0 | 0 |  | 9 | 0 | 0 | 0 | 0 | 0 | 0 | 0 | 0 |  | jan | 9 | 1026.7272 | 1026.5 | 1026.5 | 1026.5243 | 1026.5244 | 1026.6953 | 1028.0676 | 1028.699 |  | 9 | 0.19982 | 0.070324 | 0.097355 | 0.16409 | 0.19849 | 0.23466 | 0.30103 | 0.38697 |  | 9 | 379.6992 | 0 | 155.308 | 307.2788 | 339.1623 | 407.5494 | 858.1831 | 1338.2453
9.0833 | 0.02577 | 0.017993 | 0.020106 | 0.02369 | 0.025358 | 0.02779 | 0.031513 | 0.035643 |  | 9.0833 | 1141.7708 | 1141.0251 | 1141.3467 | 1141.5737 | 1141.698 | 1141.9666 | 1142.3013 | 1143.0642 |  | 9.0833 | 0 | 0 | 0 | 0 | 0 | 0 | 0 | 0 |  | 9.0833 | 0 | 0 | 0 | 0 | 0 | 0 | 0 | 0 |  | feb | 9.0833 | 1026.6749 | 1026.5 | 1026.5 | 1026.5122 | 1026.5122 | 1026.5977 | 1027.4343 | 1028.9702 |  | 9.0833 | 0.13109 | 1.9786e-05 | 0.01809 | 0.078358 | 0.1385 | 0.17901 | 0.25568 | 0.28703 |  | 9.0833 | 162.64 | 0 | 0 | 0 | 220.0365 | 249.9696 | 316.4685 | 420.821
9.1667 | 0.028708 | 0.0144 | 0.017918 | 0.025124 | 0.029358 | 0.033482 | 0.03818 | 0.04219 |  | 9.1667 | 1142.2278 | 1141.3745 | 1141.6488 | 1141.8795 | 1142.1255 | 1142.5916 | 1143.1176 | 1143.4552 |  | 9.1667 | 0 | 0 | 0 | 0 | 0 | 0 | 0 | 0 |  | 9.1667 | 0 | 0 | 0 | 0 | 0 | 0 | 0 | 0 |  | mar | 9.1667 | 1026.7355 | 1026.5 | 1026.5 | 1026.5061 | 1026.5211 | 1026.719 | 1028.0796 | 1029.1525 |  | 9.1667 | 0.14115 | 0.00040443 | 0.011147 | 0.083096 | 0.13158 | 0.20476 | 0.29069 | 0.37619 |  | 9.1667 | 157.9778 | 0 | 0 | 0 | 203.424 | 240.0002 | 318.0733 | 734.9964
9.25 | 0.026736 | 0.016202 | 0.019995 | 0.023523 | 0.026875 | 0.029631 | 0.033976 | 0.037253 |  | 9.25 | 1142.7598 | 1141.7439 | 1141.8706 | 1142.3505 | 1142.8225 | 1143.1951 | 1143.6089 | 1143.8408 |  | 9.25 | 0 | 0 | 0 | 0 | 0 | 0 | 0 | 0 |  | 9.25 | 0 | 0 | 0 | 0 | 0 | 0 | 0 | 0 |  | apr | 9.25 | 1026.795 | 1026.5 | 1026.5 | 1026.5031 | 1026.5244 | 1026.895 | 1028.2588 | 1029.3347 |  | 9.25 | 0.12157 | 0.0003965 | 0.00077137 | 0.056371 | 0.10435 | 0.1798 | 0.26492 | 0.35389 |  | 9.25 | 140.7503 | 0 | 0 | 0 | 159.6186 | 245.2173 | 350.2302 | 648.1018
9.3333 | 0.030521 | 0.01073 | 0.012143 | 0.019915 | 0.029644 | 0.037716 | 0.055657 | 0.066911 |  | 9.3333 | 1143.2647 | 1141.97 | 1142.4524 | 1142.9092 | 1143.2957 | 1143.6561 | 1144.0088 | 1144.3259 |  | 9.3333 | 8099.9999 | 8099.9999 | 8099.9999 | 8099.9999 | 8099.9999 | 8099.9999 | 8099.9999 | 8099.9999 |  | 9.3333 | 0.2 | 0.2 | 0.2 | 0.2 | 0.2 | 0.2 | 0.2 | 0.2 |  | may | 9.3333 | 1026.888 | 1026.5 | 1026.5 | 1026.5015 | 1026.6932 | 1027.0295 | 1028.4531 | 1029.4541 |  | 9.3333 | 0.061998 | 0.00043722 | 0.00063844 | 0.0010152 | 0.034719 | 0.1038 | 0.20082 | 0.28502 |  | 9.3333 | 5810.4405 | 4281.9911 | 4414.8054 | 4613.9957 | 5068.7425 | 7729.9128 | 8016.8824 | 8134.5609
9.4167 | 0.035967 | 0.021167 | 0.022488 | 0.029081 | 0.035861 | 0.040877 | 0.049731 | 0.074294 |  | 9.4167 | 1141.6779 | 1140.5372 | 1141.0125 | 1141.2251 | 1141.6094 | 1142.0443 | 1142.5305 | 1143.2275 |  | 9.4167 | 8099.9999 | 8099.9999 | 8099.9999 | 8099.9999 | 8099.9999 | 8099.9999 | 8099.9999 | 8099.9999 |  | 9.4167 | 0.2 | 0.2 | 0.2 | 0.2 | 0.2 | 0.2 | 0.2 | 0.2 |  | jun | 9.4167 | 1028.6254 | 1026.5 | 1026.5007 | 1026.5061 | 1029.4426 | 1029.4463 | 1029.4481 | 1029.4481 |  | 9.4167 | 0.15323 | 0.099771 | 0.11357 | 0.13088 | 0.14437 | 0.16478 | 0.23056 | 0.25314 |  | 9.4167 | 8891.8791 | 4506.2575 | 7610.1413 | 7854.3141 | 9349.1814 | 9427.5741 | 9540.0356 | 9582.883
9.5 | 0.039917 | 0.021016 | 0.025833 | 0.033882 | 0.040542 | 0.045554 | 0.052444 | 0.058734 |  | 9.5 | 1140.5832 | 1138.9594 | 1139.7776 | 1140.0991 | 1140.5708 | 1141.1189 | 1141.418 | 1142.0172 |  | 9.5 | 7645.3177 | 3039.489 | 6033.8359 | 7513.3854 | 8099.9999 | 8099.9999 | 8099.9999 | 8099.9999 |  | 9.5 | 0.2 | 0.2 | 0.2 | 0.2 | 0.2 | 0.2 | 0.2 | 0.2 |  | jul | 9.5 | 1027.6229 | 1026.5 | 1026.5004 | 1026.5031 | 1028.0121 | 1028.0139 | 1028.0149 | 1029.4376 |  | 9.5 | 0.15284 | 0.051944 | 0.095664 | 0.12445 | 0.15333 | 0.17798 | 0.21354 | 0.25062 |  | 9.5 | 7858.3053 | 4083.4097 | 4731.428 | 7600.5762 | 8373.5162 | 8418.2522 | 8500.0432 | 9446.4853
9.5833 | 0.034184 | 0.0099015 | 0.015898 | 0.028649 | 0.034762 | 0.041069 | 0.050673 | 0.069091 |  | 9.5833 | 1139.4645 | 1138.901 | 1138.9011 | 1138.9019 | 1139.2542 | 1139.9905 | 1140.4709 | 1141.1973 |  | 9.5833 | 5237.7454 | 2728.4263 | 3177.785 | 3666.2437 | 4603.2845 | 7099.407 | 8099.9999 | 8099.9999 |  | 9.5833 | 0.2 | 0.2 | 0.2 | 0.2 | 0.2 | 0.2 | 0.2 | 0.2 |  | aug | 9.5833 | 1027.2766 | 1026.5 | 1026.5002 | 1027.1166 | 1027.2668 | 1027.2679 | 1029.4309 | 1029.4453 |  | 9.5833 | 0.15074 | 0.0099025 | 0.052376 | 0.11092 | 0.15055 | 0.19252 | 0.25333 | 0.302 |  | 9.5833 | 5819.0551 | 136.4275 | 1939.8924 | 4906.519 | 5763.4571 | 7551.603 | 8266.4644 | 9346.4151
9.6667 | 0.039169 | 0.030068 | 0.033652 | 0.036802 | 0.03869 | 0.041305 | 0.046845 | 0.05068 |  | 9.6667 | 1138.9989 | 1138.9218 | 1138.9272 | 1138.9277 | 1138.928 | 1138.9281 | 1139.333 | 1140.2474 |  | 9.6667 | 3939.5971 | 2765.9193 | 3103.5414 | 3527.3873 | 3660.766 | 4099.5617 | 5634.6537 | 8099.9999 |  | 9.6667 | 0.2 | 0.2 | 0.2 | 0.2 | 0.2 | 0.2 | 0.2 | 0.2 |  | sep | 9.6667 | 1027.4453 | 1026.5 | 1026.5001 | 1026.8889 | 1026.8895 | 1028.006 | 1029.4597 | 1029.4597 |  | 9.6667 | 0.21077 | 0.12468 | 0.1449 | 0.2038 | 0.22168 | 0.22909 | 0.23958 | 0.25969 |  | 9.6667 | 5777.9581 | 3842.3584 | 4449.9025 | 5106.8208 | 5498.5531 | 6417.619 | 7981.6545 | 9353.8702
9.75 | 0.025741 | 0.014131 | 0.018143 | 0.022774 | 0.025397 | 0.028384 | 0.034134 | 0.043073 |  | 9.75 | 1138.9766 | 1138.962 | 1138.9722 | 1138.9723 | 1138.9723 | 1138.9723 | 1138.9723 | 1139.1561 |  | 9.75 | 0 | 0 | 0 | 0 | 0 | 0 | 0 | 0 |  | 9.75 | 0 | 0 | 0 | 0 | 0 | 0 | 0 | 0 |  | oct | 9.75 | 1026.9837 | 1026.5 | 1026.5 | 1026.6945 | 1026.6948 | 1027.2634 | 1028.0208 | 1028.127 |  | 9.75 | 0.21766 | 0.023177 | 0.096966 | 0.17054 | 0.21997 | 0.27415 | 0.32361 | 0.40095 |  | 9.75 | 1154.6759 | 0 | 579.402 | 951.8752 | 1073.209 | 1376.8933 | 1881.5583 | 2142.5374
9.8333 | 0.027357 | 0.016089 | 0.020509 | 0.024617 | 0.026754 | 0.030142 | 0.035931 | 0.039907 |  | 9.8333 | 1140.0576 | 1139.801 | 1139.9581 | 1140.0089 | 1140.0341 | 1140.1133 | 1140.1846 | 1140.4088 |  | 9.8333 | 0 | 0 | 0 | 0 | 0 | 0 | 0 | 0 |  | 9.8333 | 0 | 0 | 0 | 0 | 0 | 0 | 0 | 0 |  | nov | 9.8333 | 1026.7954 | 1026.5 | 1026.5 | 1026.5973 | 1026.5974 | 1026.8893 | 1027.3259 | 1028.6962 |  | 9.8333 | 0.19361 | 0.028033 | 0.091808 | 0.1473 | 0.1936 | 0.24564 | 0.29007 | 0.34992 |  | 9.8333 | 582.237 | 0 | 0 | 489.7389 | 553.9964 | 688.1396 | 961.1721 | 1115.7628
9.9167 | 0.02492 | 0.013974 | 0.016944 | 0.022405 | 0.024576 | 0.027615 | 0.032343 | 0.035275 |  | 9.9167 | 1140.7555 | 1140.2603 | 1140.5199 | 1140.6594 | 1140.723 | 1140.871 | 1141.0151 | 1141.3132 |  | 9.9167 | 0 | 0 | 0 | 0 | 0 | 0 | 0 | 0 |  | 9.9167 | 0 | 0 | 0 | 0 | 0 | 0 | 0 | 0 |  | dec | 9.9167 | 1026.714 | 1026.5 | 1026.5 | 1026.5486 | 1026.5487 | 1026.8884 | 1027.6957 | 1029.0668 |  | 9.9167 | 0.18383 | 0.032173 | 0.082993 | 0.13921 | 0.18405 | 0.2306 | 0.28035 | 0.32724 |  | 9.9167 | 414.2826 | 0 | 0 | 366.8823 | 429.4668 | 510.3166 | 659.1708 | 777.7926
10 | 0.026353 | 0.012903 | 0.019737 | 0.023528 | 0.026715 | 0.029634 | 0.031769 | 0.033236 |  | 10 | 1141.2844 | 1140.5583 | 1140.9226 | 1141.139 | 1141.2405 | 1141.4524 | 1141.667 | 1142.1464 |  | 10 | 0 | 0 | 0 | 0 | 0 | 0 | 0 | 0 |  | 10 | 0 | 0 | 0 | 0 | 0 | 0 | 0 | 0 |  | jan | 10 | 1026.6992 | 1026.5 | 1026.5 | 1026.5243 | 1026.5244 | 1026.6953 | 1028.0378 | 1029.3503 |  | 10 | 0.21191 | 0.059217 | 0.113 | 0.17309 | 0.214 | 0.25691 | 0.30259 | 0.34371 |  | 10 | 373.1205 | 0 | 193.5744 | 311.6971 | 345.6091 | 410.0521 | 547.5987 | 1291.7937
Note on A2: GoldSim Version: 10.50.200 Model: C:\Projects\Faro\Model\Current Model\FMC_WB_WQModel_V2.0\X14Analysis\FMC_WB_WQModel_V2.07_S1f.gsm Element ID: \Faro_SWWQM\Results\SingleWQ_4Dash\SingleWQ_X14\R_SingleWQ Element Description: Simulated on: 6/17/2013 16:47:32 Exported on: 6/17/2013 16:48:05 # of Realizations: 100 # of Time Values: 121 Time Display Units: yr
Note on L2: GoldSim Version: 10.50.200 Model: C:\Projects\Faro\Model\Current Model\FMC_WB_WQModel_V2.0\X14Analysis\FMC_WB_WQModel_V2.07_S1f.gsm Element ID: \Faro_SWWQM\Results\StorageResults\R_Elev_FaroPit Element Description: Simulated on: 6/17/2013 16:47:32 Exported on: 6/17/2013 16:48:10 # of Realizations: 100 # of Time Values: 121 Time Display Units: yr
Note on W2: GoldSim Version: 10.50.200 Model: C:\Projects\Faro\Model\Current Model\FMC_WB_WQModel_V2.0\X14Analysis\FMC_WB_WQModel_V2.07_S1f.gsm Element ID: \Faro_SWWQM\Results\FlowsResults\R_Faro_WTP Element Description: Simulated on: 6/17/2013 16:47:32 Exported on: 6/17/2013 16:48:08 # of Realizations: 100 # of Time Values: 121 Time Display Units: yr
Note on AH2: GoldSim Version: 10.50.200 Model: C:\Projects\Faro\Model\Current Model\FMC_WB_WQModel_V2.0\X14Analysis\FMC_WB_WQModel_V2.07_S1f.gsm Element ID: \Faro_SWWQM\Results\SingleWQ_4Dash\SingleWQ_EfluentWTP_Faro\R_SingleWQ Element Description: Simulated on: 6/17/2013 16:47:32 Exported on: 6/17/2013 16:48:07 # of Realizations: 100 # of Time Values: 121 Time Display Units: yr
Note on AS2: GoldSim Version: 10.50.200 Model: C:\Projects\Faro\Model\Current Model\FMC_WB_WQModel_V2.0\X14Analysis\FMC_WB_WQModel_V2.07_S1f.gsm Element ID: \Faro_SWWQM\Results\StorageResults\R_Elev_CVD Element Description: Simulated on: 6/17/2013 16:47:32 Exported on: 6/17/2013 16:48:11 # of Realizations: 100 # of Time Values: 121 Time Display Units: yr
Note on BD2: GoldSim Version: 10.50.200 Model: C:\Projects\Faro\Model\Current Model\FMC_WB_WQModel_V2.0\X14Analysis\FMC_WB_WQModel_V2.07_S1f.gsm Element ID: \Faro_SWWQM\Results\SingleWQ_4Dash\SingleWQ_CVD\R_SingleWQ Element Description: Simulated on: 6/17/2013 16:47:32 Exported on: 6/17/2013 16:48:06 # of Realizations: 100 # of Time Values: 121 Time Display Units: yr
Note on BO2: GoldSim Version: 10.50.200 Model: C:\Projects\Faro\Model\Current Model\FMC_WB_WQModel_V2.0\X14Analysis\FMC_WB_WQModel_V2.07_S1f.gsm Element ID: \Faro_SWWQM\Results\FlowsResults\R_Q_CVPOUT Element Description: Simulated on: 6/17/2013 16:47:32 Exported on: 6/17/2013 16:48:09 # of Realizations: 100 # of Time Values: 121 Time Display Units: yr
Note on AH4: GoldSim Version: 10.50.200 Model: C:\Projects\Faro\Model\Current Model\FMC_WB_WQModel_V2.0\X14Analysis\FMC_WB_WQModel_V2.04_S4.gsm Element ID: \Faro_SWWQM\Results\SingleWQ_4Dash\SingleWQ_EfluentWTP_Faro\R_SingleWQ Element Description: Simulated on: 5/10/2013 12:06:40 Exported on: 5/10/2013 12:10:14 # of Realizations: 100 # of Time Values: 121 Time Display Units: yr

## Calcs
| C-1f | - Scenario C-1f
|  | Plot A- Zinc Concentrations at X14 | [6 empty] | Plot C - Faro Pit Elevation |  |  |  | Plot B - CVP Operation |  |  |  | Plot D - CVP Zinc Concentration |  |  |  | Plot D - CVP Discharges
|  | Plot A- Zinc Concentrations at X14 - Scenario C-1f | [6 empty] | Plot C - Faro Pit Elevation - Scenario C-1f |  |  |  | Plot B - CVP Operation - Scenario C-1f |  |  |  | Plot D - CVP Zinc Concentration - Scenario C-1f |  |  |  | Plot D - CVP Discharges | [7 empty] | X2 Zinc
[9 empty] | 2004-01-15 | 1141.6951 |  |  | 2004-02-12 | 1030.329 |  |  | 2004-04-14 | 0.2415 |  |  | 2005-01-31 |  | 0 |  | Date/Time | CVP_Outflow [l/s] | 31778 | 1987-01-01 | 0.05
[9 empty] | 2004-01-30 | 1141.7956 |  |  | 2004-02-23 | 1030.23 |  |  | 2004-07-12 | 0.11 |  |  | 2005-02-28 | 110.2678 | 1747.7804 |  | 2004-02-12 | 0 |  | 1987-02-01 | 0.07
| 27395 | 1975-01-01 | [6 empty] | 2004-02-15 | 1141.884 |  |  | 2004-02-29 | 1030.065 |  |  | 2004-08-09 | 0.17 |  |  | 2005-03-31 | 267.8995 | 4246.2935 |  | 2004-02-13 | 21.343 |  | 1987-03-01 | 0.06
| 27548 | 1975-06-03 | 0.1 | 0-0.1 | 0.1 | 750 | 84.55% |  | 2004-02-29 | 1141.945 |  |  | 2004-03-04 | 1030.038 |  |  | 2004-10-12 | 0.4 |  |  | 2005-04-30 | 0 | 0 |  | 2004-02-14 | 21.343 |  | 1987-04-01 | 0.04 | 0.04
|  | 1975-06-11 | 0.08 | 0.1-0.2 | 0.2 | 117 | 13.19% |  | 2004-03-15 | 1142.0364 |  |  | 2004-03-08 | 1029.715 |  |  | 2004-10-26 |  |  |  | 2005-05-31 | 297.432 | 4714.3939 |  | 2004-02-15 | 21.343 |  | 1987-05-01 | 0.1
|  | 1975-06-17 | 0.04 | 0.2-0.3 | 0.3 | 8 | 0.9019% |  | 2004-03-31 | 1142.1248 |  |  | 2004-04-19 | 1030.165 |  |  | 2004-11-15 | 0.52 |  |  | 2005-06-30 | 435.828 | 6908.0151 |  | 2004-02-16 | 21.343 |  | 1987-06-01 | 0.03
|  | 1975-07-02 | 0.05 | 0.3-0.4 | 0.4 | 4 | 0.451% |  | 2004-04-15 | 1142.1858 |  |  | 2004-04-22 | 1030.3 |  |  | 2005-01-21 | 0.4 |  |  | 2005-07-31 | 351.6432 | 5573.6583 |  | 2004-02-17 | 21.343 |  | 1987-07-01 | 0.03
|  | 1975-07-08 | 0.1 | 0.4-0.5 | 0.5 | 0 | 0% |  | 2004-04-30 | 1142.2742 |  |  | 2004-04-23 | 1030.27 |  |  | 2005-02-08 | 0.27 |  |  | 2005-08-31 | 273.2532 | 4331.1515 |  | 2004-02-18 | 21.343 |  | 1987-08-01 | 0.05
|  | 1975-07-16 | 0.02 | 0.5-1 | 1 | 7 | 0.7892% |  | 2004-05-15 | 1142.4662 |  |  | 2004-04-26 | 1030.15 |  |  | 2005-04-11 | 0.22 |  |  | 2005-09-30 | 274.1472 | 4345.3219 |  | 2004-02-19 | 21.343 |  | 1987-08-11 | 0.05
|  | 1975-07-24 | 0.02 | 1-2 | 2 | 1 | 0.1127% |  | 2004-05-18 | 1142.515 |  |  | 2004-04-30 | 1029.882 |  |  | 2005-05-31 | 0.2 |  |  | 2005-10-31 | 36.7835 | 583.0308 |  | 2004-02-20 | 21.343 |  | 1987-09-01 | 0.04
|  | 1975-07-28 | 0.01 |  | 10 | 0 | 0% |  | 2004-05-23 | 1142.4754 |  |  | 2004-05-03 | 1029.795 |  |  | 2005-11-02 | 0.65 |  |  | 2005-11-30 | 0 | 0 |  | 2004-02-21 | 21.343 |  | 1987-09-08 | 0.04
|  | 1975-08-05 | 0.01 |  | 20 | 0 | 0% |  | 2004-05-25 | 1142.4357 |  |  | 2004-05-06 | 1029.702 |  |  | 2005-12-15 | 0.61 |  |  | 2005-12-31 | 0 | 0 |  | 2004-02-22 | 21.343 |  | 1987-10-01 | 0.06
|  | 1975-08-12 | 0.01 | [5 empty] | 2004-05-31 | 1142.326 |  |  | 2004-05-10 | 1029.61 |  |  | 2006-01-23 | 0.39 |  |  | 2006-01-31 | 0 | 0 |  | 2004-02-23 | 21.343 |  | 1987-10-06 | 0.06
|  | 1975-08-19 | 0.07 |  |  | 887 |  |  | 2004-06-07 | 1142.2711 |  |  | 2004-05-11 | 1029.644 |  |  | 2006-02-14 |  |  |  | 2006-02-28 | 0 | 0 |  | 2004-02-24 | 65.213 |  | 1987-11-01 | 0.05
|  | 1975-08-27 | 0.01 | [5 empty] | 2004-06-14 | 1142.1949 |  |  | 2004-05-12 | 1029.645 |  |  | 2006-03-24 | 0.59 |  |  | 2006-03-31 | 0 | 0 |  | 2004-02-25 | 65.213 |  | 1987-11-10 | 0.05
|  | 1975-09-02 | 146 | [5 empty] | 2004-06-21 | 1142.0608 |  |  | 2004-05-13 | 1029.658 |  |  | 2006-04-25 | 0.049 |  |  | 2006-04-30 | 0 | 0 |  | 2004-02-26 | 65.213 |  | 1987-12-01 | 0.02
|  | 1975-09-09 | 0.03 | [5 empty] | 2004-06-28 | 1142.0944 |  |  | 2004-05-16 | 1029.642 |  |  | 2006-05-18 | 0.047 |  |  | 2006-05-31 | 286.9323 | 4547.9689 |  | 2004-02-27 | 65.213 |  | 1987-12-09 | 0.02
|  | 1975-09-16 | 0.08 | [5 empty] | 2004-07-05 | 1142.1462 |  |  | 2004-05-21 | 1029.61 |  |  | 2006-09-12 | 0.23 |  |  | 2006-06-30 | 286.3384 | 4538.5554 |  | 2004-02-28 | 65.213 |  | 1988-01-27 | 0.045
|  | 1975-09-24 | 0.01 | [5 empty] | 2004-07-09 | 1142.1797 |  |  | 2004-05-28 | 1029.73 |  |  | 2006-10-17 | 0.49 |  |  | 2006-07-31 | 314.195 | 4980.0929 |  | 2004-02-29 | 65.213 |  | 1988-02-17 | 0.036
|  | 1975-10-14 | 0.01 | [5 empty] | 2004-07-12 | 1142.1949 |  |  | 2004-06-02 | 1029.803 |  |  | 2006-11-14 | 0.5 |  |  | 2006-08-31 | 234.7973 | 3721.6128 |  | 2004-03-01 | 16.007 |  | 1988-03-24 | 0.035
|  | 1977-01-04 | 0.02 | [5 empty] | 2004-07-19 | 1142.0669 |  |  | 2004-06-07 | 1029.868 |  |  | 2006-12-13 | 0.35 |  |  | 2006-09-30 | 93.8675 | 1487.8302 |  | 2004-03-02 | 16.007 |  | 1988-04-25 | 0.15 | 0.15
|  | 1977-01-11 | 0.1 | [5 empty] | 2004-07-26 | 1142.1157 |  |  | 2004-06-21 | 1029.698 |  |  | 2007-01-16 | 0.39 |  |  | 2006-10-31 | 0 | 0 |  | 2004-03-03 | 16.007 |  | 1988-05-25 | 0.017
|  | 1977-01-13 | 0.03 | [5 empty] | 2004-07-31 | 1142.1553 |  |  | 2004-07-08 | 1029.868 |  |  | 2007-02-15 | 0.3 |  |  | 2006-11-30 | 0 | 0 |  | 2004-03-04 | 16.007 |  | 1988-06-07 | 0.015
|  | 1977-01-17 | 0.06 | [5 empty] | 2004-08-15 | 1142.2407 |  |  | 2004-07-16 | 1029.805 |  |  | 2007-03-12 | 0.29 |  |  | 2006-12-31 | 0 | 0 |  | 2004-03-05 | 188.19 |  | 1988-07-11 | 0.027
|  | 1977-01-24 | 0.04 | [5 empty] | 2004-08-23 | 1142.2711 |  |  | 2004-07-30 | 1029.74 |  |  | 2007-04-19 | 0.24 |  |  | 2007-01-31 | 0 | 0 |  | 2004-03-06 | 188.19 |  | 1988-08-16 | 0.013
|  | 1977-01-27 | 0.04 | [5 empty] | 2004-08-31 | 1142.0334 |  |  | 2004-08-12 | 1029.868 |  |  | 2007-05-15 | 0.032 |  |  | 2007-02-28 | 0 | 0 |  | 2004-03-07 | 188.19 |  | 1988-09-13 | 0.025
|  | 1977-02-01 | 0.03 | [5 empty] | 2004-09-07 | 1141.8597 |  |  | 2004-08-19 | 1029.93 |  |  | 2007-11-14 | 0.19 |  |  | 2007-03-31 | 0 | 0 |  | 2004-03-08 | 188.19 |  | 1988-10-06 | 0.082
|  | 1977-02-08 | 0.04 | [5 empty] | 2004-09-15 | 1141.689 |  |  | 2004-09-17 | 1028.902 |  |  | 2007-12-10 | 0.21 |  |  | 2007-04-30 | 75.8628 | 1202.4505 |  | 2004-03-09 | 0 |  | 1988-11-01 | 0.021
|  | 1977-02-14 | 0.06 | [5 empty] | 2004-09-18 | 1141.6798 |  |  | 2004-09-24 | 1029.03 |  |  | 2007-12-11 |  |  |  | 2007-05-31 | 182.2493 | 2888.7098 |  | 2004-03-10 | 0 |  | 1988-11-30 | 0.022
|  | 1977-02-21 | 0.05 | [5 empty] | 2004-09-30 | 1141.7499 |  |  | 2004-10-05 | 1029.202 |  |  | 2008-01-08 | 0.16 |  |  | 2007-06-30 | 223.0797 | 3535.8851 |  | 2004-03-11 | 0 |  | 1989-02-07 | 0.025
|  | 1977-03-01 | 0.02 | [5 empty] | 2004-10-15 | 1141.8566 |  |  | 2004-10-08 | 1029.252 |  |  | 2008-02-19 | 0.12 |  |  | 2007-07-31 | 225.2206 | 3569.8185 |  | 2004-03-12 | 0 |  | 1989-05-09 | 0.024
|  | 1977-03-07 | 0.03 | [5 empty] | 2004-10-31 | 1141.9511 |  |  | 2004-10-14 | 1029.345 |  |  | 2008-03-18 | 0.12 |  |  | 2007-08-31 | 239.9144 | 3802.7214 |  | 2004-03-13 | 0 |  | 1989-05-31 | 0.0145
|  | 1977-03-15 | 0.1 | [5 empty] | 2004-11-15 | 1142.0395 |  |  | 2004-10-21 | 1029.261 |  |  | 2008-11-04 | 0.17 |  |  | 2007-09-30 | 119.7801 | 1898.5539 |  | 2004-03-14 | 0 |  | 1989-06-13 | 0.024
|  | 1977-03-21 | 0.02 | [5 empty] | 2004-11-30 | 1142.1248 |  |  | 2004-10-25 | 1028.782 |  |  | 2008-11-04 10:30 |  |  |  | 2007-10-31 | 49.5412 | 785.2439 |  | 2004-03-15 | 0 |  | 1989-07-10 | 0.037
|  | 1977-03-28 | 0.01 | [5 empty] | 2004-12-15 | 1142.2346 |  |  | 2004-10-26 | 1028.748 |  |  | 2008-12-01 | 0.19 |  |  | 2007-11-30 | 0 | 0 |  | 2004-03-16 | 0 |  | 1989-07-25 | 0.012
|  | 1977-04-04 | 0.12 | [5 empty] | 2004-12-31 | 1142.3351 |  |  | 2004-10-28 | 1028.795 |  |  | 2008-12-01 12:10 |  |  |  | 2007-12-31 | 0 | 0 |  | 2004-03-17 | 0 |  | 1989-07-28 | 0.042
|  | 1977-04-11 | 0.24 | [5 empty] | 2005-01-15 | 1142.4144 |  |  | 2004-10-28 | 1028.795 |  |  | 2008-12-03 |  |  |  | 2010-04-01 | 96.996 | 1537.4179 |  | 2004-03-18 | 0 |  | 1989-08-14 | 0.017
|  | 1977-04-18 | 0.05 | [5 empty] | 2005-01-31 | 1142.4845 |  |  | 2004-11-04 | 1028.929 |  |  | 2009-01-12 | 0.18 |  |  | 2010-05-01 | 325 | 5151.355 |  | 2004-03-19 | 0 |  | 1989-09-06
|  | 1977-04-25 | 0.16 | [5 empty] | 2005-02-15 | 1142.5576 |  |  | 2004-11-09 | 1029.02 |  |  | 2009-02-02 | 0.17 |  |  | 2010-06-01 | 391.801 | 6210.1724 |  | 2004-03-20 | 0 |  | 1989-09-11 | 0.013
|  | 1977-05-02 | 0.16 | [5 empty] | 2005-03-15 | 1142.675 |  |  | 2004-11-17 | 1029.135 |  |  | 2009-03-03 16:30 | 0.19 |  |  | 2010-07-01 | 417.278 | 6613.9911 |  | 2004-03-21 | 0 |  | 1989-09-18 | 0.013
|  | 1977-05-09 | 0.26 | [5 empty] | 2005-03-31 | 1142.7466 |  |  | 2004-11-24 | 1029.24 |  |  | 2009-03-24 |  |  |  | 2010-08-01 | 293.398 | 4650.4531 |  | 2004-03-22 | 0 |  | 1989-10-16 | 0.017
|  | 1977-05-16 | 0.14 | [5 empty] | 2005-04-15 | 1142.8045 |  |  | 2004-12-01 | 1029.33 |  |  | 2009-03-24 14:15 |  |  |  | 2010-09-01 | 248.33 | 3936.1107 |  | 2004-03-23 | 0 |  | 1989-11-06 | 0.021
|  | 1977-05-24 | 0.1 | [5 empty] | 2005-04-30 | 1142.96 |  |  | 2004-12-15 | 1029.515 |  |  | 2009-04-06 14:50 | 0.0927 |  |  | 2010-11-01 | 195 | 3090.813 |  | 2004-03-24 | 0 |  | 1989-12-11 | 0.024
|  | 1977-05-31 | 0.04 | [5 empty] | 2005-05-07 | 1142.9752 |  |  | 2004-12-22 | 1029.58 |  |  | 2009-05-04 13:45 | 0.009 |  |  | 2010-12-01 | 179.583 | 2846.4486 |  | 2004-03-25 | 0 |  | 1990-01-15 | 0.029
|  | 1977-06-06 | 0.05 | [5 empty] | 2005-05-15 | 1143.0118 |  |  | 2005-01-17 | 1029.878 |  |  | 2009-06-08 00:10 |  |  |  | 2011-03-01 | 123.935 | 1964.4098 |  | 2004-03-26 | 0 |  | 1990-02-12 | 0.057
|  | 1977-06-14 | 0.06 | [5 empty] | 2005-05-18 | 1143.0606 |  |  | 2005-01-25 | 1029.94 |  |  | 2009-06-08 12:10 | 0.0435 |  |  | 2011-04-01 | 138.125 | 2189.3259 |  | 2004-03-27 | 0 |  | 1990-03-12 | 0.097
|  | 1977-06-22 | 0.08 | [5 empty] | 2005-05-31 | 1142.9356 |  |  | 2005-02-03 | 1030.03 |  |  | 2009-07-13 10:20 | 0.185 |  |  | 2011-05-01 | 312.34 | 4950.6899 |  | 2004-03-28 | 0 |  | 1990-04-17 | 0.093 | 0.093
|  | 1977-06-27 | 0.13 | [5 empty] | 2005-06-15 | 1142.7893 |  |  | 2005-02-10 | 1030.09 |  |  | 2009-08-06 16:50 | 0.191 |  |  | 2011-06-01 | 273.642 | 4337.3141 |  | 2004-03-29 | 0 |  | 1990-05-01 | 0.0715
|  | 1977-07-04 | 0.11 | [5 empty] | 2005-06-20 | 1142.704 |  |  | 2005-02-17 | 1030.134 |  |  | 2009-09-03 14:45 | 0.236 |  |  | 2011-07-01 | 285.007 | 4517.453 |  | 2004-03-30 | 0 |  | 1990-05-14 | 0.035
|  | 1977-07-11 | 0.08 | [5 empty] | 2005-06-27 | 1142.5851 |  |  | 2005-02-22 | 1030.176 |  |  | 2009-09-09 11:40 |  |  |  | 2011-08-01 | 362.694 | 5748.8171 |  | 2004-03-31 | 0 |  | 1990-06-11 | 0.013
|  | 1977-07-19 | 0.12 | [5 empty] | 2005-06-30 | 1142.5455 |  |  | 2005-02-23 | 1030.045 |  |  | 2009-09-24 18:10 | 0.591 |  |  | 2011-09-01 | 357.102 | 5660.1821 |  | 2004-04-01 | 0 |  | 1990-07-06 | 0.01
|  | 1978-01-05 | 0.04 | [5 empty] | 2005-07-05 | 1142.4357 |  |  | 2005-02-24 | 1029.854 |  |  | 2009-10-04 14:20 | 0.397 |  |  | 2011-11-01 | 253 | 4010.1317 |  | 2004-04-02 | 0 |  | 1990-07-11 | 0.0045
|  | 1978-01-10 | 0.03 | [5 empty] | 2005-07-11 | 1142.3412 |  |  | 2005-02-25 | 1029.693 |  |  | 2009-11-05 09:05 | 0.293 |  |  | 2011-12-01 | 266.83 | 4229.3417 |  | 2004-04-03 | 0 |  | 1990-07-12 | 0.0065
|  | 1978-01-17 | 0.04 | [5 empty] | 2005-07-18 | 1142.2254 |  |  | 2005-02-26 | 1029.525 |  |  | 2009-11-05 21:05 |  |  |  | 2012-03-01 |  | 0 |  | 2004-04-04 | 0 |  | 1990-08-08 | 0.011
|  | 1978-01-23 | 0.07 | [5 empty] | 2005-07-25 | 1142.0944 |  |  | 2005-02-27 | 1029.355 |  |  | 2009-12-01 14:21 | 0.348 |  |  | 2012-04-01 | 191.115 | 3029.2345 |  | 2004-04-05 | 0 |  | 1990-10-02 | 0.0145
|  | 1978-01-31 | 0.07 | [5 empty] | 2005-07-31 | 1141.9938 |  |  | 2005-02-28 | 1029.185 |  |  | 2010-01-11 |  |  |  | 2012-05-01 | 240.043 | 3804.7591 |  | 2004-04-06 | 0 |  | 1991-01-02 | 0.018
|  | 1978-02-08 | 0.01 | [5 empty] | 2005-08-01 | 1141.9755 |  |  | 2005-03-02 | 1029.03 |  |  | 2010-01-11 12:12 | 0.453 |  |  | 2012-06-01 | 300.143 | 4757.3635 |  | 2004-04-07 | 0 |  | 1991-02-04 | 0.017
|  | 1978-02-15 | [6 empty] | 2005-08-08 | 1141.8353 |  |  | 2005-03-03 | 1028.94 |  |  | 2010-02-22 |  |  |  | 2012-07-01 | 368.829 | 5846.0588 |  | 2004-04-08 | 0 |  | 1991-02-27 | 0.0245 |  |  |  | 2004-01-01 | 37987
|  | 1978-02-22 | 0.08 | [5 empty] | 2005-08-15 | 1141.689 |  |  | 2005-03-06 | 1028.58 |  |  | 2010-02-22 08:50 | 0.34 |  |  | 2012-08-01 | 342.293 | 5425.4546 |  | 2004-04-09 | 0 |  | 1991-03-04 | 0.025
|  | 1978-03-01 | 0.04 | [5 empty] | 2005-08-22 | 1141.5488 |  |  | 2005-03-07 | 1028.443 |  |  | 2010-03-02 |  |  |  | 2012-09-01 |  | 0 |  | 2004-04-10 | 0 |  | 1991-04-01 | 0.047 | 0.047
|  | 1978-03-09 | 0.03 | [5 empty] | 2005-08-29 | 1141.4238 |  |  | 2005-03-08 | 1028.34 |  |  | 2010-03-02 11:30 | 0.326 |  |  | 2012-01-01 | 1046.9385 | 916.1108 | 1165.2664 | 2004-04-11 | 0 |  | 1991-05-01 | 0.096
|  | 1978-03-14 | 0.08 | [5 empty] | 2005-08-31 | 1141.3903 |  |  | 2005-03-09 | 1028.195 |  |  | 2010-04-13 |  |  |  | 2012-02-01 | 588.5939 | 0 | 689.6122 | 2004-04-12 | 0 |  | 1991-05-08 | 0.028
|  | 1978-03-22 | 0.09 | [5 empty] | 2005-09-05 | 1141.2866 |  |  | 2005-03-10 | 1028.18 |  |  | 2010-04-13 11:00 | 0.203 |  |  | 2012-03-01 | 397.9128 | 0 | 494.787 | 2004-04-13 | 0 |  | 1991-06-04 | 0.013
|  | 1978-03-28 | 0.03 | [5 empty] | 2005-09-12 | 1141.1556 |  |  | 2005-03-11 | 1028.05 |  |  | 2010-05-03 |  |  |  | 2012-04-01 | 328.4518 | 0 | 438.5432 | 2004-04-14 | 0 |  | 1991-07-02 | 0.068
|  | 1978-04-03 | 1 | [5 empty] | 2005-09-15 | 1141.0946 |  |  | 2005-03-12 | 1027.885 |  |  | 2010-05-03 15:44 | 0.0628 |  |  | 2012-05-01 | 7841.7631 | 4251.8998 | 8178.6553 | 2004-04-15 | 0 |  | 1991-07-17 | 0.068
|  | 1978-04-11 | 0.03 | [5 empty] | 2005-09-19 | 1141.0154 |  |  | 2005-03-13 | 1027.745 |  |  | 2010-05-03 15:54 |  |  |  | 2012-06-01 | 7797.8661 | 7517.5584 | 9589.7854 | 2004-04-16 | 0 |  | 1991-07-24 | 0.0035
|  | 1978-04-17 | 1 | [5 empty] | 2005-09-30 | 1141.1098 |  |  | 2005-03-14 | 1027.605 |  |  | 2010-06-04 |  |  |  | 2012-07-01 | 7614.5916 | 4123.8258 | 8591.6427 | 2004-04-17 | 0 |  | 1991-08-05 | 0.034
|  | 1978-04-25 | 0.15 | [5 empty] | 2005-10-13 | 1141.1952 |  |  | 2005-03-15 | 1027.457 |  |  | 2010-06-04 09:24 | 0.365 |  |  | 2012-08-01 | 6496.6977 | 1821.5693 | 9275.7089 | 2004-04-18 | 0 |  | 1991-09-03 | 0.022
|  | 1978-05-01 | 0.33 | [5 empty] | 2005-10-17 | 1141.2165 |  |  | 2005-03-16 | 1027.28 |  |  | 2010-07-10 |  |  |  | 2012-09-01 | 5099.2864 | 3597.4501 | 9357.0408 | 2004-04-19 | 0 |  | 1991-09-10 | 0.069
|  | 1978-05-08 | 0.2 | [5 empty] | 2005-10-31 | 1141.3049 |  |  | 2005-03-18 | 1027.018 |  |  | 2010-07-10 15:12 | 0.173 |  |  | 2012-10-01 | 1018.5474 | 0 | 2144.0268 | 2004-04-20 | 0 |  | 1991-10-07 | 0.025
|  | 1978-05-16 | 0.12 | [5 empty] | 2005-11-15 | 1141.4238 |  |  | 2005-03-21 | 1026.58 |  |  | 2010-08-03 |  |  |  | 2012-11-01 | 532.7976 | 0 | 1115.9244 | 2004-04-21 | 0 |  | 1991-11-06 | 0.03475
|  | 1978-05-23 | 0.08 | [5 empty] | 2005-11-30 | 1141.5305 |  |  | 2005-03-22 | 1026.453 |  |  | 2010-08-03 13:47 | 0.299 |  |  | 2012-12-01 | 413.0719 | 0 | 777.9667 | 2004-04-22 | 0 |  | 1991-12-03 | 0.022
|  | 1978-05-30 | 0.07 | [5 empty] | 2005-12-15 | 1141.6158 |  |  | 2005-03-23 | 1026.307 |  |  | 2010-09-02 |  |  |  | 2013-01-01 | 344.3842 | 0 | 1369.8126 | 2004-04-23 | 71.142 |  | 1992-01-10 | 0.023
|  | 1978-06-06 | 0.01 | [5 empty] | 2005-12-31 | 1141.7012 |  |  | 2005-04-04 | 1026.63 |  |  | 2010-09-02 12:12 | 0.229 |  |  | 2013-02-01 | 185.3552 | 0 | 682.1806 | 2004-04-24 | 94.855 |  | 1992-01-21 | 0.025333
|  | 1978-06-13 | 1 | [5 empty] | 2006-01-15 | 1141.7804 |  |  | 2005-04-07 | 1026.702 |  |  | 2010-10-20 |  |  |  | 2013-03-01 | 180.3426 | 0 | 1919.958 | 2004-04-25 | 94.855 |  | 1992-02-20 | 0.055
|  | 1978-06-20 | 1 | [5 empty] | 2006-01-31 | 1141.8658 |  |  | 2005-05-02 | 1027.923 |  |  | 2010-10-20 10:55 | 0.402 |  |  | 2013-04-01 | 0 | 0 | 668.303 | 2004-04-26 | 94.855 |  | 1992-03-12 | 0.044
|  | 1978-06-28 | 0.05 | [5 empty] | 2006-02-15 | 1141.9511 |  |  | 2005-05-03 | 1027.847 |  |  | 2010-11-08 |  |  |  | 2013-05-01 | 5083.5402 | 4278.6849 | 8091.3148 | 2004-04-27 | 157.5 |  | 1992-04-29 | 0.048 | 0.048
|  | 1984-01-30 | 0.06 | [5 empty] | 2006-02-28 | 1142.0212 |  |  | 2005-05-04 | 1027.742 |  |  | 2010-11-08 11:55 | 0.36 |  |  | 2013-06-01 | 9352.5957 | 7497.8655 | 9590.1567 | 2004-04-28 | 157.5 |  | 1992-09-09 | 0.009
|  | 1984-02-27 | 0.1 | [5 empty] | 2006-03-15 | 1142.0944 |  |  | 2005-05-05 | 1027.626 |  |  | 2010-12-01 |  |  |  | 2013-07-01 | 8372.4912 | 4071.3528 | 8591.8326 | 2004-04-29 | 157.5 |  | 1992-10-08 | 0.026
|  | 1984-03-19 | 0.08 | [5 empty] | 2006-03-30 | 1142.1645 |  |  | 2005-05-09 | 1027.382 |  |  | 2010-12-01 08:50 | 0.433 |  |  | 2013-08-01 | 5670.4183 | 1396.5987 | 9329.6373 | 2004-04-30 | 157.5 |  | 1992-11-24 | 0.024
|  | 1984-04-30 | 0.07 | [5 empty] | 2006-04-16 | 1142.2437 |  |  | 2005-05-16 | 1027.26 |  |  | 2011-01-18 14:35 | 0.251 |  |  | 2013-09-01 | 5124.739 | 3503.9272 | 8485.4392 | 2004-05-01 | 67.435 |  | 1992-11-25 | 0.02
|  | 1984-05-22 | 0.07 | [5 empty] | 2006-04-30 | 1142.3047 |  |  | 2005-05-24 | 1028.265 |  |  | 2011-02-03 10:16 | 0.262 |  |  | 2013-10-01 | 1022.5679 | 0 | 1957.3959 | 2004-05-02 | 67.435 |  | 1993-01-20 | 0.035
|  | 1984-06-18 | 0.06 | [5 empty] | 2006-05-15 | 1142.4418 |  |  | 2005-05-25 | 1028.313 |  |  | 2011-03-15 14:31 | 0.219 |  |  | 2013-11-01 | 532.8464 | 0 | 1017.9425 | 2004-05-03 | 67.435 |  | 1993-02-17 | 0.04
|  | 1984-07-16 | 0.06 | [5 empty] | 2006-05-31 | 1142.6338 |  |  | 2005-05-26 | 1028.31 |  |  | 2011-03-15 14:36 |  |  |  | 2013-12-01 | 409.0694 | 0 | 685.6833 | 2004-05-04 | 72.086 |  | 1993-03-15 | 0.04
|  | 1984-08-27 | 0.11 | [5 empty] | 2006-06-15 | 1142.5363 |  |  | 2005-05-30 | 1028.262 |  |  | 2011-04-14 15:35 | 0.212 |  |  | 2014-01-01 | 333.2878 | 0 | 1386.917 | 2004-05-05 | 72.086 |  | 1993-04-26 | 0.08 | 0.08
|  | 1984-09-17 | 0.05 | [5 empty] | 2006-06-30 | 1142.3351 |  |  | 2005-06-01 | 1028.213 |  |  | 2011-05-05 16:10 | 0.029 |  |  | 2014-02-01 | 197.8766 | 0 | 769.3768 | 2004-05-06 | 72.086 |  | 1993-04-27 | 0.0515 | 0.0515
|  | 1984-10-22 | 0.11 | [5 empty] | 2006-07-15 | 1142.0852 |  |  | 2005-06-06 | 1028.145 |  |  | 2011-06-20 14:32 | 0.215 |  |  | 2014-03-01 | 211.1636 | 0 | 1416.176 | 2004-05-07 | 53.483 |  | 1993-05-26 | 0.01
|  | 1985-08-12 | 0.03 | [5 empty] | 2006-07-31 | 1141.7865 |  |  | 2005-06-08 | 1028.129 |  |  | 2011-07-14 16:31 | 0.158 |  |  | 2014-04-01 | 157.0975 | 0 | 392.1152 | 2004-05-08 | 53.483 |  | 1993-06-24 | 0.0096667
|  | 1985-09-16 | 0.04 | [5 empty] | 2006-08-15 | 1141.5244 |  |  | 2005-06-13 | 1028.134 |  |  | 2011-08-23 15:35 | 0.0511 |  |  | 2014-05-01 | 5053.6595 | 4175.2898 | 8149.8725 | 2004-05-09 | 53.483 |  | 1993-08-02 | 0.0165
|  | 1985-10-13 | 0.05 | [5 empty] | 2006-08-22 | 1141.3689 |  |  | 2005-06-20 | 1028.183 |  |  | 2011-09-21 11:07 | 0.157 |  |  | 2014-06-01 | 9378.2722 | 4370.2258 | 9585.4886 | 2004-05-10 | 53.483 |  | 1993-08-31 | 0.02
|  | 1985-10-28 | 0.04 | [5 empty] | 2006-08-31 | 1141.2013 |  |  | 2005-06-27 | 1028.343 |  |  | 2011-10-19 13:17 | 0.267 |  |  | 2014-07-01 | 8387.4476 | 4173.9166 | 9326.411 | 2004-05-11 | 0 |  | 1993-09-01 | 0.03
|  | 1985-11-11 | 0.05 | [5 empty] | 2006-09-08 | 1141.0458 |  |  | 2005-06-29 | 1028.29 |  |  | 2011-11-15 13:30 | 0.238 |  |  | 2014-08-01 | 5701.8082 | 987.5589 | 9337.5713 | 2004-05-12 | 0 |  | 1993-09-30 | 0.03
|  | 1985-12-08 | 0.04 | [5 empty] | 2006-09-30 | 1141.2257 |  |  | 2005-06-30 | 1028.245 |  |  | 2011-12-05 10:55 | 0.212 |  |  | 2014-09-01 | 5469.4566 | 3608.4515 | 8735.1856 | 2004-05-13 | 0 |  | 1993-10-01 | 0.04
|  | 1987-01-01 | 0.09 | [5 empty] | 2006-10-15 | 1141.311 |  |  | 2005-07-05 | 1028.07 |  |  | 2012-01-12 12:45 | 0.299 |  |  | 2014-10-01 | 1068.2183 | 0 | 2012.0068 | 2004-05-14 | 12.402 |  | 1993-10-25 | 0.04
|  | 1987-02-01 | 0.07 | [5 empty] | 2006-10-31 | 1141.4146 |  |  | 2005-07-08 | 1028.015 |  |  | 2012-02-06 11:09 | 0.106 |  |  | 2014-11-01 | 556.3929 | 0 | 1037.8853 | 2004-05-15 | 12.402 |  | 1993-11-01 | 0.05
|  | 1987-03-01 | 0.08 | [5 empty] | 2006-11-15 | 1141.5091 |  |  | 2005-07-11 | 1028.021 |  |  | 2012-03-05 14:40 | 0.159 |  |  | 2014-12-01 | 429.2437 | 0 | 712.2573 | 2004-05-16 | 12.402 |  | 1993-11-29 | 0.1255
|  | 1987-04-01 | 0.06 | [5 empty] | 2006-11-30 | 1141.5945 |  |  | 2005-07-18 | 1027.84 |  |  | 2012-03-08 13:35 |  |  |  | 2015-01-01 | 340.9497 | 0 | 1871.1023 | 2004-05-17 | 14.882 |  | 1993-12-01 | 0.05
|  | 1987-05-01 | 0.05 | [5 empty] | 2006-12-15 | 1141.6646 |  |  | 2005-07-26 | 1027.685 |  |  | 2012-01-01 | 0.299 | 0.299 | 0.299 | 2015-02-01 | 215.3285 | 0 | 1690.8463 | 2004-05-18 | 14.882 |  | 1993-12-13 | 0.12
|  | 1987-06-01 | 0.03 | [5 empty] | 2006-12-31 | 1141.7347 |  |  | 2005-08-01 | 1027.568 |  |  | 2012-02-01 | 0.22008 | 0.065281 | 0.37192 | 2015-03-01 | 211.686 | 0 | 993.8125 | 2004-05-19 | 14.882 |  | 1994-01-01 | 0.05
|  | 1987-07-01 | 0.06 | [5 empty] | 2007-01-15 | 1141.8048 |  |  | 2005-08-08 | 1027.47 |  |  | 2012-03-01 | 0.21911 | 0.058038 | 0.3656 | 2015-04-01 | 206.447 | 0 | 486.124 | 2004-05-20 | 14.882 |  | 1994-01-17 | 0.0415
|  | 1987-08-01 | 0.07 | [5 empty] | 2007-01-31 | 1141.8658 |  |  | 2005-08-15 | 1027.335 |  |  | 2012-04-01 | 0.19563 | 0.0048204 | 0.34381 | 2015-05-01 | 5083.6545 | 4280.4734 | 8134.5561 | 2004-05-21 | 14.882 |  | 1994-01-31 | 0.05
|  | 1987-08-11 | 0.07 | [5 empty] | 2007-02-15 | 1141.9145 |  |  | 2005-08-22 | 1027.202 |  |  | 2012-05-01 | 0.12828 | 0.0007614 | 0.2454 | 2015-06-01 | 9365.4085 | 7494.6151 | 9585.3375 | 2004-05-22 | 0 |  | 1994-03-01 | 0.05
|  | 1987-09-01 | 0.06 | [5 empty] | 2007-02-28 | 1141.9651 |  |  | 2005-08-30 | 1027.14 |  |  | 2012-06-01 | 0.15799 | 0.10107 | 0.25609 | 2015-07-01 | 8382.7654 | 4168.9259 | 9273.4453 | 2004-05-23 | 0 |  | 1994-03-03 | 0.11
|  | 1987-09-08 | 0.06 | [5 empty] | 2007-03-15 | 1142.0151 |  |  | 2005-09-07 | 1027.395 |  |  | 2012-07-01 | 0.14848 | 0.065071 | 0.28083 | 2015-08-01 | 5752.4394 | 1488.4712 | 9254.1922 | 2004-05-24 | 0 |  | 1994-04-26 | 0.17 | 0.17
|  | 1987-10-01 | 0.11 | [5 empty] | 2007-03-31 | 1142.0791 |  |  | 2005-09-12 | 1027.54 |  |  | 2012-08-01 | 0.14664 | 0.017646 | 0.29279 | 2015-09-01 | 5515.7575 | 3627.3969 | 9353.8664 | 2004-05-25 | 0 |  | 1994-05-02 | 0.044
|  | 1987-10-06 | 0.11 | [5 empty] | 2007-04-15 | 1142.1462 |  |  | 2005-09-19 | 1027.67 |  |  | 2012-09-01 | 0.22434 | 0.14533 | 0.28306 | 2015-10-01 | 1036.6088 | 0 | 2143.1342 | 2004-05-26 | 0 |  | 1994-05-31 | 0.02
|  | 1987-11-01 | 0.12 | [5 empty] | 2007-04-30 | 1142.2346 |  |  | 2005-09-22 | 1027.525 |  |  | 2012-10-01 | 0.20889 | 0.0014721 | 0.3883 | 2015-11-01 | 535.2332 | 0 | 1116.1885 | 2004-05-27 | 0 |  | 1994-06-27 | 0.01
|  | 1987-11-10 | 0.12 | [5 empty] | 2007-05-15 | 1142.3748 |  |  | 2005-09-26 | 1027.264 |  |  | 2012-11-01 | 0.18595 | 0.005931 | 0.34518 | 2015-12-01 | 417.1208 | 0 | 778.2465 | 2004-05-28 | 0 |  | 1994-08-10 | 0.011333
|  | 1987-12-01 | 0.11 | [5 empty] | 2007-05-22 | 1142.3839 |  |  | 2005-09-27 | 1027.174 |  |  | 2012-12-01 | 0.17448 | 0.0035333 | 0.32523 | 2016-01-01 | 355.7429 | 0 | 2180.6863 | 2004-05-29 | 0 |  | 1994-09-25 | 0.03
|  | 1987-12-09 | 0.11 | [5 empty] | 2007-05-28 | 1142.3748 |  |  | 2005-09-29 | 1026.949 |  |  | 2013-01-01 | 0.20412 | 0.038218 | 0.34897 | 2016-02-01 | 213.4738 | 0 | 1470.7566 | 2004-05-30 | 0 |  | 1994-10-12 | 0.009
|  | 1988-01-27 | 0.093 | [5 empty] | 2007-05-31 | 1142.3748 |  |  | 2005-10-03 | 1026.54 |  |  | 2013-02-01 | 0.10575 | 2.5277e-05 | 0.35722 | 2016-03-01 | 203.3263 | 0 | 1955.2832 | 2004-05-31 | 0 |  | 1994-10-15 | 0.04
|  | 1988-02-05 | 0.035 | [5 empty] | 2007-06-04 | 1142.3717 |  |  | 2005-10-05 | 1026.325 |  |  | 2013-03-01 | 0.12059 | 0.00039284 | 0.36365 | 2016-04-01 | 132.4609 | 0 | 397.1062 | 2004-06-01 | 0 |  | 1994-11-25 | 0.01
|  | 1988-02-17 | 0.043 | [5 empty] | 2007-06-11 | 1142.3839 |  |  | 2005-10-12 | 1026.564 |  |  | 2013-04-01 | 0.08879 | 0.00035758 | 0.34012 | 2016-05-01 | 5064.8634 | 4280.3326 | 8052.2332 | 2004-06-02 | 0 |  | 1995-01-25 | 0.005
|  | 1988-03-22 | 0.1365 | [5 empty] | 2007-06-14 | 1142.39 |  |  | 2005-10-17 | 1026.714 |  |  | 2013-05-01 | 0.024351 | 0.00035011 | 0.26558 | 2016-06-01 | 9371.6986 | 4206.9253 | 9590.2124 | 2004-06-03 | 0 |  | 1995-01-31 | 0.05
|  | 1988-03-24 | 0.067 | [5 empty] | 2007-06-18 | 1142.3809 |  |  | 2005-10-24 | 1026.92 |  |  | 2013-06-01 | 0.13793 | 0.10588 | 0.22849 | 2016-07-01 | 8394.7996 | 4100.1172 | 9317.6588 | 2004-06-04 | 0 |  | 1995-02-01 | 0.05
|  | 1988-04-25 | 0.126 | [5 empty] | 2007-06-30 | 1142.3138 |  |  | 2005-10-31 | 1027.115 |  |  | 2013-07-01 | 0.16232 | 0.065708 | 0.23775 | 2016-08-01 | 5668.9497 | 2628.9916 | 9255.2654 | 2004-06-05 | 0 |  | 1995-02-22 | 0.1
|  | 1988-05-25 | 0.042 | [5 empty] | 2007-07-09 | 1142.2407 |  |  | 2005-11-16 | 1027.515 |  |  | 2013-08-01 | 0.15773 | 0.024851 | 0.30314 | 2016-09-01 | 5293.1407 | 3626.4791 | 8564.789 | 2004-06-06 | 0 |  | 1995-02-24 | 0.1
|  | 1988-06-07 | 0.021 | [5 empty] | 2007-07-15 | 1142.1401 |  |  | 2005-11-30 | 1027.782 |  |  | 2013-09-01 | 0.21927 | 0.13444 | 0.24981 | 2016-10-01 | 1010.2695 | 0 | 1956.8015 | 2004-06-07 | 0 |  | 1995-03-06 | 0.0033333
|  | 1988-07-20 | 0.046 | [5 empty] | 2007-07-23 | 1142.0151 |  |  | 2005-12-15 | 1028.032 |  |  | 2013-10-01 | 0.18916 | 0.0041667 | 0.35358 | 2016-11-01 | 537.809 | 0 | 1017.5217 | 2004-06-08 | 28.237 |  | 1995-03-08 | 0.03
|  | 1988-08-24 | 0.12 | [5 empty] | 2007-07-31 | 1141.8749 |  |  | 2006-01-17 | 1028.515 |  |  | 2013-11-01 | 0.1718 | 0.0065923 | 0.30712 | 2016-12-01 | 417.4654 | 0 | 685.6185 | 2004-06-09 | 28.237 |  | 1995-04-17 | 0.07 | 0.07
|  | 1988-09-13 | 0.135 | [5 empty] | 2007-08-15 | 1141.6158 |  |  | 2006-01-30 | 1028.655 |  |  | 2013-12-01 | 0.16553 | 0.0047019 | 0.29689 | 2017-01-01 | 334.008 | 0 | 1291.6499 | 2004-06-10 | 28.237 |  | 1995-05-08 | 0.018
|  | 1988-10-06 | 0.185 | [5 empty] | 2007-08-31 | 1141.3141 |  |  | 2006-02-13 | 1028.613 |  |  | 2014-01-01 | 0.19432 | 0.039467 | 0.31637 | 2017-02-01 | 212.1958 | 0 | 1779.7005 | 2004-06-11 | 28.237 |  | 1995-05-09 | 0.018
|  | 1988-11-01 | 0.02 | [5 empty] | 2007-09-10 | 1141.1312 |  |  | 2006-02-15 | 1028.615 |  |  | 2014-02-01 | 0.10923 | 2.354e-05 | 0.28554 | 2017-03-01 | 205.629 | 0 | 1725.5445 | 2004-06-12 | 28.237 |  | 1995-06-07 | 0.01
|  | 1988-11-30 | 0.175 | [5 empty] | 2007-09-11 | 1141.1403 |  |  | 2006-02-20 | 1028.602 |  |  | 2014-03-01 | 0.1082 | 0.00040665 | 0.26169 | 2017-04-01 | 0 | 0 | 666.8107 | 2004-06-13 | 28.237 |  | 1995-06-21 | 0.01
|  | 1989-01-27 | 0.115 | [5 empty] | 2007-09-15 | 1141.2552 |  |  | 2006-02-21 | 1028.545 |  |  | 2014-04-01 | 0.1042 | 0.00046728 | 0.28662 | 2017-05-01 | 5110.9021 | 4162.5205 | 8140.3446 | 2004-06-14 | 28.237 |  | 1995-07-20 | 0.01
|  | 1989-02-07 | 0.0765 | [5 empty] | 2007-09-30 | 1141.3299 |  |  | 2006-02-23 | 1028.42 |  |  | 2014-05-01 | 0.027066 | 0.00043192 | 0.21735 | 2017-06-01 | 9348.7043 | 4350.8966 | 9590.2115 | 2004-06-15 | 28.237 |  | 1995-08-23 | 0.01
|  | 1989-02-13 | 0.115 | [5 empty] | 2007-10-15 | 1141.4543 |  |  | 2006-02-27 | 1028.05 |  |  | 2014-06-01 | 0.13698 | 0.065669 | 0.22285 | 2017-07-01 | 8374.58 | 4132.799 | 9309.0899 | 2004-06-16 | 28.237 |  | 1995-09-18 | 0.01
|  | 1989-03-14 | 0.058 | [5 empty] | 2007-10-31 | 1141.5884 |  |  | 2006-03-01 | 1027.89 |  |  | 2014-07-01 | 0.15352 | 0.084723 | 0.24642 | 2017-08-01 | 5803.6313 | 1378.6783 | 9236.4667 | 2004-06-17 | 28.237 |  | 1995-10-03 | 0.007
|  | 1989-04-12 | 0.046 | [5 empty] | 2007-11-15 | 1141.7042 |  |  | 2006-03-02 | 1027.795 |  |  | 2014-08-01 | 0.16326 | 0.0080297 | 0.28901 | 2017-09-01 | 5754.9722 | 3623.9145 | 8182.9813 | 2004-06-18 | 28.237 |  | 1995-10-16 | 0.04
|  | 1989-05-31 | 0.034 | [5 empty] | 2007-11-30 | 1141.8017 |  |  | 2006-03-04 | 1027.63 |  |  | 2014-09-01 | 0.22016 | 0.12169 | 0.25627 | 2017-10-01 | 1093.992 | 0 | 1956.926 | 2004-06-19 | 28.237 |  | 1995-11-14 | 0.02
|  | 1989-06-12 | 0.052 | [5 empty] | 2007-12-15 | 1141.8962 |  |  | 2006-03-06 | 1027.452 |  |  | 2014-10-01 | 0.21216 | 0.074415 | 0.43971 | 2017-11-01 | 565.6536 | 0 | 1017.6104 | 2004-06-20 | 28.237 |  | 1995-12-06 | 0.02
|  | 1989-07-10 | 0.08 | [5 empty] | 2007-12-31 | 1141.9877 |  |  | 2006-03-08 | 1027.275 |  |  | 2014-11-01 | 0.18833 | 0.07295 | 0.40692 | 2017-12-01 | 467.1185 | 0 | 685.3565 | 2004-06-21 | 28.237 |  | 1995-12-12 | 0.01
|  | 1989-07-25 | 0.0365 | [5 empty] | 2008-01-15 | 1142.0639 |  |  | 2006-03-09 | 1027.18 |  |  | 2014-12-01 | 0.17878 | 0.070554 | 0.40053 | 2018-01-01 | 343.8062 | 0 | 1786.104 | 2004-06-22 | 0 |  | 1996-01-25 | 0.02
|  | 1989-08-14 | 0.049 | [5 empty] | 2008-01-31 | 1142.1553 |  |  | 2006-03-20 | 1027.433 |  |  | 2015-01-01 | 0.2081 | 0.095431 | 0.42589 | 2018-02-01 | 217.2459 | 0 | 563.565 | 2004-06-23 | 0 |  | 1996-02-14 | 0.02
|  | 1989-09-06 | [6 empty] | 2008-02-15 | 1142.2151 |  |  | 2006-03-30 | 1027.61 |  |  | 2015-02-01 | 0.12644 | 1.4815e-05 | 0.40141 | 2018-03-01 | 207.7303 | 0 | 367.3479 | 2004-06-24 | 0 |  | 1996-03-05 | 0.024
|  | 1989-09-11 | 0.046 | [5 empty] | 2008-02-29 | 1142.2849 |  |  | 2006-04-06 | 1027.725 |  |  | 2015-03-01 | 0.13764 | 0.00045278 | 0.33692 | 2018-04-01 | 196.6065 | 0 | 484.7204 | 2004-06-25 | 0 |  | 1996-03-12 | 0.02
|  | 1989-10-16 | 0.024 | [5 empty] | 2008-03-15 | 1142.3443 |  |  | 2006-04-18 | 1027.89 |  |  | 2015-04-01 | 0.10581 | 0.00039116 | 0.32698 | 2018-05-01 | 4977.8573 | 4162.3117 | 8140.3314 | 2004-06-26 | 0 |  | 1996-04-09 | 0.0075 | 0.0075
|  | 1989-11-15 | 0.131 | [5 empty] | 2008-03-31 | 1142.4113 |  |  | 2006-04-24 | 1028.16 |  |  | 2015-05-01 | 0.043258 | 0.0005402 | 0.24211 | 2018-06-01 | 9370.9579 | 4281.6288 | 9590.2124 | 2004-06-27 | 0 |  | 1996-04-23 | 0.08 | 0.08
|  | 1989-12-11 | 0.094 | [5 empty] | 2008-04-15 | 1142.4449 |  |  | 2006-05-01 | 1028.585 |  |  | 2015-06-01 | 0.14386 | 0.09356 | 0.25908 | 2018-07-01 | 8384.7135 | 5185.7516 | 8591.8609 | 2004-06-28 | 0 |  | 1996-05-13 | 0.04
|  | 1990-01-15 | 0.083 | [5 empty] | 2008-04-30 | 1142.515 |  |  | 2006-05-03 | 1028.55 |  |  | 2015-07-01 | 0.16343 | 0.085644 | 0.27043 | 2018-08-01 | 5534.4981 | 2214.5332 | 9283.0241 | 2004-06-29 | 0 |  | 1996-06-11 | 0.02
|  | 1990-02-12 | 0.064 | [5 empty] | 2008-05-15 | 1142.4936 |  |  | 2006-05-08 | 1028.422 |  |  | 2015-08-01 | 0.15407 | 0.023086 | 0.30503 | 2018-09-01 | 5370.1678 | 3833.2916 | 9207.3683 | 2004-06-30 | 0 |  | 1996-07-17 | 0.09
|  | 1990-03-12 | 0.027 | [5 empty] | 2008-05-31 | 1142.3961 |  |  | 2006-05-11 | 1028.065 |  |  | 2015-09-01 | 0.22 | 0.14772 | 0.2743 | 2018-10-01 | 1029.8759 | 0 | 2023.8953 | 2004-07-01 | 0 |  | 1996-08-15 | 0.01
|  | 1990-04-17 | 0.047 | [5 empty] | 2008-06-15 | 1142.1888 |  |  | 2006-05-15 | 1027.87 |  |  | 2015-10-01 | 0.19556 | 0.050675 | 0.33367 | 2018-11-01 | 538.9739 | 0 | 1040.5689 | 2004-07-02 | 0 |  | 1996-09-11 | 0.01
|  | 1990-05-01 | 0.0975 | [5 empty] | 2008-06-30 | 1141.9663 |  |  | 2006-05-23 | 1027.872 |  |  | 2015-11-01 | 0.1743 | 0.052199 | 0.28568 | 2018-12-01 | 424.5529 | 0 | 713.6538 | 2004-07-03 | 0 |  | 1996-10-21 | 0.09
|  | 1990-05-02 | 0.124 | [5 empty] | 2008-07-15 | 1141.8505 |  |  | 2006-05-25 | 1027.777 |  |  | 2015-12-01 | 0.16303 | 0.042911 | 0.27633 | 2019-01-01 | 340.1296 | 0 | 1523.504 | 2004-07-04 | 0 |  | 1996-11-21 | 0.06
|  | 1990-05-14 | 0.083 | [5 empty] | 2008-07-31 | 1141.6768 |  |  | 2006-05-29 | 1027.585 |  |  | 2016-01-01 | 0.19429 | 0.073166 | 0.30291 | 2019-02-01 | 197.964 | 0 | 1501.0402 | 2004-07-05 | 0 |  | 1996-12-17
|  | 1990-06-11 | 0.06 | [5 empty] | 2008-08-15 | 1141.5061 |  |  | 2006-06-01 | 1027.463 |  |  | 2016-02-01 | 0.11849 | 6.1629e-06 | 0.35578 | 2019-03-01 | 211.9145 | 0 | 867.877 | 2004-07-06 | 0 |  | 1996-12-19 | 0.12
|  | 1990-07-11 | 0.097 | [5 empty] | 2008-08-31 | 1141.3842 |  |  | 2006-06-05 | 1027.475 |  |  | 2016-03-01 | 0.12868 | 1.0226e-06 | 0.38912 | 2019-04-01 | 0 | 0 | 554.682 | 2004-07-07 | 0 |  | 1997-01-14 | 0.04
|  | 1990-08-13 | 0.039 | [5 empty] | 2008-09-11 | 1141.2074 |  |  | 2006-06-12 | 1027.522 |  |  | 2016-04-01 | 0.10237 | 0.0005043 | 0.37892 | 2019-05-01 | 5048.7534 | 4162.315 | 8027.1377 | 2004-07-08 | 0 |  | 1997-02-26 | 0.03
|  | 1990-09-19 | 0.143 | [5 empty] | 2008-09-15 | 1141.1464 |  |  | 2006-06-21 | 1027.51 |  |  | 2016-05-01 | 0.030593 | 0.00035444 | 0.28453 | 2019-06-01 | 9366.134 | 7494.6273 | 9590.2133 | 2004-07-09 | 18.312 |  | 1997-03-11 | 0.05
|  | 1990-10-02 | 0.0645 | [5 empty] | 2008-09-21 | 1141.065 |  |  | 2006-06-27 | 1027.272 |  |  | 2016-06-01 | 0.13929 | 0.083384 | 0.25593 | 2019-07-01 | 8387.4835 | 4144.9367 | 9174.0157 | 2004-07-10 | 18.312 |  | 1997-04-15 | 0.05 | 0.05
|  | 1990-10-04 | [6 empty] | 2008-09-30 | 1141.1949 |  |  | 2006-07-04 | 1027.52 |  |  | 2016-07-01 | 0.15594 | 0.081454 | 0.27393 | 2019-08-01 | 5763.5756 | 143.1532 | 8048.3937 | 2004-07-11 | 18.312 |  | 1997-05-12 | 0.02
|  | 1990-10-18 | 0.157 | [5 empty] | 2008-10-15 | 1141.3842 |  |  | 2006-07-06 | 1027.521 |  |  | 2016-08-01 | 0.15374 | 0.01001 | 0.34428 | 2019-09-01 | 5236.4305 | 4365.0368 | 9298.5058 | 2004-07-12 | 18.312 |  | 1997-06-23 | 0.02
|  | 1990-11-14 | 0.149 | [5 empty] | 2008-10-31 | 1141.564 |  |  | 2006-07-10 | 1027.552 |  |  | 2016-09-01 | 0.22098 | 0.13013 | 0.25471 | 2019-10-01 | 1010.5934 | 0 | 2029.0641 | 2004-07-13 | 18.312 |  | 1997-07-15 | 0.12
|  | 1990-12-10 | 0.316 | [5 empty] | 2008-11-15 | 1141.7347 |  |  | 2006-07-13 | 1027.522 |  |  | 2016-10-01 | 0.20303 | 0.011956 | 0.43066 | 2019-11-01 | 532.7693 | 0 | 1060.7293 | 2004-07-14 | 18.312 |  | 1997-08-12 | 0.11
|  | 1991-01-02 | 0.249 | [5 empty] | 2008-11-30 | 1141.845 |  |  | 2006-07-19 | 1027.522 |  |  | 2016-11-01 | 0.18332 | 0.014327 | 0.3777 | 2019-12-01 | 409.81 | 0 | 730.0358 | 2004-07-15 | 18.312 |  | 1997-09-22 | 0.07
|  | 1991-01-14 | [6 empty] | 2008-12-15 | 1141.9663 |  |  | 2006-07-24 | 1027.518 |  |  | 2016-12-01 | 0.17444 | 0.020816 | 0.35861 | 2020-01-01 | 332.1487 | 0 | 1248.7082 | 2004-07-16 | 18.312 |  | 1997-10-20 | 0.02
|  | 1991-02-04 | 0.124 | [5 empty] | 2008-12-31 | 1142.0639 |  |  | 2006-07-31 | 1027.437 |  |  | 2017-01-01 | 0.20025 | 0.050137 | 0.38092 | 2020-02-01 | 204.1465 | 0 | 1290.0934 | 2004-07-17 | 10.796 |  | 1997-11-18 | 0.03
|  | 1991-02-27 | 0.719 | [5 empty] | 2009-01-15 | 1142.1492 |  |  | 2006-08-07 | 1027.555 |  |  | 2017-02-01 | 0.11275 | 9.8195e-06 | 0.38281 | 2020-03-01 | 207.6892 | 0 | 771.1193 | 2004-07-18 | 10.796 |  | 1997-12-08 | 0.02
|  | 1991-03-04 | 0.615 | [5 empty] | 2009-01-31 | 1142.2559 |  |  | 2006-08-14 | 1027.387 |  |  | 2017-03-01 | 0.12365 | 0.0005183 | 0.3936 | 2020-04-01 | 181.1091 | 0 | 515.5836 | 2004-07-19 | 10.796 |  | 1998-01-12 | 0.03
|  | 1991-03-06 | [6 empty] | 2009-02-14 | 1142.3351 |  |  | 2006-08-22 | 1027.49 |  |  | 2017-04-01 | 0.091854 | 0.00046027 | 0.34551 | 2020-05-01 | 5096.8692 | 4280.3321 | 8067.114 | 2004-07-20 | 10.796 |  | 1998-02-24 | 0.05
|  | 1991-04-01 | 0.139 | [5 empty] | 2009-02-26 | 1142.3961 |  |  | 2006-08-28 | 1027.57 |  |  | 2017-05-01 | 0.029494 | 0.00051653 | 0.26648 | 2020-06-01 | 9358.644 | 4353.2524 | 9588.56 | 2004-07-21 | 10.796 |  | 1998-03-17 | 0.02
|  | 1991-05-01 | 0.069 | [5 empty] | 2009-03-15 | 1142.4799 |  |  | 2006-08-29 | 1027.525 |  |  | 2017-06-01 | 0.14731 | 0.081487 | 0.2394 | 2020-07-01 | 8382.8929 | 4206.6319 | 9312.4806 | 2004-07-22 | 10.796 |  | 1998-04-13 | 0.35 | 0.35
|  | 1991-05-08 | 0.0355 | [5 empty] | 2009-03-31 | 1142.55 |  |  | 2006-09-05 | 1027.268 |  |  | 2017-07-01 | 0.16069 | 0.066314 | 0.24129 | 2020-08-01 | 5811.2058 | 987.043 | 9291.7943 | 2004-07-23 | 10.796 |  | 1998-05-18 | 0.05
|  | 1991-06-03 | 0.048 | [5 empty] | 2009-04-15 | 1142.6201 |  |  | 2006-09-12 | 1027.473 |  |  | 2017-08-01 | 0.14575 | 0.0037354 | 0.31377 | 2020-09-01 | 5365.6316 | 3633.2563 | 9353.8664 | 2004-07-24 | 10.796 |  | 1998-06-15 | 0.06
|  | 1991-06-07 | 0.039 | [5 empty] | 2009-04-30 | 1142.71 |  |  | 2006-09-19 | 1027.45 |  |  | 2017-09-01 | 0.21679 | 0.13312 | 0.25316 | 2020-10-01 | 1036.7448 | 0 | 2142.4072 | 2004-07-25 | 10.796 |  | 1998-07-21 | 0.04
|  | 1991-06-13 | 0.039 | [5 empty] | 2009-05-15 | 1142.85 |  |  | 2006-09-20 | 1027.336 |  |  | 2017-10-01 | 0.1935 | 0.026758 | 0.42127 | 2020-11-01 | 538.7123 | 0 | 1115.6704 | 2004-07-26 | 10.796 |  | 1998-08-10 | 0.03
|  | 1991-06-30 | 0.039 | [5 empty] | 2009-05-31 | 1142.8701 |  |  | 2006-09-21 | 1027.227 |  |  | 2017-11-01 | 0.17701 | 0.028845 | 0.3638 | 2020-12-01 | 417.8546 | 0 | 863.9402 | 2004-07-27 | 10.796 |  | 1998-09-10
|  | 1991-07-01 | 0.026 | [5 empty] | 2009-06-15 | 1142.8399 |  |  | 2006-09-26 | 1027.32 |  |  | 2017-12-01 | 0.17188 | 0.029818 | 0.33734 | 2021-01-01 | 339.1623 | 0 | 1338.2453 | 2004-07-28 | 10.796 |  | 1998-09-25 | 0.04
|  | 1991-07-02 | 0.026 | [5 empty] | 2009-06-30 | 1142.6652 |  |  | 2006-10-04 | 1027.468 |  |  | 2018-01-01 | 0.20121 | 0.062889 | 0.35695 | 2021-02-01 | 220.0365 | 0 | 420.821 | 2004-07-29 | 10.796 |  | 1998-10-19 | 0.03
|  | 1991-07-22 | 0.053 | [5 empty] | 2009-07-13 | 1142.5052 |  |  | 2006-10-10 | 1027.601 |  |  | 2018-02-01 | 0.1252 | 1.3959e-05 | 0.34679 | 2021-03-01 | 203.424 | 0 | 734.9964 | 2004-07-30 | 10.796 |  | 1998-11-17 | 0.03
|  | 1991-07-24 | 0.0415 | [5 empty] | 2009-07-20 | 1142.4351 |  |  | 2006-10-17 | 1027.749 |  |  | 2018-03-01 | 0.12513 | 0.00036333 | 0.39846 | 2021-04-01 | 159.6186 | 0 | 648.1018 | 2004-07-31 | 0 |  | 1998-12-21 | 0.02
|  | 1991-08-05 | 0.065 | [5 empty] | 2009-07-27 | 1142.3199 |  |  | 2006-10-24 | 1027.902 |  |  | 2018-04-01 | 0.10196 | 0.00046065 | 0.40147 | 2021-05-01 | 5068.7425 | 4281.9911 | 8134.5609 | 2004-08-01 | 0 |  | 1999-01-18 | 0.03
|  | 1991-09-03 | 0.062 | [5 empty] | 2009-08-03 | 1142.2001 |  |  | 2006-10-31 | 1028.035 |  |  | 2018-05-01 | 0.033333 | 0.00042576 | 0.3268 | 2021-06-01 | 9349.1814 | 4506.2575 | 9582.883 | 2004-08-02 | 0 |  | 1999-02-22 | 0.07
|  | 1991-09-27 | 0.056 | [5 empty] | 2009-08-07 | 1142.1849 |  |  | 2006-11-07 | 1028.168 |  |  | 2018-06-01 | 0.14677 | 0.080462 | 0.25875 | 2021-07-01 | 8373.5162 | 4083.4097 | 9446.4853 | 2004-08-03 | 0 |  | 1999-03-17 | 0.02
|  | 1991-10-07 | 0.05 | [5 empty] | 2009-08-10 | 1142.1651 |  |  | 2006-11-14 | 1028.303 |  |  | 2018-07-01 | 0.15803 | 0.079939 | 0.24635 | 2021-08-01 | 5763.4571 | 136.4275 | 9346.4151 | 2004-08-04 | 0 |  | 1999-04-20 | 0.02 | 0.02
|  | 1991-11-01 | 0.022 | [5 empty] | 2009-08-18 | 1142.0651 |  |  | 2006-11-21 | 1028.42 |  |  | 2018-08-01 | 0.15016 | 0.016745 | 0.30773 | 2021-09-01 | 5498.5531 | 3842.3584 | 9353.8702 | 2004-08-05 | 0 |  | 1999-05-17 | 0.05
|  | 1991-11-06 | 0.053 | [5 empty] | 2009-08-24 | 1142.02 |  |  | 2006-12-07 | 1028.635 |  |  | 2018-09-01 | 0.21932 | 0.14334 | 0.28406 | 2021-10-01 | 1073.209 | 0 | 2142.5374 | 2004-08-06 | 0 |  | 1999-07-03 | 0.05
|  | 1991-12-03 | 0.086 | [5 empty] | 2009-08-31 | 1141.845 |  |  | 2006-12-14 | 1028.732 |  |  | 2018-10-01 | 0.19352 | 0.023997 | 0.33963 | 2021-11-01 | 553.9964 | 0 | 1115.7628 | 2004-08-07 | 0 |  | 1999-07-27 | 0.0075
|  | 1992-01-21 | 0.334 | [5 empty] | 2009-09-07 | 1141.6749 |  |  | 2007-01-04 | 1028.95 |  |  | 2018-11-01 | 0.17319 | 0.027625 | 0.31177 | 2021-12-01 | 429.4668 | 0 | 777.7926 | 2004-08-08 | 0 |  | 1999-07-29
|  | 1992-02-20 | 0.211 | [5 empty] | 2009-09-14 | 1141.5201 |  |  | 2007-01-18 | 1029.09 |  |  | 2018-12-01 | 0.16733 | 0.030049 | 0.30619 | 2022-01-01 | 345.6091 | 0 | 1291.7937 | 2004-08-09 | 0 |  | 1999-08-12 | 0.02
|  | 1992-03-12 | 0.156 | [5 empty] | 2009-09-18 | 1141.415 |  |  | 2007-02-01 | 1029.2 |  |  | 2019-01-01 | 0.19741 | 0.062418 | 0.332 |  |  |  |  | 2004-08-10 | 0 |  | 1999-08-31
|  | 1992-04-29 | 0.058667 | [5 empty] | 2009-09-19 | 1141.3799 |  |  | 2007-02-15 | 1029.308 |  |  | 2019-02-01 | 0.11518 | 1.4213e-05 | 0.38907 |  |  |  |  | 2004-08-11 | 0 |  | 1999-09-10 | 0.0075
|  | 1992-05-12 | 0.056 | [5 empty] | 2009-09-20 | 1141.34 |  |  | 2007-03-08 | 1029.48 |  |  | 2019-03-01 | 0.13249 | 0.00047355 | 0.37304 |  |  |  |  | 2004-08-12 | 0 |  | 1999-10-29 | 0.02
|  | 1992-06-09 | 0.01 | [5 empty] | 2009-09-21 | 1141.2949 |  |  | 2007-03-29 | 1029.632 |  |  | 2019-04-01 | 0.097394 | 0.00029505 | 0.31408 |  |  |  |  | 2004-08-13 | 0 |  | 1999-11-22 | 0.0075
|  | 1992-06-26 | 0.0265 | [5 empty] | 2009-09-24 | 1141.2001 |  |  | 2007-04-02 | 1029.65 |  |  | 2019-05-01 | 0.035967 | 0.0004308 | 0.23063 |  |  |  |  | 2004-08-14 | 0 |  | 1999-12-14 | 0.09
|  | 1992-07-14 | 0.019 | [5 empty] | 2009-09-29 | 1141.24 |  |  | 2007-04-12 | 1028.75 |  |  | 2019-06-01 | 0.13801 | 0.098545 | 0.23975 |  |  |  |  | 2004-08-15 | 0 |  | 2000-01-27 | 0.09
|  | 1992-07-21 | 0.0315 | [5 empty] | 2009-10-01 | 1141.215 |  |  | 2007-04-26 | 1029.1 |  |  | 2019-07-01 | 0.16032 | 0.10062 | 0.30057 |  |  |  |  | 2004-08-16 | 0 |  | 2000-02-28 | 0.39
|  | 1992-08-10 | 0.043 | [5 empty] | 2009-10-05 | 1141.24 |  |  | 2007-05-03 | 1029.358 |  |  | 2019-08-01 | 0.15557 | 0.0051363 | 0.34017 |  |  |  |  | 2004-08-17 | 0 |  | 2000-03-23 | 0.02
|  | 1992-09-09 | 0.117 | [5 empty] | 2009-10-09 | 1141.2699 |  |  | 2007-05-07 | 1029.498 |  |  | 2019-09-01 | 0.22303 | 0.11871 | 0.274 |  |  |  |  | 2004-08-18 | 0 |  | 2000-04-27 | 0.22 | 0.22
|  | 1992-09-10 | 0.163 | [5 empty] | 2009-10-12 | 1141.2851 |  |  | 2007-05-09 | 1029.295 |  |  | 2019-10-01 | 0.19656 | 0.030368 | 0.4257 |  |  |  |  | 2004-08-19 | 0 |  | 2000-05-15 | 0.11
|  | 1992-10-06 | 0.26 | [5 empty] | 2009-10-19 | 1141.365 |  |  | 2007-05-10 | 1029.191 |  |  | 2019-11-01 | 0.17499 | 0.030014 | 0.39491 |  |  |  |  | 2004-08-20 | 82.251 |  | 2000-06-26 | 0.33
|  | 1992-10-19 | [6 empty] | 2009-10-26 | 1141.5 |  |  | 2007-05-14 | 1028.77 |  |  | 2019-12-01 | 0.16256 | 0.030709 | 0.38399 |  |  |  |  | 2004-08-21 | 82.251 |  | 2000-07-25 | 0.5
|  | 1992-11-24 | 0.122 | [5 empty] | 2009-11-02 | 1141.6451 |  |  | 2007-05-17 | 1028.98 |  |  | 2020-01-01 | 0.19293 | 0.056961 | 0.41289 |  |  |  |  | 2004-08-22 | 82.251 |  | 2000-08-29 | 0.13
|  | 1992-11-25 | 0.129 | [5 empty] | 2009-11-09 | 1141.6792 |  |  | 2007-05-22 | 1028.933 |  |  | 2020-02-01 | 0.12552 | 3.2356e-05 | 0.41409 |  |  |  |  | 2004-08-23 | 82.251 |  | 2000-09-25 | 0.022
|  | 1993-02-16 | 0.03 | [5 empty] | 2009-11-16 | 1141.7451 |  |  | 2007-05-24 | 1028.837 |  |  | 2020-03-01 | 0.12674 | 0.00034092 | 0.38146 |  |  |  |  | 2004-08-24 | 82.251 |  | 2000-10-28
|  | 1993-04-27 | 0.144 | [5 empty] | 2009-11-23 | 1141.7853 |  |  | 2007-05-28 | 1028.846 |  |  | 2020-04-01 | 0.098202 | 0.00033727 | 0.30253 |  |  |  |  | 2004-08-25 | 82.251 |  | 2000-10-29 | 0.01
|  | 1993-06-24 | 0.0155 | [5 empty] | 2009-11-30 | 1141.8252 |  |  | 2007-05-31 | 1028.84 |  |  | 2020-05-01 | 0.041604 | 6.8564e-06 | 0.23904 |  |  |  |  | 2004-08-26 | 82.251 |  | 2000-11-13 | 0.06
|  | 1993-08-02 | 0.04 | [5 empty] | 2009-12-07 | 1141.845 |  |  | 2007-06-04 | 1028.661 |  |  | 2020-06-01 | 0.14713 | 0.090552 | 0.26245 |  |  |  |  | 2004-08-27 | 82.251 |  | 2000-11-18 | 0.03
|  | 1993-09-20 | 0.067 | [5 empty] | 2009-12-14 | 1141.9063 |  |  | 2007-06-11 | 1028.626 |  |  | 2020-07-01 | 0.16716 | 0.074153 | 0.25573 |  |  |  |  | 2004-08-28 | 82.251 |  | 2000-12-14 | 0.022
|  | 1993-10-04 | 0.047 | [5 empty] | 2010-01-04 | 1142.0002 |  |  | 2007-06-14 | 1028.605 |  |  | 2020-08-01 | 0.14826 | 0.0048116 | 0.29519 |  |  |  |  | 2004-08-29 | 82.251 |  | 2001-01-13 | 0.02
|  | 1993-10-18 | 0.04125 | [5 empty] | 2010-01-18 | 1142.0953 |  |  | 2007-06-18 | 1028.561 |  |  | 2020-09-01 | 0.22217 | 0.12131 | 0.26937 |  |  |  |  | 2004-08-30 | 82.251 |  | 2001-02-10 | 0.02
|  | 1993-11-01 | 0.0795 | [5 empty] | 2010-02-01 | 1142.1852 |  |  | 2007-06-21 | 1028.56 |  |  | 2020-10-01 | 0.20183 | 0.042001 | 0.42909 |  |  |  |  | 2004-08-31 | 82.251 |  | 2001-03-10 | 0.03
|  | 1993-11-15 | 0.0835 | [5 empty] | 2010-02-16 | 1142.28 |  |  | 2007-06-25 | 1028.88 |  |  | 2020-11-01 | 0.18161 | 0.043767 | 0.38173 |  |  |  |  | 2004-09-01 | 82.251 |  | 2001-04-16 | 0.02 | 0.02
|  | 1993-11-29 | 0.1035 | [5 empty] | 2010-03-01 | 1142.315 |  |  | 2007-06-28 | 1028.85 |  |  | 2020-12-01 | 0.16573 | 0.04406 | 0.36438 |  |  |  |  | 2004-09-02 | 82.251 |  | 2001-05-14 | 0.07
|  | 1993-12-13 | 0.0546 | [5 empty] | 2010-03-15 | 1142.34 |  |  | 2007-07-03 | 1028.787 |  |  | 2021-01-01 | 0.19849 | 0.070324 | 0.38697 |  |  |  |  | 2004-09-03 | 82.251 |  | 2001-06-17 | 0.02
|  | 1994-01-17 | 0.08475 | [5 empty] | 2010-03-29 | 1142.5302 |  |  | 2007-07-05 | 1028.789 |  |  | 2021-02-01 | 0.1385 | 1.9786e-05 | 0.28703 |  |  |  |  | 2004-09-04 | 82.251 |  | 2001-07-14 | 0.06
|  | 1994-01-31 | 0.1015 | [5 empty] | 2010-04-05 | 1142.561 |  |  | 2007-07-09 | 1028.846 |  |  | 2021-03-01 | 0.13158 | 0.00040443 | 0.37619 |  |  |  |  | 2004-09-05 | 82.251 |  | 2001-08-14 | 0.03
|  | 1994-03-01 | 0.054 | [5 empty] | 2010-04-12 | 1142.6012 |  |  | 2007-07-12 | 1028.8 |  |  | 2021-04-01 | 0.10435 | 0.0003965 | 0.35389 |  |  |  |  | 2004-09-06 | 82.251 |  | 2001-09-17 | 0.03
|  | 1994-08-10 | 0.03725 | [5 empty] | 2010-04-19 | 1142.6455 |  |  | 2007-07-19 | 1028.763 |  |  | 2021-05-01 | 0.034719 | 0.00043722 | 0.28502 |  |  |  |  | 2004-09-07 | 82.251 |  | 2001-10-15 | 0.0075
|  | 1994-10-12 | 0.03475 | [5 empty] | 2010-04-26 | 1142.6465 |  |  | 2007-07-26 | 1028.692 |  |  | 2021-06-01 | 0.14437 | 0.099771 | 0.25314 |  |  |  |  | 2004-09-08 | 82.251 |  | 2001-11-13 | 0.06
|  | 1994-11-25 | 0.07 | [5 empty] | 2010-05-03 | 1142.6555 |  |  | 2007-08-02 | 1028.608 |  |  | 2021-07-01 | 0.15333 | 0.051944 | 0.25062 |  |  |  |  | 2004-09-09 | 82.251 |  | 2001-12-14
|  | 1995-01-25 | 0.0055 | [5 empty] | 2010-05-10 | 1142.625 |  |  | 2007-08-09 | 1028.547 |  |  | 2021-08-01 | 0.15055 | 0.0099025 | 0.302 |  |  |  |  | 2004-09-10 | 82.251 |  | 2001-12-15 | 0.02
|  | 1995-03-06 | 0.00375 | [5 empty] | 2010-05-17 | 1142.6092 |  |  | 2007-08-16 | 1028.374 |  |  | 2021-09-01 | 0.22168 | 0.12468 | 0.25969 |  |  |  |  | 2004-09-11 | 82.251 |  | 2002-01-15 | 0.09
|  | 1995-03-08 | 0.03 | [5 empty] | 2010-05-24 | 1142.5655 |  |  | 2007-08-23 | 1028.085 |  |  | 2021-10-01 | 0.21997 | 0.023177 | 0.40095 |  |  |  |  | 2004-09-12 | 82.251 |  | 2002-02-12 | 0.01
|  | 1995-05-08 | 0.0525 | [5 empty] | 2010-05-31 | 1142.461 |  |  | 2007-08-30 | 1028.038 |  |  | 2021-11-01 | 0.1936 | 0.028033 | 0.34992 |  |  |  |  | 2004-09-13 | 82.251 |  | 2002-03-12 | 0.05
|  | 1995-06-21 | 0.01 | [5 empty] | 2010-06-07 | 1142.3321 |  |  | 2007-09-06 | 1028.025 |  |  | 2021-12-01 | 0.18405 | 0.032173 | 0.32724 |  |  |  |  | 2004-09-14 | 82.251 |  | 2002-04-15 | 0.04 | 0.04
|  | 1995-07-20 | 0.01 | [5 empty] | 2010-06-14 | 1142.2175 |  |  | 2007-09-11 | 1028.025 |  |  | 2022-01-01 | 0.214 | 0.059217 | 0.34371 |  |  |  |  | 2004-09-15 | 82.251 |  | 2002-05-13 | 0.07
|  | 1995-08-23 | 0.05 | [5 empty] | 2010-06-21 | 1142.0831 |  |  | 2007-09-12 | 1027.91 | [10 empty] | 2004-09-16 | 82.251 |  | 2002-06-16 | 0.03
|  | 1995-10-16 | 0.08 | [5 empty] | 2010-06-28 | 1141.941 |  |  | 2007-09-13 | 1027.845 | [10 empty] | 2004-09-17 | 82.251 |  | 2002-07-16 | 0.017
|  | 1995-11-14 | 0.17 | [5 empty] | 2010-07-05 | 1141.8216 |  |  | 2007-09-17 | 1027.559 | [10 empty] | 2004-09-18 | 0 |  | 2002-08-12 | 0.009
|  | 1995-12-06 | 0.14 | [5 empty] | 2010-07-12 | 1141.6734 |  |  | 2007-09-24 | 1027.755 | [10 empty] | 2004-09-19 | 0 |  | 2002-09-16 | 0.011
|  | 1995-12-12 | 0.111 | [5 empty] | 2010-07-19 | 1141.4875 |  |  | 2007-09-27 | 1027.84 | [10 empty] | 2004-09-20 | 0 |  | 2002-10-15 | 0.024
|  | 1996-01-25 | 0.1 | [5 empty] | 2010-07-26 | 1141.3141 |  |  | 2007-10-15 | 1028.295 | [10 empty] | 2004-09-21 | 0 |  | 2002-11-12 | 0.031
|  | 1996-02-14 | 0.09 | [5 empty] | 2010-08-02 | 1141.1681 |  |  | 2007-10-18 | 1028.358 | [10 empty] | 2004-09-22 | 0 |  | 2002-12-10 | 0.034
|  | 1996-03-06 | 0.123 | [5 empty] | 2010-08-09 | 1141.0422 |  |  | 2007-10-22 | 1028.442 | [10 empty] | 2004-09-23 | 0 |  | 2003-01-14 | 0.029
|  | 1996-03-12 | 0.08 | [5 empty] | 2010-08-16 | 1140.894 |  |  | 2007-10-25 | 1028.22 | [10 empty] | 2004-09-24 | 0 |  | 2003-02-15 | 0.023
|  | 1996-04-09 | 0.02 | [5 empty] | 2010-08-23 | 1140.7673 |  |  | 2007-10-29 | 1027.997 | [10 empty] | 2004-09-25 | 0 |  | 2003-03-15 | 0.022
|  | 1996-05-15 | 0.05 | [5 empty] | 2010-08-27 | 1140.6801 |  |  | 2007-11-08 | 1028.268 | [10 empty] | 2004-09-26 | 0 |  | 2003-04-15 | 0.021 | 0.021
|  | 1996-05-29 | 0.04 | [5 empty] | 2010-08-30 | 1140.6965 |  |  | 2007-11-22 | 1028.551 | [10 empty] | 2004-09-27 | 0 |  | 2003-05-13 | 0.037
|  | 1996-06-11 | 0.02 | [5 empty] | 2010-09-06 | 1140.7703 |  |  | 2007-12-06 | 1028.802 | [10 empty] | 2004-09-28 | 0 |  | 2003-06-14 | 0.016
|  | 1996-06-21 | 1.48 | [5 empty] | 2010-09-13 | 1140.8102 |  |  | 2008-01-03 | 1029.27 | [10 empty] | 2004-09-29 | 0 |  | 2003-07-14 | 0.034
|  | 1996-07-17 | 0.02 | [5 empty] | 2010-09-20 | 1140.8502 |  |  | 2008-01-16 | 1029.442 | [10 empty] | 2004-09-30 | 0 |  | 2003-08-11 | 0.011
|  | 1996-08-05 | 0.01 | [5 empty] | 2010-09-27 | 1140.8691 |  |  | 2008-02-13 | 1029.782 | [10 empty] | 2004-10-01 | 0 |  | 2003-09-08 | 0.012
|  | 1996-08-15 | 0.03 | [5 empty] | 2010-10-04 | 1140.9413 |  |  | 2008-03-05 | 1029.996 | [10 empty] | 2004-10-02 | 0 |  | 2003-10-14 | 0.027
|  | 1996-09-03 | 0.04 | [5 empty] | 2010-10-12 | 1140.9663 |  |  | 2008-03-20 | 1030.116 | [10 empty] | 2004-10-03 | 0 |  | 2003-11-15 | 0.022
|  | 1996-09-11 | 0.04 | [5 empty] | 2010-10-25 | 1141.0611 |  |  | 2008-04-03 | 1030.211 | [10 empty] | 2004-10-04 | 0 |  | 2003-12-14
|  | 1996-10-02 | [6 empty] | 2010-11-08 | 1141.0861 |  |  | 2008-04-10 | 1030.254 | [10 empty] | 2004-10-05 | 0 |  | 2003-12-15 | 0.014
|  | 1996-10-16 | 0.08 | [5 empty] | 2010-11-22 | 1141.1641 |  |  | 2008-04-14 | 1029.93 | [10 empty] | 2004-10-06 | 0 |  | 2004-01-12 | 0.024
|  | 1996-10-21 | 0.09 | [5 empty] | 2010-12-06 | 1141.254 |  |  | 2008-04-21 | 1029.625 | [10 empty] | 2004-10-07 | 0 |  | 2004-02-16 | 0.032
|  | 1996-11-21 | 0.1 | [5 empty] | 2010-12-16 | 1141.3162 |  |  | 2008-04-24 | 1029.398 | [10 empty] | 2004-10-08 | 0 |  | 2004-03-15 | 0.031
|  | 1996-12-19 | 0.12 | [5 empty] | 2011-01-03 | 1141.4779 |  |  | 2008-04-28 | 1029.25 | [10 empty] | 2004-10-09 | 0 |  | 2004-04-13 | 0.024 | 0.024
|  | 1997-01-14 | 0.05 | [5 empty] | 2011-01-17 | 1141.556 |  |  | 2008-05-05 | 1029.433 | [10 empty] | 2004-10-10 | 0 |  | 2004-05-14 | 0.027
|  | 1997-02-17 | 0.06 | [5 empty] | 2011-01-31 | 1141.643 |  |  | 2008-05-06 | 1029.44 | [10 empty] | 2004-10-11 | 0 |  | 2004-06-14 | 0.007
|  | 1997-02-26 | [6 empty] | 2011-02-14 | 1141.729 |  |  | 2008-05-07 | 1029.421 | [10 empty] | 2004-10-12 | 0 |  | 2004-07-12 | 0.009
|  | 1997-03-11 | 0.05 | [5 empty] | 2011-02-28 | 1141.8592 |  |  | 2008-05-08 | 1029.402 | [10 empty] | 2004-10-13 | 0 |  | 2004-08-09 | 0.011
|  | 1997-04-15 | 0.06 | [5 empty] | 2011-03-07 | 1141.8946 |  |  | 2008-05-12 | 1029.362 | [10 empty] | 2004-10-14 | 0 |  | 2004-09-13 | 0.012
|  | 1997-04-28 | 0.04 | [5 empty] | 2011-03-21 | 1141.912 |  |  | 2008-05-20 | 1029.34 | [10 empty] | 2004-10-15 | 27.904 |  | 2004-10-12 | 0.025
|  | 1997-05-12 | 0.04 | [5 empty] | 2011-04-04 | 1141.972 |  |  | 2008-05-21 | 1029.335 | [10 empty] | 2004-10-16 | 27.904 |  | 2004-11-15 | 0.024
|  | 1997-06-23 | 0.04 | [5 empty] | 2011-04-18 | 1142.0833 |  |  | 2008-05-22 | 1029.332 | [10 empty] | 2004-10-17 | 27.904 |  | 2004-12-03 | 0.02
|  | 1997-07-15 | 0.07 | [5 empty] | 2011-05-02 | 1142.057 |  |  | 2008-05-26 | 1029.276 | [10 empty] | 2004-10-18 | 27.904 |  | 2005-01-21 | 0.031
|  | 1997-07-24 | [6 empty] | 2011-05-16 | 1141.948 |  |  | 2008-05-28 | 1029.254 | [10 empty] | 2004-10-19 | 27.904 |  | 2005-02-08 | 0.035
|  | 1997-08-06 | [6 empty] | 2011-05-30 | 1141.984 |  |  | 2008-06-02 | 1029.251 | [10 empty] | 2004-10-20 | 27.904 |  | 2005-03-15 | 0.031
|  | 1997-08-12 | 0.11 | [5 empty] | 2011-06-06 | 1141.942 |  |  | 2008-06-05 | 1029.164 | [10 empty] | 2004-10-21 | 27.904 |  | 2005-04-11 | 0.038 | 0.038
|  | 1997-09-22 | 0.15 | [5 empty] | 2011-06-09 | 1141.936 |  |  | 2008-06-11 | 1028.976 | [10 empty] | 2004-10-22 | 275.55 |  | 2005-05-09 | 0.031
|  | 1997-09-30 | 0.12 | [5 empty] | 2011-06-13 | 1141.8269 |  |  | 2008-06-18 | 1028.891 | [10 empty] | 2004-10-23 | 275.55 |  | 2005-06-20 | 0.016
|  | 1997-10-07 | 0.11 | [5 empty] | 2011-06-20 | 1141.873 |  |  | 2008-06-23 | 1028.686 | [10 empty] | 2004-10-24 | 275.55 |  | 2005-07-25 | 0.015
|  | 1997-10-20 | 0.08 | [5 empty] | 2011-06-27 | 1141.848 |  |  | 2008-06-24 | 1028.638 | [10 empty] | 2004-10-25 | 275.55 |  | 2005-08-22 | 0.023
|  | 1997-11-04 | [6 empty] | 2011-07-04 | 1141.838 |  |  | 2008-06-26 | 1028.549 | [10 empty] | 2004-10-26 | 77.242 |  | 2005-09-05 | 0.036
|  | 1997-11-19 | 0.06 | [5 empty] | 2011-07-11 | 1141.781 |  |  | 2008-07-02 | 1028.271 | [10 empty] | 2004-10-27 | 0 |  | 2005-09-06 | 0.036
|  | 1997-12-08 | 0.06 | [5 empty] | 2011-07-18 | 1141.788 |  |  | 2008-07-03 | 1028.24 | [10 empty] | 2004-10-28 | 0 |  | 2005-10-10 | 0.028
|  | 1998-01-12 | 0.06 | [5 empty] | 2011-07-25 | 1141.645 |  |  | 2008-07-07 | 1028.222 | [10 empty] | 2004-10-29 | 0 |  | 2005-11-01 | 0.035
|  | 1998-02-24 | 0.03 | [5 empty] | 2011-08-01 | 1141.572 |  |  | 2008-07-08 | 1028.235 | [10 empty] | 2004-10-30 | 0 |  | 2005-12-13 | 0.058
|  | 1998-03-17 | 0.02 | [5 empty] | 2011-08-08 | 1141.466 |  |  | 2008-07-10 | 1028.252 | [10 empty] | 2004-10-31 | 0 |  | 2006-01-23 | 0.094
|  | 1998-04-13 | 0.32 | [5 empty] | 2011-08-15 | 1141.373 |  |  | 2008-07-17 | 1028.28 | [10 empty] | 2004-11-01 | 0 |  | 2006-02-14 | 0.035
|  | 1998-04-16 | [6 empty] | 2011-08-22 | 1141.273 |  |  | 2008-07-24 | 1028.273 | [10 empty] | 2004-11-02 | 0 |  | 2006-04-24 | 0.14 | 0.14
|  | 1998-04-22 | 0.11 | [5 empty] | 2011-08-29 | 1141.151 |  |  | 2008-08-14 | 1028.068 | [10 empty] | 2004-11-03 | 0 |  | 2006-04-25 | 0.14 | 0.14
|  | 1998-04-24 | 0.08 | [5 empty] | 2011-09-05 | 1141.014 |  |  | 2008-08-21 | 1028.15 | [10 empty] | 2004-11-04 | 0 |  | 2006-05-17 | 0.042
|  | 1998-04-26 | 0.05 | [5 empty] | 2011-09-12 | 1140.862 |  |  | 2008-08-28 | 1028.34 | [10 empty] | 2004-11-05 | 0 |  | 2006-06-19 | 0.017
|  | 1998-04-30 | 0.04 | [5 empty] | 2011-09-19 | 1140.762 |  |  | 2008-09-02 | 1028.426 | [10 empty] | 2004-11-06 | 0 |  | 2006-07-18 | 0.02
|  | 1998-05-18 | 0.3 | [5 empty] | 2011-09-26 | 1140.827 |  |  | 2008-09-11 | 1028.565 | [10 empty] | 2004-11-07 | 0 |  | 2006-08-21 | 0.023
|  | 1998-06-15 | 0.06 | [5 empty] | 2011-10-03 | 1140.883 |  |  | 2008-09-18 | 1028.638 | [10 empty] | 2004-11-08 | 0 |  | 2006-09-11 | 0.023
|  | 1998-06-19 | 0.0093 | [5 empty] | 2011-10-17 | 1140.98 |  |  | 2008-09-22 | 1028.582 | [10 empty] | 2004-11-09 | 0 |  | 2006-10-16 | 0.065
|  | 1998-06-20 | 0.09 | [5 empty] | 2011-10-31 | 1141.059 |  |  | 2008-09-25 | 1028.504 | [10 empty] | 2004-11-10 | 0 |  | 2006-11-14 | 0.064
|  | 1998-06-21 | 0.18 | [5 empty] | 2011-11-07 | 1141.105 |  |  | 2008-09-29 | 1028.402 | [10 empty] | 2004-11-11 | 0 |  | 2007-04-18 | 0.18 | 0.18
|  | 1998-07-21 | 0.05 | [5 empty] | 2011-11-14 | 1141.167 |  |  | 2008-10-02 | 1028.227 | [10 empty] | 2004-11-12 | 0 |  | 2007-05-14 | 0.068
|  | 1998-08-04 | [6 empty] | 2011-11-28 | 1141.26 |  |  | 2008-10-06 | 1028.043 | [10 empty] | 2004-11-13 | 0 |  | 2007-06-18 | 0.029
|  | 1998-08-10 | 0.13 | [5 empty] | 2011-12-13 | 1141.39 |  |  | 2008-10-09 | 1028.005 | [10 empty] | 2004-11-14 | 0 |  | 2007-07-16 | 0.025
|  | 1998-09-25 | 0.07 | [5 empty] | 2012-01-03 | 1141.574 |  |  | 2008-10-16 | 1027.365 | [10 empty] | 2004-11-15 | 0 |  | 2007-08-13 | 0.031
|  | 1998-10-19 | 0.08 | [5 empty] | 2012-01-16 | 1141.602 |  |  | 2008-10-22 | 1027.135 | [10 empty] | 2004-11-16 | 0 |  | 2007-09-10 | 0.025
|  | 1998-11-17 | 0.09 | [5 empty] | 2012-01-30 | 1141.65 |  |  | 2008-11-12 | 1027.803 | [10 empty] | 2004-11-17 | 0 |  | 2007-10-22 | 0.063
|  | 1998-12-21 | 0.06 | [5 empty] | 2012-02-13 | 1141.717 |  |  | 2008-12-04 | 1028.325 | [10 empty] | 2004-11-18 | 0 |  | 2007-11-13 | 0.068
|  | 1999-01-18 | 0.06 | [5 empty] | 2012-02-27 | 1141.772 |  |  | 2009-01-22 | 1029.148 | [10 empty] | 2004-11-19 | 0 |  | 2007-12-09 | 0.097
|  | 1999-02-22 | 0.03 | [5 empty] | 2012-03-12 | 1141.837 |  |  | 2009-02-26 | 1029.56 | [10 empty] | 2004-11-20 | 0 |  | 2008-01-07 | 0.056
|  | 1999-03-17 | 0.04 | [5 empty] | 2012-03-26 | 1141.889 |  |  | 2009-03-24 | 1029.837 | [10 empty] | 2004-11-21 | 0 |  | 2008-01-08 | 0.056
|  | 1999-04-20 | 0.03 | [5 empty] | 2012-01-01 | 1141.6 | 1141.6 | 1141.6 | 2009-03-27 | 1029.796 | [10 empty] | 2004-11-22 | 0 |  | 2008-02-18 | 0.099
|  | 1999-05-17 | 0.07 | [5 empty] | 2012-02-01 | 1142.094 | 1141.8608 | 1142.4292 | 2009-03-28 | 1029.724 | [10 empty] | 2004-11-23 | 0 |  | 2008-03-17 | 0.094
|  | 1999-06-25 | [6 empty] | 2012-03-01 | 1142.705 | 1142.1022 | 1143.1985 | 2009-03-30 | 1029.596 | [10 empty] | 2004-11-24 | 0 |  | 2008-04-14 | 0.097 | 0.097
|  | 1999-07-03 | 0.05 | [5 empty] | 2012-04-01 | 1143.208 | 1142.4604 | 1143.7701 | 2009-04-02 | 1029.368 | [10 empty] | 2004-11-25 | 0 |  | 2008-05-02
|  | 1999-07-27 | 0.04 | [5 empty] | 2012-05-01 | 1143.6125 | 1142.8105 | 1144.363 | 2009-04-06 | 1028.939 | [10 empty] | 2004-11-26 | 0 |  | 2008-05-14 | 0.076
|  | 1999-07-29 | [6 empty] | 2012-06-01 | 1141.8962 | 1141.0376 | 1143.2764 | 2009-04-08 | 1028.736 | [10 empty] | 2004-11-27 | 0 |  | 2008-06-04
|  | 1999-08-12 | 0.08 | [5 empty] | 2012-07-01 | 1140.8474 | 1139.5774 | 1142.0573 | 2009-04-13 | 1028.164 | [10 empty] | 2004-11-28 | 0 |  | 2008-06-12 12:15 | 0.0258
|  | 1999-08-31 | [6 empty] | 2012-08-01 | 1139.5647 | 1138.9008 | 1141.1641 | 2009-04-16 | 1027.744 | [10 empty] | 2004-11-29 | 0 |  | 2008-06-16 | 0.037
|  | 1999-09-10 | 0.05 | [5 empty] | 2012-09-01 | 1138.9277 | 1138.9271 | 1140.1047 | 2009-04-20 | 1027.716 | [10 empty] | 2004-11-30 | 0 |  | 2008-07-08
|  | 1999-10-29 | 0.02 | [5 empty] | 2012-10-01 | 1138.9723 | 1138.965 | 1138.9723 | 2009-04-23 | 1027.487 | [10 empty] | 2004-12-01 | 0 |  | 2008-07-14 | 0.024
|  | 1999-11-22 | 0.05 | [5 empty] | 2012-11-01 | 1140.0496 | 1139.8254 | 1140.2637 | 2009-04-27 | 1027.273 | [10 empty] | 2004-12-02 | 0 |  | 2008-07-22 16:45 | 0.02275
|  | 1999-12-14 | 0.08 | [5 empty] | 2012-12-01 | 1140.7366 | 1140.2913 | 1141.1713 | 2009-04-30 | 1027.159 | [10 empty] | 2004-12-03 | 0 |  | 2008-08-03
|  | 2000-01-27 | 0.02 | [5 empty] | 2013-01-01 | 1141.2571 | 1140.5989 | 1141.9292 | 2009-05-04 | 1027.229 | [10 empty] | 2004-12-04 | 0 |  | 2008-08-11 | 0.03
|  | 2000-02-28 | 0.64 | [5 empty] | 2013-02-01 | 1141.7236 | 1141.0784 | 1142.668 | 2009-05-07 | 1027.419 | [10 empty] | 2004-12-05 | 0 |  | 2008-08-19 | 0.036
|  | 2000-03-23 | 0.03 | [5 empty] | 2013-03-01 | 1142.1235 | 1141.4377 | 1143.1787 | 2009-05-11 | 1027.604 | [10 empty] | 2004-12-06 | 0 |  | 2008-08-25 14:30 | 0.04305
|  | 2000-04-27 | 0.09 | [5 empty] | 2013-04-01 | 1142.814 | 1141.7793 | 1143.7036 | 2009-05-13 | 1027.69 | [10 empty] | 2004-12-07 | 0 |  | 2008-09-02
|  | 2000-05-15 | 0.07 | [5 empty] | 2013-05-01 | 1143.314 | 1141.9697 | 1144.3016 | 2009-05-15 | 1027.734 | [10 empty] | 2004-12-08 | 0 |  | 2008-09-15 | 0.024
|  | 2000-06-26 | 0.1 | [5 empty] | 2013-06-01 | 1141.6304 | 1140.5234 | 1143.183 | 2009-05-16 | 1027.831 | [10 empty] | 2004-12-09 | 0 |  | 2008-10-15 | 0.039
|  | 2000-07-25 | 0.14 | [5 empty] | 2013-07-01 | 1140.5521 | 1138.915 | 1141.9174 | 2009-05-19 | 1027.831 | [10 empty] | 2004-12-10 | 0 |  | 2008-10-18
|  | 2000-08-29 | 0.1 | [5 empty] | 2013-08-01 | 1139.1667 | 1138.9008 | 1141.0518 | 2009-05-31 | 1028.163 | [10 empty] | 2004-12-11 | 0 |  | 2008-11-03 | 0.1
|  | 2000-09-25 | 0.01 | [5 empty] | 2013-09-01 | 1138.928 | 1138.9215 | 1140.0052 | 2009-06-08 | 1028.338 | [10 empty] | 2004-12-12 | 0 |  | 2008-11-09
|  | 2000-10-28 | [6 empty] | 2013-10-01 | 1138.9723 | 1138.9613 | 1139.0193 | 2009-06-13 | 1028.266 | [10 empty] | 2004-12-13 | 0 |  | 2008-12-01 | 0.092
|  | 2000-10-29 | 0.07 | [5 empty] | 2013-11-01 | 1140.0427 | 1139.7988 | 1140.2639 | 2009-06-29 | 1027.668 | [10 empty] | 2004-12-14 | 0 |  | 2009-01-12 | 0.2
|  | 2000-11-13 | 0.07 | [5 empty] | 2013-12-01 | 1140.7258 | 1140.2578 | 1141.1718 | 2009-06-30 | 1027.704 | [10 empty] | 2004-12-15 | 0 |  | 2009-02-02 | 0.14
|  | 2000-11-18 | 0.088 | [5 empty] | 2014-01-01 | 1141.2435 | 1140.5554 | 1141.9308 | 2009-07-13 | 1028.033 | [10 empty] | 2004-12-16 | 0 |  | 2009-03-03 12:20 | 0.121
|  | 2000-12-14 | 0.051 | [5 empty] | 2014-02-01 | 1141.7153 | 1141.0205 | 1142.6766 | 2009-07-20 | 1027.826 | [10 empty] | 2004-12-17 | 0 |  | 2009-04-06 12:00 | 0.0992 | 0.0992
36892 | 36904 | 2001-01-13 | 0.07 | [5 empty] | 2014-03-01 | 1142.172 | 1141.3694 | 1143.1865 | 2009-07-27 | 1027.711 | [10 empty] | 2004-12-18 | 0 |  | 2009-04-14 15:07 |  | 0
|  | 2001-02-10 | 0.11 | [5 empty] | 2014-04-01 | 1142.8921 | 1141.7386 | 1143.6523 | 2009-08-03 | 1027.985 | [10 empty] | 2004-12-19 | 0 |  | 2009-05-02 17:50
|  | 2001-03-10 | 0.04 | [5 empty] | 2014-05-01 | 1143.3347 | 1142.0103 | 1144.2413 | 2009-08-07 | 1027.966 | [10 empty] | 2004-12-20 | 0 |  | 2009-05-06 | 0.168
|  | 2001-04-16 | 0.08 | [5 empty] | 2014-06-01 | 1141.6349 | 1140.5691 | 1143.1497 | 2009-08-10 | 1028.034 | [10 empty] | 2004-12-21 | 0 |  | 2009-05-06 14:00 | 0.168
|  | 2001-06-17 | 0.03 | [5 empty] | 2014-07-01 | 1140.5806 | 1138.9934 | 1141.9462 | 2009-08-18 | 1028.026 | [10 empty] | 2004-12-22 | 0 |  | 2009-06-04
|  | 2001-07-14 | 0.04 | [5 empty] | 2014-08-01 | 1139.2595 | 1138.9008 | 1141.1387 | 2009-08-24 | 1028.317 | [10 empty] | 2004-12-23 | 0 |  | 2009-06-08 11:20 | 0.0091
|  | 2001-08-14 | 0.04 | [5 empty] | 2014-09-01 | 1138.9281 | 1138.9272 | 1140.1824 | 2009-08-31 | 1028.281 | [10 empty] | 2004-12-24 | 0 |  | 2009-07-08 15:10
|  | 2001-09-17 | 0.03 | [5 empty] | 2014-10-01 | 1138.9723 | 1138.9612 | 1139.0986 | 2009-09-07 | 1028.28 | [10 empty] | 2004-12-25 | 0 |  | 2009-07-13 09:25 | 0.033
|  | 2001-10-15 | 0.11 | [5 empty] | 2014-11-01 | 1140.0333 | 1139.8192 | 1140.3667 | 2009-09-14 | 1028.36 | [10 empty] | 2004-12-26 | 0 |  | 2009-08-03
|  | 2001-11-13 | 0.07 | [5 empty] | 2014-12-01 | 1140.728 | 1140.2827 | 1141.2739 | 2009-09-21 | 1028.587 | [10 empty] | 2004-12-27 | 0 |  | 2009-08-06 19:30 | 0.027
|  | 2001-12-14 | [6 empty] | 2015-01-01 | 1141.2402 | 1140.5869 | 1142.0446 | 2009-09-29 | 1028.852 | [10 empty] | 2004-12-28 | 0 |  | 2009-08-06 19:50
|  | 2001-12-15 | 0.08 | [5 empty] | 2015-02-01 | 1141.7231 | 1141.0602 | 1142.8317 | 2009-10-01 | 1028.98 | [10 empty] | 2004-12-29 | 0 |  | 2009-08-17 | 0.0272
|  | 2002-01-15 | 0.05 | [5 empty] | 2015-03-01 | 1142.1599 | 1141.415 | 1143.2766 | 2009-10-05 | 1028.938 | [10 empty] | 2004-12-30 | 0 |  | 2009-09-02 18:05 | 0.01695
|  | 2002-02-12 | 0.02 | [5 empty] | 2015-04-01 | 1142.8831 | 1141.7899 | 1143.7314 | 2009-10-09 | 1028.668 | [10 empty] | 2004-12-31 | 0 |  | 2009-10-05 15:20 | 0.01895
|  | 2002-03-12 | 0.03 | [5 empty] | 2015-05-01 | 1143.3621 | 1141.9885 | 1144.3344 | 2009-10-12 | 1028.428 | [10 empty] | 2005-01-01 | 0 |  | 2009-10-18 15:10
|  | 2002-04-15 | 0.03 | [5 empty] | 2015-06-01 | 1141.6587 | 1140.5575 | 1143.2445 | 2009-10-13 | 1028.338 | [10 empty] | 2005-01-02 | 0 |  | 2009-11-04 14:01 | 0.0282
|  | 2002-05-13 | 0.07 | [5 empty] | 2015-07-01 | 1140.5654 | 1138.986 | 1142.0581 | 2009-10-16 | 1028.393 | [10 empty] | 2005-01-03 | 0 |  | 2009-11-09 14:04
|  | 2002-06-16 | 0.031 | [5 empty] | 2015-08-01 | 1139.2661 | 1138.901 | 1141.2255 | 2009-10-19 | 1028.132 | [10 empty] | 2005-01-04 | 0 |  | 2009-12-01 15:41 | 0.02395
|  | 2002-07-16 | 0.034 | [5 empty] | 2015-09-01 | 1138.928 | 1138.9272 | 1140.2831 | 2009-10-20 | 1028 | [10 empty] | 2005-01-05 | 0 |  | 2010-01-11
|  | 2002-08-12 | 0.018 | [5 empty] | 2015-10-01 | 1138.9723 | 1138.9719 | 1139.2056 | 2009-10-21 | 1027.925 | [10 empty] | 2005-01-06 | 0 |  | 2010-01-11 15:05 | 0.02385
|  | 2002-09-16 | 0.107 | [5 empty] | 2015-11-01 | 1140.0494 | 1139.8075 | 1140.4545 | 2009-10-22 | 1027.864 | [10 empty] | 2005-01-07 | 0 |  | 2010-02-22
|  | 2002-10-15 | 0.031 | [5 empty] | 2015-12-01 | 1140.7402 | 1140.2684 | 1141.3619 | 2009-10-23 | 1027.775 | [10 empty] | 2005-01-08 | 0 |  | 2010-02-22 12:01 | 0.02485
|  | 2002-11-11 | [6 empty] | 2016-01-01 | 1141.2661 | 1140.5692 | 1142.2347 | 2009-10-24 | 1027.669 | [10 empty] | 2005-01-09 | 0 |  | 2010-03-10
|  | 2002-11-12 | 0.04 | [5 empty] | 2016-02-01 | 1141.7368 | 1141.0385 | 1143.0253 | 2009-10-25 | 1027.542 | [10 empty] | 2005-01-10 | 0 |  | 2010-03-10 08:23 | 0.02575
|  | 2002-12-10 | 0.059 | [5 empty] | 2016-03-01 | 1142.1809 | 1141.3903 | 1143.4141 | 2009-10-26 | 1027.496 | [10 empty] | 2005-01-11 | 0 |  | 2010-04-14 |  | 0
|  | 2003-01-14 | 0.038 | [5 empty] | 2016-04-01 | 1142.8989 | 1141.7627 | 1143.7974 | 2009-10-27 | 1027.395 | [10 empty] | 2005-01-12 | 0 |  | 2010-04-14 15:07 | 0.03105 | 0.03105
|  | 2003-02-15 | 0.033 | [5 empty] | 2016-05-01 | 1143.3713 | 1141.9821 | 1144.325 | 2009-10-28 | 1027.32 | [10 empty] | 2005-01-13 | 0 |  | 2010-05-02 17:50
|  | 2003-03-15 | 0.027 | [5 empty] | 2016-06-01 | 1141.6802 | 1140.5511 | 1143.2344 | 2009-10-29 | 1027.235 | [10 empty] | 2005-01-14 | 0 |  | 2010-05-03
|  | 2003-04-15 | 0.023333 | [5 empty] | 2016-07-01 | 1140.6123 | 1138.9784 | 1142.0406 | 2009-10-30 | 1027.188 | [10 empty] | 2005-01-15 | 0 |  | 2010-05-03 16:13 | 0.0161
|  | 2003-05-13 | 0.077 | [5 empty] | 2016-08-01 | 1139.2816 | 1138.9009 | 1141.2152 | 2009-10-31 | 1027.123 | [10 empty] | 2005-01-16 | 0 |  | 2010-06-04
|  | 2003-05-14 | 0.12 | [5 empty] | 2016-09-01 | 1138.9281 | 1138.9215 | 1140.2723 | 2009-11-01 | 1027.034 | [10 empty] | 2005-01-17 | 0 |  | 2010-06-04 12:31 | 0.0081
|  | 2003-06-14 | 0.039 | [5 empty] | 2016-10-01 | 1138.9723 | 1138.963 | 1139.1919 | 2009-11-02 | 1026.96 | [10 empty] | 2005-01-18 | 0 |  | 2010-07-08
|  | 2003-07-14 | 0.048 | [5 empty] | 2016-11-01 | 1140.0345 | 1139.8043 | 1140.4429 | 2009-11-09 | 1027.174 | [10 empty] | 2005-01-19 | 0 |  | 2010-07-08 15:10 | 0.0079
|  | 2003-07-15 | 0.03 | [5 empty] | 2016-12-01 | 1140.7261 | 1140.2645 | 1141.35 | 2009-11-16 | 1027.381 | [10 empty] | 2005-01-20 | 0 |  | 2010-08-03
|  | 2003-08-11 | 0.026 | [5 empty] | 2017-01-01 | 1141.2434 | 1140.5642 | 1142.2104 | 2009-11-23 | 1027.537 | [10 empty] | 2005-01-21 | 0 |  | 2010-08-03 16:10 | 0.00985
|  | 2003-09-02 | [6 empty] | 2017-02-01 | 1141.7175 | 1141.032 | 1143.009 | 2009-11-30 | 1027.72 | [10 empty] | 2005-01-22 | 0 |  | 2010-09-02
|  | 2003-09-08 | 0.047667 | [5 empty] | 2017-03-01 | 1142.1376 | 1141.3828 | 1143.3971 | 2009-12-07 | 1027.822 | [10 empty] | 2005-01-23 | 0 |  | 2010-09-02 09:43 | 0.0142
|  | 2003-09-16 | [6 empty] | 2017-04-01 | 1142.8334 | 1141.7542 | 1143.7795 | 2009-12-14 | 1027.966 | [10 empty] | 2005-01-24 | 0 |  | 2010-10-18
|  | 2003-09-24 | [6 empty] | 2017-05-01 | 1143.3315 | 1142.0117 | 1144.2712 | 2010-01-04 | 1028.332 | [10 empty] | 2005-01-25 | 0 |  | 2010-10-18 11:45 | 0.0141
|  | 2003-09-30 | [6 empty] | 2017-06-01 | 1141.6499 | 1140.5742 | 1143.1655 | 2010-01-18 | 1028.556 | [10 empty] | 2005-01-26 | 0 |  | 2010-11-09
|  | 2003-10-14 | 0.028 | [5 empty] | 2017-07-01 | 1140.6167 | 1139.0049 | 1141.9486 | 2010-02-01 | 1028.778 | [10 empty] | 2005-01-27 | 0 |  | 2010-11-09 14:04 | 0.0219
|  | 2003-11-15 | 0.037 | [5 empty] | 2017-08-01 | 1139.2963 | 1138.9009 | 1141.1384 | 2010-02-16 | 1028.954 | [10 empty] | 2005-01-28 | 0 |  | 2010-12-01
|  | 2003-12-14 | [6 empty] | 2017-09-01 | 1138.9281 | 1138.9243 | 1140.1786 | 2010-03-01 | 1029.097 | [10 empty] | 2005-01-29 | 0 |  | 2010-12-01 17:35 | 0.0192
|  | 2003-12-15 | 0.033 | [5 empty] | 2017-10-01 | 1138.9723 | 1138.9691 | 1139.0908 | 2010-03-15 | 1029.236 | [10 empty] | 2005-01-30 | 0 |  | 2011-01-19 11:11 | 0.0179
|  | 2004-01-12 | 0.041 | [5 empty] | 2017-11-01 | 1140.0537 | 1139.8181 | 1140.3575 | 2010-03-23 | 1029.294 | [10 empty] | 2005-01-31 | 0 |  | 2011-02-01 17:15 | 0.0197
|  | 2004-02-16 | 0.057 | [5 empty] | 2017-12-01 | 1140.7332 | 1140.2815 | 1141.2628 | 2010-03-25 | 1029.218 | [10 empty] | 2005-02-01 | 0 |  | 2011-03-16 15:50 | 0.0407
|  | 2004-03-15 | 0.023 | [5 empty] | 2018-01-01 | 1141.2521 | 1140.5856 | 1142.0303 | 2010-03-29 | 1029.135 | [10 empty] | 2005-02-02 | 0 |  | 2011-04-13 13:35 | 0.018 | 0.018
|  | 2004-05-02 | 0.076 | [5 empty] | 2018-02-01 | 1141.7146 | 1141.0588 | 1142.8199 | 2010-04-05 | 1029.093 | [10 empty] | 2005-02-03 | 0 |  | 2011-05-11 15:15 | 0.083
|  | 2004-05-09 | 0.058 | [5 empty] | 2018-03-01 | 1142.14 | 1141.4138 | 1143.2706 | 2010-04-12 | 1029.039 | [10 empty] | 2005-02-04 | 0 |  | 2011-06-20 09:46 | 0.0451
|  | 2004-05-14 | 0.089 | [5 empty] | 2018-04-01 | 1142.8756 | 1141.7891 | 1143.6936 | 2010-04-19 | 1029.127 | [10 empty] | 2005-02-05 | 0 |  | 2011-07-13 14:38 | 0.0069
|  | 2004-05-25 | 0.085 | [5 empty] | 2018-05-01 | 1143.3318 | 1142.0763 | 1144.2897 | 2010-04-21 | 1029.193 | [10 empty] | 2005-02-06 | 0 |  | 2011-08-25 13:02 | 0.0063
|  | 2004-06-01 | 0.01 | [5 empty] | 2018-06-01 | 1141.6406 | 1140.6091 | 1143.1968 | 2010-04-26 | 1029.399 | [10 empty] | 2005-02-07 | 0 |  | 2011-09-21 13:30 | 0.0081
|  | 2004-06-14 | 0.014 | [5 empty] | 2018-07-01 | 1140.6123 | 1139.0461 | 1141.9868 | 2010-05-03 | 1029.386 | [10 empty] | 2005-02-08 | 0 |  | 2011-10-20 14:26 | 0.016
|  | 2004-07-12 | 0.02 | [5 empty] | 2018-08-01 | 1139.2783 | 1138.901 | 1141.178 | 2010-05-10 | 1029.108 | [10 empty] | 2005-02-09 | 0 |  | 2011-11-14 16:00 | 0.0232
|  | 2004-08-09 | 0.024 | [5 empty] | 2018-09-01 | 1138.928 | 1138.9272 | 1140.2285 | 2010-05-17 | 1028.894 | [10 empty] | 2005-02-10 | 0 |  | 2011-12-06 14:30 | 0.0128
|  | 2004-08-24 | 0.061 | [5 empty] | 2018-10-01 | 1138.9723 | 1138.9648 | 1139.1427 | 2010-05-24 | 1028.7 | [10 empty] | 2005-02-11 | 0 |  | 2012-01-18 14:00 | 0.0159
|  | 2004-08-31 | 0.079 | [5 empty] | 2018-11-01 | 1140.041 | 1139.8372 | 1140.4012 | 2010-05-31 | 1028.542 | [10 empty] | 2005-02-12 | 0 |  | 2012-02-07 15:52 | 0.0198
|  | 2004-09-13 | [6 empty] | 2018-12-01 | 1140.7235 | 1140.3051 | 1141.3075 | 2010-06-07 | 1028.44 | [10 empty] | 2005-02-13 | 0 |  | 2012-03-05 16:20 | 0.0214 |  | Least Result | Greatest Result |  | Time (yr) | Mean | S.D. | Least Result | 5% | 25% | Median | 75% | 95% | Greatest Result
|  | 2004-09-14 | 0.073 | [5 empty] | 2019-01-01 | 1141.2408 | 1140.6155 | 1142.1227 | 2010-06-14 | 1028.392 | [10 empty] | 2005-02-14 | 0 |  | 2012-01-01 |  | 0.064693 | 0.045847 | 0.083486 |  | 0 | 0.065598 | 0.010975 | 0.046762 | 0.048478 | 0.056096 | 0.065607 | 0.075105 | 0.082693 | 8.44% | 0.000913
|  | 2004-10-12 | 0.034 | [5 empty] | 2019-02-01 | 1141.6973 | 1141.097 | 1142.92 | 2010-06-21 | 1028.17 | [10 empty] | 2005-02-15 | 0 |  | 2012-02-01 |  | 0.061863 | 0.044296 | 0.079384 |  | 0.083333 | 0.062769 | 0.010231 | 0.045211 | 0.04681 | 0.053911 | 0.062777 | 0.071631 | 0.078706 | 0.080297 | 0.000913
|  | 2004-11-15 | 0.039 | [5 empty] | 2019-03-01 | 1142.0992 | 1141.458 | 1143.3356 | 2010-06-28 | 1027.916 | [10 empty] | 2005-02-16 | 0 |  | 2012-03-01 |  | 0.076595 | 0.052375 | 0.10073 |  | 0.16667 | 0.077492 | 0.014098 | 0.053289 | 0.055494 | 0.065286 | 0.077506 | 0.089704 | 0.099447 | 0.10164 | 0.00091
|  | 2004-12-03 | 0.032 | [5 empty] | 2019-04-01 | 1142.7705 | 1141.7883 | 1143.7147 | 2010-07-05 | 1027.66 | [10 empty] | 2005-02-17 | 0 |  | 2012-04-01 |  | 0.065084 | 0.046062 | 0.084053 |  | 0.25 | 0.065989 | 0.011077 | 0.046977 | 0.048708 | 0.056398 | 0.065998 | 0.075584 | 0.083243 | 0.084965 | 0.000912
|  | 2005-01-12 | 0.028 | [5 empty] | 2019-05-01 | 1143.2788 | 1141.98 | 1144.2596 | 2010-07-12 | 1027.452 | [10 empty] | 2005-02-18 | 0 |  | 2012-05-01 |  | 0.033225 | 0.028613 | 0.037835 |  | 0.33333 | 0.034144 | 0.002689 | 0.029532 | 0.029951 | 0.031815 | 0.034144 | 0.036472 | 0.038335 | 0.038754 | 0.000919
|  | 2005-01-21 | 0.028 | [5 empty] | 2019-06-01 | 1141.606 | 1140.5497 | 1143.1541 | 2010-07-19 | 1027.298 | [10 empty] | 2005-02-19 | 0 |  | 2012-06-01 |  | 0.034681 | 0.029409 | 0.039949 |  | 0.41667 | 0.035599 | 0.0030732 | 0.030328 | 0.030807 | 0.032938 | 0.0356 | 0.038261 | 0.040389 | 0.040868 | 0.000919
|  | 2005-02-08 | 0.028 | [5 empty] | 2019-07-01 | 1140.5289 | 1138.9775 | 1141.9369 | 2010-07-26 | 1027.168 | [10 empty] | 2005-02-20 | 0 |  | 2012-07-01 |  | 0.036717 | 0.030523 | 0.042905 |  | 0.5 | 0.037634 | 0.0036102 | 0.031442 | 0.032005 | 0.034508 | 0.037635 | 0.040761 | 0.043261 | 0.043823 | 0.000918
|  | 2005-03-01 | [6 empty] | 2019-08-01 | 1139.2103 | 1138.9008 | 1141.1204 | 2010-08-02 | 1027.06 | [10 empty] | 2005-02-21 | 0 |  | 2012-08-01 |  | 0.042105 | 0.033472 | 0.050726 |  | 0.58333 | 0.04302 | 0.0050309 | 0.03439 | 0.035175 | 0.038664 | 0.043022 | 0.047378 | 0.05086 | 0.051643 | 0.000917
|  | 2005-03-08 | 0.25 | [5 empty] | 2019-09-01 | 1138.928 | 1138.9225 | 1140.1478 | 2010-08-09 | 1027.834 | [10 empty] | 2005-02-22 | 0 |  | 2012-09-01 |  | 0.04537 | 0.035149 | 0.055171 |  | 0.66667 | 0.046156 | 0.0058254 | 0.036066 | 0.036978 | 0.041229 | 0.046287 | 0.051138 | 0.055179 | 0.056087 | 0.000916
|  | 2005-03-14 | 0.19 | [5 empty] | 2019-10-01 | 1138.9723 | 1138.9614 | 1139.0503 | 2010-08-16 | 1027.663 | [10 empty] | 2005-02-23 | 310.65 |  | 2012-10-01 |  | 0.048431 | 0.036574 | 0.06947 |  | 0.75 | 0.04975 | 0.0076882 | 0.037492 | 0.038736 | 0.043487 | 0.049348 | 0.05535 | 0.062863 | 0.070387 | 0.000917
|  | 2005-03-22 | 0.2 | [5 empty] | 2019-11-01 | 1140.0337 | 1139.8022 | 1140.318 | 2010-08-23 | 1027.884 | [10 empty] | 2005-02-24 | 446.12 |  | 2012-11-01 |  | 0.055214 | 0.04003 | 0.094424 |  | 0.83333 | 0.05809 | 0.01266 | 0.040947 | 0.042509 | 0.048755 | 0.056129 | 0.064061 | 0.086681 | 0.095338 | 0.000914
|  | 2005-04-11 | 0.019 | [5 empty] | 2019-12-01 | 1140.7175 | 1140.2621 | 1141.2186 | 2010-08-30 | 1027.837 | [10 empty] | 2005-02-25 | 374.38 |  | 2012-12-01 |  | 0.060759 | 0.042121 | 0.11683 |  | 0.91667 | 0.06488 | 0.017855 | 0.043036 | 0.044791 | 0.053078 | 0.061673 | 0.06993 | 0.10803 | 0.11775 | 0.00092
|  | 2005-05-10 | 0.035 | [5 empty] | 2020-01-01 | 1141.2335 | 1140.5613 | 1141.9762 | 2010-09-06 | 1027.41 | [10 empty] | 2005-02-26 | 390.66 |  | 2013-01-01 |  | 0.069254 | 0.045847 | 0.13893 |  | 1 | 0.075016 | 0.022783 | 0.046762 | 0.048859 | 0.059332 | 0.070168 | 0.081334 | 0.13129 | 0.13984 | 0.00091
|  | 2005-05-31 | 0.019 | [5 empty] | 2020-02-01 | 1141.6968 | 1141.0284 | 1142.7498 | 2010-09-13 | 1027.291 | [10 empty] | 2005-02-27 | 395.31 |  | 2013-02-01 |  | 0.067886 | 0.044296 | 0.14065 |  | 1.0833 | 0.075548 | 0.025053 | 0.045211 | 0.047165 | 0.058168 | 0.068799 | 0.080372 | 0.13473 | 0.14156 | 0.00091
|  | 2005-06-11 | 0.017 | [5 empty] | 2020-03-01 | 1142.1086 | 1141.3789 | 1143.2284 | 2010-09-20 | 1027.446 | [10 empty] | 2005-02-28 | 395.31 |  | 2013-03-01 |  | 0.087331 | 0.052375 | 0.16167 |  | 1.1667 | 0.093575 | 0.028908 | 0.053289 | 0.055984 | 0.071644 | 0.088242 | 0.11021 | 0.15531 | 0.16258 | 0.00091
|  | 2005-06-19 | 0.022 | [5 empty] | 2020-04-01 | 1142.7837 | 1141.7501 | 1143.7527 | 2010-09-27 | 1027.595 | [10 empty] | 2005-03-01 | 180.21 |  | 2013-04-01 |  | 0.078285 | 0.046062 | 0.14524 |  | 1.25 | 0.085456 | 0.028749 | 0.046977 | 0.049093 | 0.062352 | 0.079198 | 0.10729 | 0.14216 | 0.14616 | 0.00092
|  | 2005-06-21 | 0.027 | [5 empty] | 2020-05-01 | 1143.3027 | 1141.9718 | 1144.3593 | 2010-10-04 | 1027.738 | [10 empty] | 2005-03-02 | 180.21 |  | 2013-05-01 |  | 0.040037 | 0.028613 | 0.099716 |  | 1.3333 | 0.05708 | 0.02688 | 0.029532 | 0.030138 | 0.033446 | 0.040955 | 0.088994 | 0.099661 | 0.10063 | 0.000914
|  | 2005-07-02 | 0.011 | [5 empty] | 2020-06-01 | 1141.624 | 1140.5392 | 1143.2706 | 2010-10-12 | 1027.881 | [10 empty] | 2005-03-03 | 206.12 |  | 2013-06-01 |  | 0.050978 | 0.029409 | 0.1018 |  | 1.4167 | 0.061896 | 0.02757 | 0.030328 | 0.031021 | 0.035648 | 0.051896 | 0.094081 | 0.1016 | 0.10272 | 0.00092
|  | 2005-07-10 | 0.029 | [5 empty] | 2020-07-01 | 1140.5605 | 1138.9619 | 1142.1019 | 2010-10-18 | 1028.011 | [10 empty] | 2005-03-04 | 272.62 |  | 2013-07-01 |  | 0.062507 | 0.030523 | 0.10471 |  | 1.5 | 0.067283 | 0.027915 | 0.031442 | 0.03238 | 0.039159 | 0.063425 | 0.096856 | 0.10432 | 0.10563 | 0.00092
|  | 2005-07-17 | 0.035 | [5 empty] | 2020-08-01 | 1139.2596 | 1138.9008 | 1141.2507 | 2010-10-25 | 1028.136 | [10 empty] | 2005-03-05 | 272.62 |  | 2013-08-01 |  | 0.07742 | 0.033472 | 0.11241 |  | 1.5833 | 0.076 | 0.028092 | 0.03439 | 0.035698 | 0.048451 | 0.078338 | 0.10366 | 0.11177 | 0.11333 | 0.00092
|  | 2005-07-24 | 0.032 | [5 empty] | 2020-09-01 | 1138.928 | 1138.9215 | 1140.309 | 2010-11-01 | 1028.226 | [10 empty] | 2005-03-06 | 272.62 |  | 2013-09-01 |  | 0.089574 | 0.035149 | 0.11679 |  | 1.6667 | 0.082402 | 0.027682 | 0.036066 | 0.038686 | 0.054965 | 0.090492 | 0.10775 | 0.1159 | 0.11771 | 0.00092
|  | 2005-07-25 | 0.024 | [5 empty] | 2020-10-01 | 1138.9723 | 1138.9612 | 1139.2383 | 2010-11-08 | 1028.397 | [10 empty] | 2005-03-07 | 311.23 |  | 2013-10-01 |  | 0.10072 | 0.037253 | 0.12051 |  | 1.75 | 0.08834 | 0.026739 | 0.03817 | 0.042809 | 0.062763 | 0.10164 | 0.1121 | 0.11941 | 0.12143 | 0.00092
|  | 2005-07-31 | 0.029 | [5 empty] | 2020-11-01 | 1140.0352 | 1139.8018 | 1140.4819 | 2010-11-15 | 1028.458 | [10 empty] | 2005-03-08 | 233.99 |  | 2013-11-01 |  | 0.10689 | 0.040882 | 0.12953 |  | 1.8333 | 0.097954 | 0.025675 | 0.041799 | 0.051356 | 0.076266 | 0.10781 | 0.11973 | 0.12791 | 0.13044 | 0.00091
|  | 2005-08-06 | 0.037 | [5 empty] | 2020-12-01 | 1140.7185 | 1140.2611 | 1141.3899 | 2010-11-18 | 1028.441 | [10 empty] | 2005-03-09 | 329.41 |  | 2013-12-01 |  | 0.11012 | 0.044927 | 0.13498 |  | 1.9167 | 0.10508 | 0.02386 | 0.045843 | 0.060776 | 0.087252 | 0.11104 | 0.12435 | 0.13352 | 0.13589 | 0.00091
|  | 2005-08-13 | 0.051 | [5 empty] | 2021-01-01 | 1141.2297 | 1140.5596 | 1142.2931 | 2010-11-19 | 1028.379 | [10 empty] | 2005-03-10 | 34.075 |  | 2014-01-01 |  | 0.11765 | 0.055377 | 0.14469 |  | 2 | 0.11496 | 0.022234 | 0.056292 | 0.072198 | 0.10086 | 0.11856 | 0.13314 | 0.14315 | 0.1456 | 0.00091
|  | 2005-08-20 | 0.051 | [5 empty] | 2021-02-01 | 1141.698 | 1141.0251 | 1143.0642 | 2010-11-20 | 1028.332 | [10 empty] | 2005-03-11 | 295.33 |  | 2014-02-01 |  | 0.1177 | 0.059937 | 0.14065 |  | 2.0833 | 0.1149 | 0.019314 | 0.060853 | 0.077134 | 0.10598 | 0.11861 | 0.12994 | 0.13927 | 0.14156 | 0.00091
|  | 2005-08-23 | 0.05 | [5 empty] | 2021-03-01 | 1142.1255 | 1141.3745 | 1143.4552 | 2010-11-21 | 1028.285 | [10 empty] | 2005-03-12 | 365.99 |  | 2014-03-01 |  | 0.13292 | 0.07521 | 0.16167 |  | 2.1667 | 0.13186 | 0.019786 | 0.076124 | 0.093865 | 0.12006 | 0.13384 | 0.1473 | 0.15943 | 0.16258 | 0.00091
|  | 2005-08-27 | 0.049 | [5 empty] | 2021-04-01 | 1142.8225 | 1141.7439 | 1143.8408 | 2010-11-22 | 1028.257 | [10 empty] | 2005-03-13 | 307.22 |  | 2014-04-01 |  | 0.12369 | 0.07448 | 0.14524 |  | 2.25 | 0.12247 | 0.015529 | 0.075394 | 0.092976 | 0.11275 | 0.1246 | 0.1351 | 0.14368 | 0.14616 | 0.00092
|  | 2005-09-05 | 0.06 | [5 empty] | 2021-05-01 | 1143.2957 | 1141.97 | 1144.3259 | 2010-11-23 | 1028.204 | [10 empty] | 2005-03-14 | 307.22 |  | 2014-05-01 |  | 0.094388 | 0.061422 | 0.099716 |  | 2.3333 | 0.092605 | 0.0083824 | 0.062341 | 0.073761 | 0.092245 | 0.095307 | 0.097947 | 0.10013 | 0.10063 | 0.000914
|  | 2005-09-06 | 0.057 | [5 empty] | 2021-06-01 | 1141.6094 | 1140.5372 | 1143.2275 | 2010-11-24 | 1028.155 | [10 empty] | 2005-03-15 | 324.77 |  | 2014-06-01 |  | 0.095816 | 0.06862 | 0.1018 |  | 2.4167 | 0.095381 | 0.0064262 | 0.069539 | 0.082046 | 0.093657 | 0.096735 | 0.099805 | 0.10214 | 0.10272 | 0.00092
|  | 2005-09-11 | 0.05 | [5 empty] | 2021-07-01 | 1140.5708 | 1138.9594 | 1142.0172 | 2010-11-25 | 1028.12 | [10 empty] | 2005-03-16 | 388.41 |  | 2014-07-01 |  | 0.097897 | 0.076166 | 0.10471 |  | 2.5 | 0.098403 | 0.005095 | 0.077085 | 0.091053 | 0.095548 | 0.098815 | 0.10221 | 0.10495 | 0.10563 | 0.00092
|  | 2005-09-18 | 0.03 | [5 empty] | 2021-08-01 | 1139.2542 | 1138.901 | 1141.1973 | 2010-11-26 | 1028.073 | [10 empty] | 2005-03-17 | 287.47 |  | 2014-08-01 |  | 0.10366 | 0.085735 | 0.11241 |  | 2.5833 | 0.10443 | 0.0054351 | 0.086653 | 0.096592 | 0.10041 | 0.10458 | 0.10874 | 0.11238 | 0.11333 | 0.00092
|  | 2005-09-24 | 0.034 | [5 empty] | 2021-09-01 | 1138.928 | 1138.9218 | 1140.2474 | 2010-11-27 | 1028.028 | [10 empty] | 2005-03-18 | 287.47 |  | 2014-09-01 |  | 0.10704 | 0.093891 | 0.11679 |  | 2.6667 | 0.10785 | 0.0058861 | 0.094809 | 0.098589 | 0.10292 | 0.10796 | 0.11299 | 0.11681 | 0.11771 | 0.00092
|  | 2005-10-01 | 0.066 | [5 empty] | 2021-10-01 | 1138.9723 | 1138.962 | 1139.1561 | 2010-11-29 | 1027.949 | [10 empty] | 2005-03-19 | 307.74 |  | 2014-10-01 |  | 0.10961 | 0.09847 | 0.12074 |  | 2.75 | 0.11053 | 0.0064936 | 0.099387 | 0.1004 | 0.10491 | 0.11053 | 0.11615 | 0.12065 | 0.12166 | 0.00092
|  | 2005-10-10 | 0.028 | [5 empty] | 2021-11-01 | 1140.0341 | 1139.801 | 1140.4088 | 2010-12-02 | 1027.823 | [10 empty] | 2005-03-20 | 307.74 |  | 2014-11-01 |  | 0.11586 | 0.10187 | 0.12981 |  | 2.8333 | 0.11677 | 0.0081466 | 0.10279 | 0.10406 | 0.10971 | 0.11677 | 0.12382 | 0.12946 | 0.13073 | 0.00092
|  | 2005-10-11 | 0.028 | [5 empty] | 2021-12-01 | 1140.723 | 1140.2603 | 1141.3132 | 2010-12-06 | 1027.902 | [10 empty] | 2005-03-21 | 307.74 |  | 2014-12-01 |  | 0.11963 | 0.10393 | 0.1353 |  | 2.9167 | 0.12054 | 0.0091454 | 0.10485 | 0.10627 | 0.11262 | 0.12055 | 0.12846 | 0.13479 | 0.13621 | 0.00091
|  | 2005-11-01 | 0.043 | [5 empty] | 2022-01-01 | 1141.2405 | 1140.5583 | 1142.1464 | 2010-12-13 | 1028.035 | [10 empty] | 2005-03-22 | 267.23 |  | 2015-01-01 |  | 0.12636 | 0.1076 | 0.14507 |  | 3 | 0.12726 | 0.010924 | 0.10852 | 0.11022 | 0.11781 | 0.12727 | 0.13673 | 0.14428 | 0.14598 | 0.00091
|  | 2005-11-02 | 0.043 | [9 empty] | 2010-12-16 | 1028.075 | [10 empty] | 2005-03-23 | 307.21 |  | 2015-02-01 |  | 0.12356 | 0.10607 | 0.141 |  | 3.0833 | 0.12446 | 0.010184 | 0.10699 | 0.10858 | 0.11565 | 0.12447 | 0.13329 | 0.14033 | 0.14191 | 0.00091
|  | 2005-12-13 | 0.056 | [9 empty] | 2011-01-03 | 1028.485 | [10 empty] | 2005-03-24 | 0 |  | 2015-03-01 |  | 0.13814 | 0.11403 | 0.16216 |  | 3.1667 | 0.13903 | 0.014033 | 0.11494 | 0.11714 | 0.12688 | 0.13905 | 0.15119 | 0.16089 | 0.16307 | 0.00091
|  | 2005-12-15 | 0.056 | [9 empty] | 2011-01-10 | 1028.581 | [10 empty] | 2005-03-25 | 0 |  | 2015-04-01 |  | 0.12675 | 0.10781 | 0.14563 |  | 3.25 | 0.12765 | 0.011026 | 0.10873 | 0.11045 | 0.1181 | 0.12766 | 0.1372 | 0.14483 | 0.14654 | 0.00091
|  | 2006-01-23 | 0.062 | [9 empty] | 2011-01-17 | 1028.663 | [10 empty] | 2005-03-26 | 0 |  | 2015-05-01 |  | 0.095223 | 0.090631 | 0.099812 |  | 3.3333 | 0.096139 | 0.0026768 | 0.09155 | 0.091966 | 0.093823 | 0.096141 | 0.098458 | 0.10031 | 0.10073 | 0.000918
|  | 2006-02-14 | 0.04 | [9 empty] | 2011-01-24 | 1028.775 | [10 empty] | 2005-03-27 | 0 |  | 2015-06-01 |  | 0.096663 | 0.091416 | 0.10191 |  | 3.4167 | 0.09758 | 0.0030592 | 0.092334 | 0.09281 | 0.094932 | 0.097582 | 0.10023 | 0.10235 | 0.10283 | 0.00092
|  | 2006-03-24 | 0.044 | [9 empty] | 2011-01-31 | 1028.847 | [10 empty] | 2005-03-28 | 0 |  | 2015-07-01 |  | 0.098677 | 0.092512 | 0.10484 |  | 3.5 | 0.099593 | 0.0035938 | 0.093431 | 0.09399 | 0.096483 | 0.099596 | 0.10271 | 0.10519 | 0.10576 | 0.00092
|  | 2006-04-25 | 0.045 | [9 empty] | 2011-02-07 | 1028.921 | [10 empty] | 2005-03-29 | 0 |  | 2015-08-01 |  | 0.10401 | 0.095416 | 0.11259 |  | 3.5833 | 0.10492 | 0.0050078 | 0.096334 | 0.097114 | 0.10059 | 0.10493 | 0.10926 | 0.11273 | 0.11351 | 0.00092
|  | 2006-05-09 | 0.17 | [9 empty] | 2011-02-14 | 1029.016 | [10 empty] | 2005-03-30 | 0 |  | 2015-09-01 |  | 0.10704 | 0.097067 | 0.117 |  | 3.6667 | 0.10795 | 0.0058111 | 0.097984 | 0.09889 | 0.10292 | 0.10796 | 0.11299 | 0.11701 | 0.11791 | 0.00091
|  | 2006-05-18 | 0.03 | [9 empty] | 2011-02-21 | 1029.092 | [10 empty] | 2005-03-31 | 0 |  | 2015-10-01 |  | 0.10961 | 0.09847 | 0.12074 |  | 3.75 | 0.11053 | 0.0064936 | 0.099387 | 0.1004 | 0.10491 | 0.11053 | 0.11615 | 0.12065 | 0.12166 | 0.00092
|  | 2006-05-23 | 0.035 | [9 empty] | 2011-02-28 | 1029.16 | [10 empty] | 2005-04-01 | 0 |  | 2015-11-01 |  | 0.11586 | 0.10187 | 0.12981 |  | 3.8333 | 0.11677 | 0.0081466 | 0.10279 | 0.10406 | 0.10971 | 0.11677 | 0.12382 | 0.12946 | 0.13073 | 0.00092
|  | 2006-05-30 | 0.028 | [9 empty] | 2011-03-07 | 1029.224 | [10 empty] | 2005-04-02 | 0 |  | 2015-12-01 |  | 0.11963 | 0.10393 | 0.1353 |  | 3.9167 | 0.12054 | 0.0091454 | 0.10485 | 0.10627 | 0.11262 | 0.12055 | 0.12846 | 0.13479 | 0.13621 | 0.00091
|  | 2006-06-06 | 0.022 | [9 empty] | 2011-03-14 | 1029.29 | [10 empty] | 2005-04-03 | 0 |  | 2016-01-01 |  | 0.12636 | 0.1076 | 0.14507 |  | 4 | 0.12726 | 0.010924 | 0.10852 | 0.11022 | 0.11781 | 0.12727 | 0.13673 | 0.14428 | 0.14598 | 0.00091
|  | 2006-06-19 | 0.027 | [9 empty] | 2011-03-21 | 1029.343 | [10 empty] | 2005-04-04 | 0 |  | 2016-02-01 |  | 0.12356 | 0.10607 | 0.141 |  | 4.0833 | 0.12446 | 0.010184 | 0.10699 | 0.10858 | 0.11565 | 0.12447 | 0.13329 | 0.14033 | 0.14191 | 0.00091
|  | 2006-06-20 | 0.026 | [9 empty] | 2011-03-24 | 1029.323 | [10 empty] | 2005-04-05 | 0 |  | 2016-03-01 |  | 0.13814 | 0.11403 | 0.16216 |  | 4.1667 | 0.13903 | 0.014033 | 0.11494 | 0.11714 | 0.12688 | 0.13905 | 0.15119 | 0.16089 | 0.16307 | 0.00091
|  | 2006-07-11 | 0.016 | [9 empty] | 2011-03-28 | 1029.347 | [10 empty] | 2005-04-06 | 0 |  | 2016-04-01 |  | 0.12675 | 0.10781 | 0.14563 |  | 4.25 | 0.12765 | 0.011026 | 0.10873 | 0.11045 | 0.1181 | 0.12766 | 0.1372 | 0.14483 | 0.14654 | 0.00091
|  | 2006-07-17 | 0.023 | [9 empty] | 2011-03-31 | 1029.297 | [10 empty] | 2005-04-07 | 0 |  | 2016-05-01 |  | 0.095223 | 0.090631 | 0.099812 |  | 4.3333 | 0.096139 | 0.0026768 | 0.09155 | 0.091966 | 0.093823 | 0.096141 | 0.098458 | 0.10031 | 0.10073 | 0.000918
|  | 2006-07-18 | 0.033 | [9 empty] | 2011-04-04 | 1029.205 | [10 empty] | 2005-04-08 | 0 |  | 2016-06-01 |  | 0.096663 | 0.091416 | 0.10191 |  | 4.4167 | 0.09758 | 0.0030592 | 0.092334 | 0.09281 | 0.094932 | 0.097582 | 0.10023 | 0.10235 | 0.10283 | 0.00092
|  | 2006-07-25 | 0.028 | [9 empty] | 2011-04-07 | 1029.029 | [10 empty] | 2005-04-09 | 0 |  | 2016-07-01 |  | 0.098677 | 0.092512 | 0.10484 |  | 4.5 | 0.099593 | 0.0035938 | 0.093431 | 0.09399 | 0.096483 | 0.099596 | 0.10271 | 0.10519 | 0.10576 | 0.00092
|  | 2006-08-01 | 0.023 | [9 empty] | 2011-04-11 | 1028.858 | [10 empty] | 2005-04-10 | 0 |  | 2016-08-01 |  | 0.10401 | 0.095416 | 0.11259 |  | 4.5833 | 0.10492 | 0.0050078 | 0.096334 | 0.097114 | 0.10059 | 0.10493 | 0.10926 | 0.11273 | 0.11351 | 0.00092
|  | 2006-08-15 | 0.028 | [9 empty] | 2011-04-14 | 1028.728 | [10 empty] | 2005-04-11 | 0 |  | 2016-09-01 |  | 0.10704 | 0.097067 | 0.117 |  | 4.6667 | 0.10795 | 0.0058111 | 0.097984 | 0.09889 | 0.10292 | 0.10796 | 0.11299 | 0.11701 | 0.11791 | 0.00091
|  | 2006-08-21 | 0.026 | [9 empty] | 2011-04-18 | 1028.634 | [10 empty] | 2005-04-12 | 0 |  | 2016-10-01 |  | 0.10961 | 0.09847 | 0.12074 |  | 4.75 | 0.11053 | 0.0064936 | 0.099387 | 0.1004 | 0.10491 | 0.11053 | 0.11615 | 0.12065 | 0.12166 | 0.00092
|  | 2006-08-22 | 0.027 | [9 empty] | 2011-04-21 | 1028.581 | [10 empty] | 2005-04-13 | 0 |  | 2016-11-01 |  | 0.11586 | 0.10187 | 0.12981 |  | 4.8333 | 0.11677 | 0.0081466 | 0.10279 | 0.10406 | 0.10971 | 0.11677 | 0.12382 | 0.12946 | 0.13073 | 0.00092
|  | 2006-08-29 | 0.039 | [9 empty] | 2011-04-25 | 1028.472 | [10 empty] | 2005-04-14 | 0 |  | 2016-12-01 |  | 0.11963 | 0.10393 | 0.1353 |  | 4.9167 | 0.12054 | 0.0091454 | 0.10485 | 0.10627 | 0.11262 | 0.12055 | 0.12846 | 0.13479 | 0.13621 | 0.00091
|  | 2006-09-05 | 0.025 | [9 empty] | 2011-04-28 | 1028.403 | [10 empty] | 2005-04-15 | 0 |  | 2017-01-01 |  | 0.12636 | 0.1076 | 0.14507 |  | 5 | 0.12726 | 0.010924 | 0.10852 | 0.11022 | 0.11781 | 0.12727 | 0.13673 | 0.14428 | 0.14598 | 0.00091
|  | 2006-09-12 | 0.018 | [9 empty] | 2011-05-02 | 1028.536 | [10 empty] | 2005-04-16 | 0 |  | 2017-02-01 |  | 0.12356 | 0.10607 | 0.141 |  | 5.0833 | 0.12446 | 0.010184 | 0.10699 | 0.10858 | 0.11565 | 0.12447 | 0.13329 | 0.14033 | 0.14191 | 0.00091
|  | 2006-10-17 | 0.032 | [9 empty] | 2011-05-05 | 1028.628 | [10 empty] | 2005-04-17 | 0 |  | 2017-03-01 |  | 0.13814 | 0.11403 | 0.16216 |  | 5.1667 | 0.13903 | 0.014033 | 0.11494 | 0.11714 | 0.12688 | 0.13905 | 0.15119 | 0.16089 | 0.16307 | 0.00091
|  | 2006-11-14 | 0.052 | [9 empty] | 2011-05-09 | 1028.54 | [10 empty] | 2005-04-18 | 0 |  | 2017-04-01 |  | 0.12675 | 0.10781 | 0.14563 |  | 5.25 | 0.12765 | 0.011026 | 0.10873 | 0.11045 | 0.1181 | 0.12766 | 0.1372 | 0.14483 | 0.14654 | 0.00091
|  | 2006-12-13 | 0.06 | [9 empty] | 2011-05-12 | 1028.403 | [10 empty] | 2005-04-19 | 0 |  | 2017-05-01 |  | 0.095223 | 0.090631 | 0.099812 |  | 5.3333 | 0.096139 | 0.0026768 | 0.09155 | 0.091966 | 0.093823 | 0.096141 | 0.098458 | 0.10031 | 0.10073 | 0.000918
|  | 2007-01-16 | 0.053 | [9 empty] | 2011-05-16 | 1028.249 | [10 empty] | 2005-04-20 | 0 |  | 2017-06-01 |  | 0.096663 | 0.091416 | 0.10191 |  | 5.4167 | 0.09758 | 0.0030592 | 0.092334 | 0.09281 | 0.094932 | 0.097582 | 0.10023 | 0.10235 | 0.10283 | 0.00092
|  | 2007-02-13 | 0.031 | [9 empty] | 2011-05-19 | 1028.178 | [10 empty] | 2005-04-21 | 0 |  | 2017-07-01 |  | 0.098677 | 0.092512 | 0.10484 |  | 5.5 | 0.099593 | 0.0035938 | 0.093431 | 0.09399 | 0.096483 | 0.099596 | 0.10271 | 0.10519 | 0.10576 | 0.00092
|  | 2007-02-15 | 0.031 | [9 empty] | 2011-05-23 | 1028.087 | [10 empty] | 2005-04-22 | 0 |  | 2017-08-01 |  | 0.10401 | 0.095416 | 0.11259 |  | 5.5833 | 0.10492 | 0.0050078 | 0.096334 | 0.097114 | 0.10059 | 0.10493 | 0.10926 | 0.11273 | 0.11351 | 0.00092
|  | 2007-03-12 | 0.024 | [9 empty] | 2011-05-26 | 1027.989 | [10 empty] | 2005-04-23 | 0 |  | 2017-09-01 |  | 0.10704 | 0.097067 | 0.117 |  | 5.6667 | 0.10795 | 0.0058111 | 0.097984 | 0.09889 | 0.10292 | 0.10796 | 0.11299 | 0.11701 | 0.11791 | 0.00091
|  | 2007-04-10 | 0.22 | [9 empty] | 2011-05-30 | 1027.89 | [10 empty] | 2005-04-24 | 0 |  | 2017-10-01 |  | 0.10961 | 0.09847 | 0.12074 |  | 5.75 | 0.11053 | 0.0064936 | 0.099387 | 0.1004 | 0.10491 | 0.11053 | 0.11615 | 0.12065 | 0.12166 | 0.00092
|  | 2007-04-19 | 0.07 | [9 empty] | 2011-06-06 | 1027.664 | [10 empty] | 2005-04-25 | 0 |  | 2017-11-01 |  | 0.11586 | 0.10187 | 0.12981 |  | 5.8333 | 0.11677 | 0.0081466 | 0.10279 | 0.10406 | 0.10971 | 0.11677 | 0.12382 | 0.12946 | 0.13073 | 0.00092
|  | 2007-05-14 | 0.043 | [9 empty] | 2011-06-09 | 1027.606 | [10 empty] | 2005-04-26 | 0 |  | 2017-12-01 |  | 0.11963 | 0.10393 | 0.1353 |  | 5.9167 | 0.12054 | 0.0091454 | 0.10485 | 0.10627 | 0.11262 | 0.12055 | 0.12846 | 0.13479 | 0.13621 | 0.00091
|  | 2007-05-15 | 0.045 | [9 empty] | 2011-06-13 | 1027.634 | [10 empty] | 2005-04-27 | 0 |  | 2018-01-01 |  | 0.12636 | 0.1076 | 0.14507 |  | 6 | 0.12726 | 0.010924 | 0.10852 | 0.11022 | 0.11781 | 0.12727 | 0.13673 | 0.14428 | 0.14598 | 0.00091
|  | 2007-05-22 | 0.034 | [9 empty] | 2011-06-16 | 1027.641 | [10 empty] | 2005-04-28 | 0 |  | 2018-02-01 |  | 0.12356 | 0.10607 | 0.141 |  | 6.0833 | 0.12446 | 0.010184 | 0.10699 | 0.10858 | 0.11565 | 0.12447 | 0.13329 | 0.14033 | 0.14191 | 0.00091
|  | 2007-05-29 | 0.016 | [9 empty] | 2011-06-20 | 1027.616 | [10 empty] | 2005-04-29 | 0 |  | 2018-03-01 |  | 0.13814 | 0.11403 | 0.16216 |  | 6.1667 | 0.13903 | 0.014033 | 0.11494 | 0.11714 | 0.12688 | 0.13905 | 0.15119 | 0.16089 | 0.16307 | 0.00091
|  | 2007-06-05 | 0.014 | [9 empty] | 2011-06-23 | 1027.643 | [10 empty] | 2005-04-30 | 0 |  | 2018-04-01 |  | 0.12675 | 0.10781 | 0.14563 |  | 6.25 | 0.12765 | 0.011026 | 0.10873 | 0.11045 | 0.1181 | 0.12766 | 0.1372 | 0.14483 | 0.14654 | 0.00091
|  | 2007-06-12 | 0.016 | [9 empty] | 2011-06-27 | 1027.66 | [10 empty] | 2005-05-01 | 0 |  | 2018-05-01 |  | 0.095223 | 0.090631 | 0.099812 |  | 6.3333 | 0.096139 | 0.0026768 | 0.09155 | 0.091966 | 0.093823 | 0.096141 | 0.098458 | 0.10031 | 0.10073 | 0.000918
|  | 2007-06-18 | 0.019 | [9 empty] | 2011-07-04 | 1027.837 | [10 empty] | 2005-05-02 | 0 |  | 2018-06-01 |  | 0.096663 | 0.091416 | 0.10191 |  | 6.4167 | 0.09758 | 0.0030592 | 0.092334 | 0.09281 | 0.094932 | 0.097582 | 0.10023 | 0.10235 | 0.10283 | 0.00092
|  | 2007-06-19 | 0.019 | [9 empty] | 2011-07-07 | 1027.889 | [10 empty] | 2005-05-03 | 166.78 |  | 2018-07-01 |  | 0.098677 | 0.092512 | 0.10484 |  | 6.5 | 0.099593 | 0.0035938 | 0.093431 | 0.09399 | 0.096483 | 0.099596 | 0.10271 | 0.10519 | 0.10576 | 0.00092
|  | 2007-06-26 | 0.02 | [9 empty] | 2011-07-11 | 1027.961 | [10 empty] | 2005-05-04 | 230.41 |  | 2018-08-01 |  | 0.10401 | 0.095416 | 0.11259 |  | 6.5833 | 0.10492 | 0.0050078 | 0.096334 | 0.097114 | 0.10059 | 0.10493 | 0.10926 | 0.11273 | 0.11351 | 0.00092
|  | 2007-07-03 | 0.019 | [9 empty] | 2011-07-14 | 1027.98 | [10 empty] | 2005-05-05 | 254.55 |  | 2018-09-01 |  | 0.10704 | 0.097067 | 0.117 |  | 6.6667 | 0.10795 | 0.0058111 | 0.097984 | 0.09889 | 0.10292 | 0.10796 | 0.11299 | 0.11701 | 0.11791 | 0.00091
|  | 2007-07-10 | 0.066 | [9 empty] | 2011-07-18 | 1027.939 | [10 empty] | 2005-05-06 | 133.86 |  | 2018-10-01 |  | 0.10961 | 0.09847 | 0.12074 |  | 6.75 | 0.11053 | 0.0064936 | 0.099387 | 0.1004 | 0.10491 | 0.11053 | 0.11615 | 0.12065 | 0.12166 | 0.00092
|  | 2007-07-16 | 0.025 | [9 empty] | 2011-07-25 | 1028.053 | [10 empty] | 2005-05-07 | 133.86 |  | 2018-11-01 |  | 0.11586 | 0.10187 | 0.12981 |  | 6.8333 | 0.11677 | 0.0081466 | 0.10279 | 0.10406 | 0.10971 | 0.11677 | 0.12382 | 0.12946 | 0.13073 | 0.00092
|  | 2007-07-17 | 0.023 | [9 empty] | 2011-07-28 | 1028.011 | [10 empty] | 2005-05-08 | 133.86 |  | 2018-12-01 |  | 0.11963 | 0.10393 | 0.1353 |  | 6.9167 | 0.12054 | 0.0091454 | 0.10485 | 0.10627 | 0.11262 | 0.12055 | 0.12846 | 0.13479 | 0.13621 | 0.00091
|  | 2007-07-24 | 0.031 | [9 empty] | 2011-08-01 | 1028.013 | [10 empty] | 2005-05-09 | 133.86 |  | 2019-01-01 |  | 0.12636 | 0.1076 | 0.14507 |  | 7 | 0.12726 | 0.010924 | 0.10852 | 0.11022 | 0.11781 | 0.12727 | 0.13673 | 0.14428 | 0.14598 | 0.00091
|  | 2007-07-31 | 0.022 | [9 empty] | 2011-08-04 | 1028.024 | [10 empty] | 2005-05-10 | 38.246 |  | 2019-02-01 |  | 0.12356 | 0.10607 | 0.141 |  | 7.0833 | 0.12446 | 0.010184 | 0.10699 | 0.10858 | 0.11565 | 0.12447 | 0.13329 | 0.14033 | 0.14191 | 0.00091
|  | 2007-08-07 | 0.026 | [9 empty] | 2011-08-08 | 1028.017 | [10 empty] | 2005-05-11 | 38.246 |  | 2019-03-01 |  | 0.13814 | 0.11403 | 0.16216 |  | 7.1667 | 0.13903 | 0.014033 | 0.11494 | 0.11714 | 0.12688 | 0.13905 | 0.15119 | 0.16089 | 0.16307 | 0.00091
|  | 2007-08-13 | 0.033 | [9 empty] | 2011-08-11 | 1027.981 | [10 empty] | 2005-05-12 | 38.246 |  | 2019-04-01 |  | 0.12675 | 0.10781 | 0.14563 |  | 7.25 | 0.12765 | 0.011026 | 0.10873 | 0.11045 | 0.1181 | 0.12766 | 0.1372 | 0.14483 | 0.14654 | 0.00091
|  | 2007-08-14 | 0.032 | [9 empty] | 2011-08-15 | 1028.003 | [10 empty] | 2005-05-13 | 38.246 |  | 2019-05-01 |  | 0.095223 | 0.090631 | 0.099812 |  | 7.3333 | 0.096139 | 0.0026768 | 0.09155 | 0.091966 | 0.093823 | 0.096141 | 0.098458 | 0.10031 | 0.10073 | 0.000918
|  | 2007-08-21 | 0.0735 | [9 empty] | 2011-08-18 | 1028.016 | [10 empty] | 2005-05-14 | 38.246 |  | 2019-06-01 |  | 0.096663 | 0.091416 | 0.10191 |  | 7.4167 | 0.09758 | 0.0030592 | 0.092334 | 0.09281 | 0.094932 | 0.097582 | 0.10023 | 0.10235 | 0.10283 | 0.00092
|  | 2007-08-28 | 0.034 | [9 empty] | 2011-08-22 | 1028.045 | [10 empty] | 2005-05-15 | 38.246 |  | 2019-07-01 |  | 0.098677 | 0.092512 | 0.10484 |  | 7.5 | 0.099593 | 0.0035938 | 0.093431 | 0.09399 | 0.096483 | 0.099596 | 0.10271 | 0.10519 | 0.10576 | 0.00092
|  | 2007-09-04 | 0.038 | [9 empty] | 2011-08-25 | 1028.054 | [10 empty] | 2005-05-16 | 38.246 |  | 2019-08-01 |  | 0.10401 | 0.095416 | 0.11259 |  | 7.5833 | 0.10492 | 0.0050078 | 0.096334 | 0.097114 | 0.10059 | 0.10493 | 0.10926 | 0.11273 | 0.11351 | 0.00092
|  | 2007-09-10 | 0.038 | [9 empty] | 2011-08-29 | 1028.055 | [10 empty] | 2005-05-17 | 0 |  | 2019-09-01 |  | 0.10704 | 0.097067 | 0.117 |  | 7.6667 | 0.10795 | 0.0058111 | 0.097984 | 0.09889 | 0.10292 | 0.10796 | 0.11299 | 0.11701 | 0.11791 | 0.00091
|  | 2007-09-11 | 0.033 | [9 empty] | 2011-09-01 | 1028.045 | [10 empty] | 2005-05-18 | 0 |  | 2019-10-01 |  | 0.10961 | 0.09847 | 0.12074 |  | 7.75 | 0.11053 | 0.0064936 | 0.099387 | 0.1004 | 0.10491 | 0.11053 | 0.11615 | 0.12065 | 0.12166 | 0.00092
|  | 2007-09-17 | 0.027 | [9 empty] | 2011-09-05 | 1028.03 | [10 empty] | 2005-05-19 | 0 |  | 2019-11-01 |  | 0.11586 | 0.10187 | 0.12981 |  | 7.8333 | 0.11677 | 0.0081466 | 0.10279 | 0.10406 | 0.10971 | 0.11677 | 0.12382 | 0.12946 | 0.13073 | 0.00092
|  | 2007-09-25 | 0.0225 | [9 empty] | 2011-09-08 | 1028.053 | [10 empty] | 2005-05-20 | 0 |  | 2019-12-01 |  | 0.11963 | 0.10393 | 0.1353 |  | 7.9167 | 0.12054 | 0.0091454 | 0.10485 | 0.10627 | 0.11262 | 0.12055 | 0.12846 | 0.13479 | 0.13621 | 0.00091
|  | 2007-10-23 | 0.07 | [9 empty] | 2011-09-12 | 1028.086 | [10 empty] | 2005-05-21 | 0 |  | 2020-01-01 |  | 0.12636 | 0.1076 | 0.14507 |  | 8 | 0.12726 | 0.010924 | 0.10852 | 0.11022 | 0.11781 | 0.12727 | 0.13673 | 0.14428 | 0.14598 | 0.00091
|  | 2007-10-25 | 0.0789 | [9 empty] | 2011-09-15 | 1028.073 | [10 empty] | 2005-05-22 | 0 |  | 2020-02-01 |  | 0.12356 | 0.10607 | 0.141 |  | 8.0833 | 0.12446 | 0.010184 | 0.10699 | 0.10858 | 0.11565 | 0.12447 | 0.13329 | 0.14033 | 0.14191 | 0.00091
|  | 2007-10-29 | 0.069 | [9 empty] | 2011-09-19 | 1028.043 | [10 empty] | 2005-05-23 | 0 |  | 2020-03-01 |  | 0.13814 | 0.11403 | 0.16216 |  | 8.1667 | 0.13903 | 0.014033 | 0.11494 | 0.11714 | 0.12688 | 0.13905 | 0.15119 | 0.16089 | 0.16307 | 0.00091
|  | 2007-11-13 | [10 empty] | 2011-09-22 | 1027.741 | [10 empty] | 2005-05-24 | 0 |  | 2020-04-01 |  | 0.12675 | 0.10781 | 0.14563 |  | 8.25 | 0.12765 | 0.011026 | 0.10873 | 0.11045 | 0.1181 | 0.12766 | 0.1372 | 0.14483 | 0.14654 | 0.00091
|  | 2007-11-14 | 0.051 | [9 empty] | 2011-09-26 | 1027.344 | [10 empty] | 2005-05-25 | 0 |  | 2020-05-01 |  | 0.095223 | 0.090631 | 0.099812 |  | 8.3333 | 0.096139 | 0.0026768 | 0.09155 | 0.091966 | 0.093823 | 0.096141 | 0.098458 | 0.10031 | 0.10073 | 0.000918
|  | 2007-11-21 | 0.0508 | [9 empty] | 2011-09-30 | 1026.939 | [10 empty] | 2005-05-26 | 6.8148 |  | 2020-06-01 |  | 0.096663 | 0.091416 | 0.10191 |  | 8.4167 | 0.09758 | 0.0030592 | 0.092334 | 0.09281 | 0.094932 | 0.097582 | 0.10023 | 0.10235 | 0.10283 | 0.00092
|  | 2007-12-10 | 0.052 | [9 empty] | 2011-10-03 | 1027.022 | [10 empty] | 2005-05-27 | 27.262 |  | 2020-07-01 |  | 0.098677 | 0.092512 | 0.10484 |  | 8.5 | 0.099593 | 0.0035938 | 0.093431 | 0.09399 | 0.096483 | 0.099596 | 0.10271 | 0.10519 | 0.10576 | 0.00092
|  | 2007-12-13 | 0.0517 | [9 empty] | 2011-10-11 | 1027.222 | [10 empty] | 2005-05-28 | 27.262 |  | 2020-08-01 |  | 0.10401 | 0.095416 | 0.11259 |  | 8.5833 | 0.10492 | 0.0050078 | 0.096334 | 0.097114 | 0.10059 | 0.10493 | 0.10926 | 0.11273 | 0.11351 | 0.00092
|  | 2008-01-08 | 0.049 | [9 empty] | 2011-10-17 | 1027.511 | [10 empty] | 2005-05-29 | 27.262 |  | 2020-09-01 |  | 0.10704 | 0.097067 | 0.117 |  | 8.6667 | 0.10795 | 0.0058111 | 0.097984 | 0.09889 | 0.10292 | 0.10796 | 0.11299 | 0.11701 | 0.11791 | 0.00091
|  | 2008-01-24 | 0.0498 | [9 empty] | 2011-10-24 | 1027.579 | [10 empty] | 2005-05-30 | 27.262 |  | 2020-10-01 |  | 0.10961 | 0.09847 | 0.12074 |  | 8.75 | 0.11053 | 0.0064936 | 0.099387 | 0.1004 | 0.10491 | 0.11053 | 0.11615 | 0.12065 | 0.12166 | 0.00092
|  | 2008-02-19 | 0.052 | [9 empty] | 2011-10-31 | 1027.766 | [10 empty] | 2005-05-31 | 55.659 |  | 2020-11-01 |  | 0.11586 | 0.10187 | 0.12981 |  | 8.8333 | 0.11677 | 0.0081466 | 0.10279 | 0.10406 | 0.10971 | 0.11677 | 0.12382 | 0.12946 | 0.13073 | 0.00092
|  | 2008-02-20 | 0.0481 | [9 empty] | 2011-11-07 | 1027.92 | [10 empty] | 2005-06-01 | 55.659 |  | 2020-12-01 |  | 0.11963 | 0.10393 | 0.1353 |  | 8.9167 | 0.12054 | 0.0091454 | 0.10485 | 0.10627 | 0.11262 | 0.12055 | 0.12846 | 0.13479 | 0.13621 | 0.00091
|  | 2008-03-11 | 0.0555 | [9 empty] | 2011-11-14 | 1028.087 | [10 empty] | 2005-06-02 | 30.897 |  | 2021-01-01 |  | 0.12636 | 0.1076 | 0.14507 |  | 9 | 0.12726 | 0.010924 | 0.10852 | 0.11022 | 0.11781 | 0.12727 | 0.13673 | 0.14428 | 0.14598 | 0.00091
|  | 2008-03-18 | 0.058 | [9 empty] | 2011-11-22 | 1028.264 | [10 empty] | 2005-06-03 | 30.897 |  | 2021-02-01 |  | 0.12356 | 0.10607 | 0.141 |  | 9.0833 | 0.12446 | 0.010184 | 0.10699 | 0.10858 | 0.11565 | 0.12447 | 0.13329 | 0.14033 | 0.14191 | 0.00091
|  | 2008-04-14 | 0.1 | [9 empty] | 2011-11-28 | 1027.792 | [10 empty] | 2005-06-04 | 30.897 |  | 2021-03-01 |  | 0.13814 | 0.11403 | 0.16216 |  | 9.1667 | 0.13903 | 0.014033 | 0.11494 | 0.11714 | 0.12688 | 0.13905 | 0.15119 | 0.16089 | 0.16307 | 0.00091
|  | 2008-04-15 | 0.096 | [9 empty] | 2011-12-05 | 1027.617 | [10 empty] | 2005-06-05 | 30.897 |  | 2021-04-01 |  | 0.12675 | 0.10781 | 0.14563 |  | 9.25 | 0.12765 | 0.011026 | 0.10873 | 0.11045 | 0.1181 | 0.12766 | 0.1372 | 0.14483 | 0.14654 | 0.00091
|  | 2008-04-22 | 0.089 | [9 empty] | 2011-12-13 | 1027.339 | [10 empty] | 2005-06-06 | 30.897 |  | 2021-05-01 |  | 0.095223 | 0.090631 | 0.099812 |  | 9.3333 | 0.096139 | 0.0026768 | 0.09155 | 0.091966 | 0.093823 | 0.096141 | 0.098458 | 0.10031 | 0.10073 | 0.000918
|  | 2008-04-29 | 0.1295 | [9 empty] | 2012-01-03 | 1027.796 | [10 empty] | 2005-06-07 | 18.174 |  | 2021-06-01 |  | 0.096663 | 0.091416 | 0.10191 |  | 9.4167 | 0.09758 | 0.0030592 | 0.092334 | 0.09281 | 0.094932 | 0.097582 | 0.10023 | 0.10235 | 0.10283 | 0.00092
|  | 2008-05-06 | 0.12 | [9 empty] | 2012-01-10 | 1027.924 | [10 empty] | 2005-06-08 | 18.174 |  | 2021-07-01 |  | 0.098677 | 0.092512 | 0.10484 |  | 9.5 | 0.099593 | 0.0035938 | 0.093431 | 0.09399 | 0.096483 | 0.099596 | 0.10271 | 0.10519 | 0.10576 | 0.00092
|  | 2008-05-13 | 0.071 | [9 empty] | 2012-01-16 | 1028.014 | [10 empty] | 2005-06-09 | 0 |  | 2021-08-01 |  | 0.10401 | 0.095416 | 0.11259 |  | 9.5833 | 0.10492 | 0.0050078 | 0.096334 | 0.097114 | 0.10059 | 0.10493 | 0.10926 | 0.11273 | 0.11351 | 0.00092
|  | 2008-05-15 | 0.059 | [9 empty] | 2012-01-23 | 1028.152 | [10 empty] | 2005-06-10 | 0 |  | 2021-09-01 |  | 0.10704 | 0.097067 | 0.117 |  | 9.6667 | 0.10795 | 0.0058111 | 0.097984 | 0.09889 | 0.10292 | 0.10796 | 0.11299 | 0.11701 | 0.11791 | 0.00091
|  | 2008-05-20 | 0.034 | [9 empty] | 2012-01-30 | 1028.256 | [10 empty] | 2005-06-11 | 0 |  | 2021-10-01 |  | 0.10961 | 0.09847 | 0.12074 |  | 9.75 | 0.11053 | 0.0064936 | 0.099387 | 0.1004 | 0.10491 | 0.11053 | 0.11615 | 0.12065 | 0.12166 | 0.00092
|  | 2008-05-22 | 0.0266 | [9 empty] | 2012-02-06 | 1028.377 | [10 empty] | 2005-06-12 | 0 |  | 2021-11-01 |  | 0.11586 | 0.10187 | 0.12981 |  | 9.8333 | 0.11677 | 0.0081466 | 0.10279 | 0.10406 | 0.10971 | 0.11677 | 0.12382 | 0.12946 | 0.13073 | 0.00092
|  | 2008-05-26 | 0.0673 | [9 empty] | 2012-02-13 | 1028.523 | [10 empty] | 2005-06-13 | 0 |  | 2021-12-01 |  | 0.11963 | 0.10393 | 0.1353 |  | 9.9167 | 0.12054 | 0.0091454 | 0.10485 | 0.10627 | 0.11262 | 0.12055 | 0.12846 | 0.13479 | 0.13621 | 0.00091
|  | 2008-05-27 | 0.025 | [9 empty] | 2012-02-20 | 1028.576 | [10 empty] | 2005-06-14 | 0 |  | 2022-01-01 |  | 0.12636 | 0.1076 | 0.14507 |  | 10 | 0.12726 | 0.010924 | 0.10852 | 0.11022 | 0.11781 | 0.12727 | 0.13673 | 0.14428 | 0.14598 | 0.00091
|  | 2008-06-03 | 0.015 | [9 empty] | 2012-02-27 | 1028.651 | [10 empty] | 2005-06-15 | 0 | [12 empty] | 10
|  | 2008-06-10 | 0.025 | [9 empty] | 2012-03-05 | 1028.722 | [10 empty] | 2005-06-16 | 0
|  | 2008-06-16 | 0.021 | [9 empty] | 2012-03-12 | 1028.799 | [10 empty] | 2005-06-17 | 0
|  | 2008-06-17 | 0.018 | [9 empty] | 2012-03-19 | 1028.862 | [10 empty] | 2005-06-18 | 0
|  | 2008-06-24 | 0.02595 | [9 empty] | 2012-03-26 | 1028.93 | [10 empty] | 2005-06-19 | 0
|  | 2008-07-01 | 0.041 | [9 empty] | 2012-04-02 | 1029.005 | [10 empty] | 2005-06-20 | 0
|  | 2008-07-08 | 0.026 | [9 empty] | 2012-01-01 | 1027.796 | 1027.796 | 1027.796 | [8 empty] | 2005-06-21 | 0
|  | 2008-07-14 | 0.022 | [9 empty] | 2012-02-01 | 1027.1583 | 1027.1583 | 1027.1583 | [8 empty] | 2005-06-22 | 0
|  | 2008-07-16 | 0.031 | [9 empty] | 2012-03-01 | 1026.8325 | 1026.8325 | 1027.3973 | [8 empty] | 2005-06-23 | 0
|  | 2008-07-22 | 0.022 | [9 empty] | 2012-04-01 | 1026.6663 | 1026.6663 | 1027.6312 | [8 empty] | 2005-06-24 | 0
|  | 2008-07-30 | 0.0246 | [9 empty] | 2012-05-01 | 1026.5831 | 1026.5831 | 1027.8916 | [8 empty] | 2005-06-25 | 0
|  | 2008-07-31 | 0.027 | [9 empty] | 2012-06-01 | 1026.5442 | 1026.5433 | 1029.4474 | [8 empty] | 2005-06-26 | 0
|  | 2008-08-05 | 0.033 | [9 empty] | 2012-07-01 | 1026.5221 | 1026.5216 | 1028.0145 | [8 empty] | 2005-06-27 | 0
|  | 2008-08-11 | 0.028 | [9 empty] | 2012-08-01 | 1026.5111 | 1026.5109 | 1029.4451 | [8 empty] | 2005-06-28 | 60.203
|  | 2008-08-12 | 0.032 | [9 empty] | 2012-09-01 | 1026.8896 | 1026.5054 | 1029.4597 | [8 empty] | 2005-06-29 | 60.203
|  | 2008-08-19 | 0.031 | [9 empty] | 2012-10-01 | 1026.6948 | 1026.5027 | 1028.0208 | [8 empty] | 2005-06-30 | 102.23
|  | 2008-08-28 | 0.018 | [9 empty] | 2012-11-01 | 1026.5974 | 1026.5013 | 1028.8621 | [8 empty] | 2005-07-01 | 79.513
|  | 2008-09-02 | 0.023 | [9 empty] | 2012-12-01 | 1026.5487 | 1026.5007 | 1029.2908 | [8 empty] | 2005-07-02 | 79.513
|  | 2008-09-02 09:20 | [10 empty] | 2013-01-01 | 1026.5243 | 1026.5004 | 1029.4604 | [8 empty] | 2005-07-03 | 79.513
|  | 2008-09-09 | 0.016 | [9 empty] | 2013-02-01 | 1026.5122 | 1026.5001 | 1029.5 | [8 empty] | 2005-07-04 | 79.513
|  | 2008-09-09 11:45 | [10 empty] | 2013-03-01 | 1026.549 | 1026.5001 | 1029.5 | [8 empty] | 2005-07-05 | 79.513
|  | 2008-09-15 | 0.025 | [9 empty] | 2013-04-01 | 1026.6024 | 1026.5 | 1029.4916 | [8 empty] | 2005-07-06 | 41.649
|  | 2008-09-15 11:50 | [10 empty] | 2013-05-01 | 1026.7782 | 1026.5 | 1029.4536 | [8 empty] | 2005-07-07 | 41.649
|  | 2008-09-16 | 0.023 | [9 empty] | 2013-06-01 | 1029.4425 | 1026.5 | 1029.4481 | [8 empty] | 2005-07-08 | 41.649
|  | 2008-09-16 09:05 | [10 empty] | 2013-07-01 | 1028.012 | 1026.5 | 1028.1865 | [8 empty] | 2005-07-09 | 0
|  | 2008-09-18 | 0.0249 | [9 empty] | 2013-08-01 | 1027.2666 | 1026.5 | 1029.4453 | [8 empty] | 2005-07-10 | 0
|  | 2008-09-23 | 0.031 | [9 empty] | 2013-09-01 | 1026.8894 | 1026.5 | 1029.4597 | [8 empty] | 2005-07-11 | 0
|  | 2008-09-23 08:30 | 0.031 | [9 empty] | 2013-10-01 | 1026.6948 | 1026.5 | 1028.0208 | [8 empty] | 2005-07-12 | 56.98
|  | 2008-09-30 | 0.036 | [9 empty] | 2013-11-01 | 1026.5974 | 1026.5 | 1027.8027 | [8 empty] | 2005-07-13 | 56.98
|  | 2008-09-30 08:50 | [10 empty] | 2013-12-01 | 1026.5488 | 1026.5 | 1028.2062 | [8 empty] | 2005-07-14 | 56.98
|  | 2008-10-07 | 0.029367 | [9 empty] | 2014-01-01 | 1026.5258 | 1026.5 | 1028.5613 | [8 empty] | 2005-07-15 | 56.98
|  | 2008-10-07 11:00 | [10 empty] | 2014-02-01 | 1026.5131 | 1026.5 | 1028.868 | [8 empty] | 2005-07-16 | 56.98
|  | 2008-10-14 | 0.059 | [9 empty] | 2014-03-01 | 1026.5488 | 1026.5 | 1029.1442 | [8 empty] | 2005-07-17 | 56.98
|  | 2008-10-14 11:40 | [10 empty] | 2014-04-01 | 1026.5471 | 1026.5 | 1029.4044 | [8 empty] | 2005-07-18 | 56.98
|  | 2008-10-15 | 0.06 | [9 empty] | 2014-05-01 | 1026.5758 | 1026.5 | 1029.4536 | [8 empty] | 2005-07-19 | 42.517
|  | 2008-10-15 16:10 | [10 empty] | 2014-06-01 | 1029.4429 | 1026.5 | 1029.4481 | [8 empty] | 2005-07-20 | 42.517
|  | 2008-10-21 | 0.076 | [9 empty] | 2014-07-01 | 1028.0129 | 1026.5 | 1029.4376 | [8 empty] | 2005-07-21 | 42.517
|  | 2008-10-21 11:50 | [10 empty] | 2014-08-01 | 1027.2675 | 1026.5 | 1029.4453 | [8 empty] | 2005-07-22 | 42.517
|  | 2008-11-03 | [10 empty] | 2014-09-01 | 1026.8896 | 1026.5 | 1029.4597 | [8 empty] | 2005-07-23 | 42.517
|  | 2008-11-04 | 0.062 | [9 empty] | 2014-10-01 | 1026.6948 | 1026.5 | 1028.1664 | [8 empty] | 2005-07-24 | 42.517
|  | 2008-11-04 10:00 | [10 empty] | 2014-11-01 | 1026.5974 | 1026.5 | 1028.7317 | [8 empty] | 2005-07-25 | 42.517
|  | 2008-12-01 | 0.075 | [9 empty] | 2014-12-01 | 1026.5487 | 1026.5 | 1029.1067 | [8 empty] | 2005-07-26 | 42.517
|  | 2008-12-01 11:55 | [10 empty] | 2015-01-01 | 1026.5244 | 1026.5 | 1029.4285 | [8 empty] | 2005-07-27 | 42.791
|  | 2008-12-10 | 0.0624 | [9 empty] | 2015-02-01 | 1026.5122 | 1026.5 | 1029.5 | [8 empty] | 2005-07-28 | 42.791
|  | 2009-02-02 | 0.1 | [9 empty] | 2015-03-01 | 1026.5488 | 1026.5 | 1029.5 | [8 empty] | 2005-07-29 | 42.791
|  | 2009-03-03 | 0.088 | [9 empty] | 2015-04-01 | 1026.5244 | 1026.5 | 1029.4915 | [8 empty] | 2005-07-30 | 42.791
|  | 2009-03-03 15:45 | 0.088 | [9 empty] | 2015-05-01 | 1026.5603 | 1026.5 | 1029.4531 | [8 empty] | 2005-07-31 | 42.791
|  | 2009-04-02 | 0.131 | [9 empty] | 2015-06-01 | 1029.4429 | 1026.5 | 1029.4481 | [8 empty] | 2005-08-01 | 42.791
|  | 2009-04-02 10:45 | 0.131 | [9 empty] | 2015-07-01 | 1028.0121 | 1026.5 | 1029.405 | [8 empty] | 2005-08-02 | 30.722
|  | 2009-04-07 10:00 | [10 empty] | 2015-08-01 | 1027.2666 | 1026.5 | 1029.4309 | [8 empty] | 2005-08-03 | 30.722
|  | 2009-04-08 | 0.146 | [9 empty] | 2015-09-01 | 1026.8894 | 1026.5 | 1029.4597 | [8 empty] | 2005-08-04 | 30.722
|  | 2009-04-08 08:20 | 0.146 | [9 empty] | 2015-10-01 | 1026.6947 | 1026.5 | 1028.0208 | [8 empty] | 2005-08-05 | 30.722
|  | 2009-04-16 | 0.156 | [9 empty] | 2015-11-01 | 1026.5974 | 1026.5 | 1028.9044 | [8 empty] | 2005-08-06 | 30.722
|  | 2009-04-16 05:30 | 0.156 | [9 empty] | 2015-12-01 | 1026.5487 | 1026.5 | 1029.3738 | [8 empty] | 2005-08-07 | 30.722
|  | 2009-04-23 | 0.16 | [9 empty] | 2016-01-01 | 1026.5244 | 1026.5 | 1029.5 | [8 empty] | 2005-08-08 | 30.722
|  | 2009-04-23 05:25 | 0.16 | [9 empty] | 2016-02-01 | 1026.5122 | 1026.5 | 1029.5 | [8 empty] | 2005-08-09 | 42.321
|  | 2009-04-29 | 0.183 | [9 empty] | 2016-03-01 | 1026.5488 | 1026.5 | 1029.5 | [8 empty] | 2005-08-10 | 42.321
|  | 2009-04-29 05:20 | 0.183 | [9 empty] | 2016-04-01 | 1026.5244 | 1026.5 | 1029.1841 | [8 empty] | 2005-08-11 | 42.321
|  | 2009-05-07 | 0.143 | [9 empty] | 2016-05-01 | 1026.5962 | 1026.5 | 1029.4302 | [8 empty] | 2005-08-12 | 42.321
|  | 2009-05-07 15:00 | 0.143 | [9 empty] | 2016-06-01 | 1029.4429 | 1026.5 | 1029.4481 | [8 empty] | 2005-08-13 | 42.321
|  | 2009-05-14 | 0.0506 | [9 empty] | 2016-07-01 | 1028.0122 | 1026.5 | 1029.4376 | [8 empty] | 2005-08-14 | 42.321
|  | 2009-05-14 05:15 | 0.0506 | [9 empty] | 2016-08-01 | 1027.2671 | 1026.5 | 1029.4453 | [8 empty] | 2005-08-15 | 42.321
|  | 2009-05-14 05:25 | [10 empty] | 2016-09-01 | 1026.8895 | 1026.5 | 1029.4597 | [8 empty] | 2005-08-16 | 41.694
|  | 2009-05-21 | 0.0439 | [9 empty] | 2016-10-01 | 1026.6947 | 1026.5 | 1028.1696 | [8 empty] | 2005-08-17 | 41.694
|  | 2009-05-21 05:20 | 0.0439 | [9 empty] | 2016-11-01 | 1026.5974 | 1026.5 | 1027.9545 | [8 empty] | 2005-08-18 | 41.694
|  | 2009-05-31 | 0.0176 | [9 empty] | 2016-12-01 | 1026.5487 | 1026.5 | 1028.4417 | [8 empty] | 2005-08-19 | 41.694
|  | 2009-05-31 06:10 | 0.0176 | [9 empty] | 2017-01-01 | 1026.5243 | 1026.5 | 1028.8452 | [8 empty] | 2005-08-20 | 41.694
|  | 2009-06-07 | 0.0132 | [9 empty] | 2017-02-01 | 1026.5122 | 1026.5 | 1029.1421 | [8 empty] | 2005-08-21 | 41.694
|  | 2009-06-07 16:40 | 0.0132 | [9 empty] | 2017-03-01 | 1026.5488 | 1026.5 | 1029.114 | [8 empty] | 2005-08-22 | 41.694
|  | 2009-06-08 | 0.0182 | [9 empty] | 2017-04-01 | 1026.6086 | 1026.5 | 1029.1169 | [8 empty] | 2005-08-23 | 17.007
|  | 2009-06-08 11:55 | 0.0182 | [9 empty] | 2017-05-01 | 1026.7546 | 1026.5 | 1029.3062 | [8 empty] | 2005-08-24 | 17.007
|  | 2009-06-14 | 0.0221 | [9 empty] | 2017-06-01 | 1029.4429 | 1026.5 | 1029.4481 | [8 empty] | 2005-08-25 | 17.007
|  | 2009-06-14 11:55 | 0.0221 | [9 empty] | 2017-07-01 | 1028.0122 | 1026.5 | 1029.4376 | [8 empty] | 2005-08-26 | 17.007
|  | 2009-06-21 | 0.0375 | [9 empty] | 2017-08-01 | 1027.2666 | 1026.5 | 1029.4453 | [8 empty] | 2005-08-27 | 17.007
|  | 2009-06-21 01:10 | [10 empty] | 2017-09-01 | 1026.8893 | 1026.5001 | 1029.4597 | [8 empty] | 2005-08-28 | 17.007
|  | 2009-06-21 13:10 | 0.0375 | [9 empty] | 2017-10-01 | 1026.6947 | 1026.5 | 1028.073 | [8 empty] | 2005-08-29 | 17.007
|  | 2009-06-28 | 0.0379 | [9 empty] | 2017-11-01 | 1026.5974 | 1026.5 | 1028.8534 | [8 empty] | 2005-08-30 | 17.007
|  | 2009-06-28 06:05 | 0.0379 | [9 empty] | 2017-12-01 | 1026.5487 | 1026.5 | 1029.2472 | [8 empty] | 2005-08-31 | 0
|  | 2009-07-05 | 0.033 | [9 empty] | 2018-01-01 | 1026.5243 | 1026.5 | 1029.5 | [8 empty] | 2005-09-01 | 0
|  | 2009-07-05 05:10 | 0.028 | [9 empty] | 2018-02-01 | 1026.5122 | 1026.5 | 1029.5 | [8 empty] | 2005-09-02 | 0
|  | 2009-07-12 | 0.03 | [9 empty] | 2018-03-01 | 1026.5488 | 1026.5 | 1029.5 | [8 empty] | 2005-09-03 | 0
|  | 2009-07-12 08:50 | 0.0337 | [9 empty] | 2018-04-01 | 1026.5244 | 1026.5 | 1029.4915 | [8 empty] | 2005-09-04 | 0
|  | 2009-07-13 | 0.0402 | [9 empty] | 2018-05-01 | 1026.5651 | 1026.5 | 1029.4531 | [8 empty] | 2005-09-05 | 0
|  | 2009-07-13 10:00 | 0.0402 | [9 empty] | 2018-06-01 | 1029.4431 | 1026.5 | 1029.4481 | [8 empty] | 2005-09-06 | 0
|  | 2009-07-19 | 0.0607 | [9 empty] | 2018-07-01 | 1028.0122 | 1026.5 | 1029.4376 | [8 empty] | 2005-09-07 | 0
|  | 2009-07-19 10:15 | 0.0607 | [9 empty] | 2018-08-01 | 1027.2668 | 1026.5 | 1029.4309 | [8 empty] | 2005-09-08 | 0
|  | 2009-07-26 08:45 | 0.0673 | [9 empty] | 2018-09-01 | 1026.8896 | 1026.5 | 1029.4597 | [8 empty] | 2005-09-09 | 0
|  | 2009-08-02 | 0.0462 | [9 empty] | 2018-10-01 | 1026.6948 | 1026.5 | 1028.1376 | [8 empty] | 2005-09-10 | 0
|  | 2009-08-02 14:55 | 0.07 | [9 empty] | 2018-11-01 | 1026.5974 | 1026.5 | 1027.826 | [8 empty] | 2005-09-11 | 0
|  | 2009-08-09 | 0.0457 | [9 empty] | 2018-12-01 | 1026.5487 | 1026.5 | 1028.4171 | [8 empty] | 2005-09-12 | 0
|  | 2009-08-09 16:50 | 0.0457 | [9 empty] | 2019-01-01 | 1026.5244 | 1026.5 | 1028.9014 | [8 empty] | 2005-09-13 | 0
|  | 2009-08-15 | 0.0483 | [9 empty] | 2019-02-01 | 1026.5122 | 1026.5 | 1029.1635 | [8 empty] | 2005-09-14 | 0
|  | 2009-08-15 13:25 | 0.0483 | [9 empty] | 2019-03-01 | 1026.5488 | 1026.5 | 1029.3605 | [8 empty] | 2005-09-15 | 0
|  | 2009-08-23 | 0.0327 | [9 empty] | 2019-04-01 | 1026.5951 | 1026.5 | 1029.4917 | [8 empty] | 2005-09-16 | 0
|  | 2009-08-23 11:00 | 0.0327 | [9 empty] | 2019-05-01 | 1026.7173 | 1026.5 | 1029.4531 | [8 empty] | 2005-09-17 | 0
|  | 2009-08-30 | 0.0407 | [9 empty] | 2019-06-01 | 1029.4429 | 1026.5 | 1029.4481 | [8 empty] | 2005-09-18 | 0
|  | 2009-08-30 09:15 | 0.0407 | [9 empty] | 2019-07-01 | 1028.0121 | 1026.5 | 1029.4048 | [8 empty] | 2005-09-19 | 0
|  | 2009-09-02 19:15 | 0.042 | [9 empty] | 2019-08-01 | 1027.2666 | 1026.5 | 1027.9924 | [8 empty] | 2005-09-20 | 106.06
|  | 2009-09-03 | 0.042 | [9 empty] | 2019-09-01 | 1026.8894 | 1026.5 | 1029.4597 | [8 empty] | 2005-09-21 | 106.06
|  | 2009-09-06 | 0.0511 | [9 empty] | 2019-10-01 | 1026.6947 | 1026.5 | 1028.1666 | [8 empty] | 2005-09-22 | 106.06
|  | 2009-09-06 09:10 | 0.0511 | [9 empty] | 2019-11-01 | 1026.5974 | 1026.5 | 1028.8536 | [8 empty] | 2005-09-23 | 143.19
|  | 2009-09-13 | 0.0577 | [9 empty] | 2019-12-01 | 1026.5487 | 1026.5 | 1029.2789 | [8 empty] | 2005-09-24 | 143.19
|  | 2009-09-13 08:20 | 0.0577 | [9 empty] | 2020-01-01 | 1026.5244 | 1026.5 | 1029.5 | [8 empty] | 2005-09-25 | 143.19
|  | 2009-09-20 | 0.0611 | [9 empty] | 2020-02-01 | 1026.5122 | 1026.5 | 1029.5 | [8 empty] | 2005-09-26 | 143.19
|  | 2009-09-20 09:40 | 0.0611 | [9 empty] | 2020-03-01 | 1026.5212 | 1026.5 | 1029.5 | [8 empty] | 2005-09-27 | 197.5
|  | 2009-09-24 11:40 | 0.125 | [9 empty] | 2020-04-01 | 1026.5254 | 1026.5 | 1029.4917 | [8 empty] | 2005-09-28 | 244.55
|  | 2009-09-24 17:10 | 0.0159 | [9 empty] | 2020-05-01 | 1026.7227 | 1026.5 | 1029.4542 | [8 empty] | 2005-09-29 | 244.55
|  | 2009-10-07 | 0.0836 | [9 empty] | 2020-06-01 | 1029.4426 | 1026.5 | 1029.4481 | [8 empty] | 2005-09-30 | 215.15
|  | 2009-10-07 11:40 | 0.082 | [9 empty] | 2020-07-01 | 1028.0121 | 1026.5 | 1029.4376 | [8 empty] | 2005-10-01 | 215.15
|  | 2009-10-07 17:49 | 0.0836 | [9 empty] | 2020-08-01 | 1027.2666 | 1026.5 | 1029.4453 | [8 empty] | 2005-10-02 | 215.15
|  | 2009-10-07 17:56 | 0.032 | [9 empty] | 2020-09-01 | 1026.8894 | 1026.5 | 1029.4597 | [8 empty] | 2005-10-03 | 215.15
|  | 2009-10-08 11:22 | 0.097 | [9 empty] | 2020-10-01 | 1026.6947 | 1026.5 | 1028.1681 | [8 empty] | 2005-10-04 | 226.2
|  | 2009-10-08 14:30 | 0.084 | [9 empty] | 2020-11-01 | 1026.5974 | 1026.5 | 1027.9967 | [8 empty] | 2005-10-05 | 226.2
|  | 2009-10-09 10:02 | 0.043 | [9 empty] | 2020-12-01 | 1026.5487 | 1026.5 | 1028.3729 | [8 empty] | 2005-10-06 | 0
|  | 2009-10-09 14:49 | 0.094 | [9 empty] | 2021-01-01 | 1026.5244 | 1026.5 | 1028.699 | [8 empty] | 2005-10-07 | 0
|  | 2009-10-10 10:53 | 0.056 | [9 empty] | 2021-02-01 | 1026.5122 | 1026.5 | 1028.9702 | [8 empty] | 2005-10-08 | 0
|  | 2009-10-10 14:38 | 0.094 | [9 empty] | 2021-03-01 | 1026.5211 | 1026.5 | 1029.1525 | [8 empty] | 2005-10-09 | 0
|  | 2009-10-11 11:55 | 0.038 | [9 empty] | 2021-04-01 | 1026.5244 | 1026.5 | 1029.3347 | [8 empty] | 2005-10-10 | 0
|  | 2009-10-11 14:40 | 0.102 | [9 empty] | 2021-05-01 | 1026.6932 | 1026.5 | 1029.4541 | [8 empty] | 2005-10-11 | 0
|  | 2009-10-12 12:05 | 0.055 | [9 empty] | 2021-06-01 | 1029.4426 | 1026.5 | 1029.4481 | [8 empty] | 2005-10-12 | 0
|  | 2009-10-12 14:35 | 0.1 | [9 empty] | 2021-07-01 | 1028.0121 | 1026.5 | 1029.4376 | [8 empty] | 2005-10-13 | 0
|  | 2009-10-16 17:40 | 0.071 | [9 empty] | 2021-08-01 | 1027.2668 | 1026.5 | 1029.4453 | [8 empty] | 2005-10-14 | 0
|  | 2009-10-17 | 0.0895 | [9 empty] | 2021-09-01 | 1026.8895 | 1026.5 | 1029.4597 | [8 empty] | 2005-10-15 | 0
|  | 2009-10-17 12:25 | 0.115 | [9 empty] | 2021-10-01 | 1026.6948 | 1026.5 | 1028.127 | [8 empty] | 2005-10-16 | 0
|  | 2009-10-17 12:35 | [10 empty] | 2021-11-01 | 1026.5974 | 1026.5 | 1028.6962 | [8 empty] | 2005-10-17 | 0
|  | 2009-10-17 16:50 | 0.114 | [9 empty] | 2021-12-01 | 1026.5487 | 1026.5 | 1029.0668 | [8 empty] | 2005-10-18 | 0
|  | 2009-10-18 10:40 | 0.04 | [9 empty] | 2022-01-01 | 1026.5244 | 1026.5 | 1029.3503 | [8 empty] | 2005-10-19 | 0
|  | 2009-10-18 15:44 | 0.12 | [21 empty] | 2005-10-20 | 0
|  | 2009-10-19 11:35 | 0.053 | [21 empty] | 2005-10-21 | 0
|  | 2009-10-19 16:58 | 0.096 | [21 empty] | 2005-10-22 | 0
|  | 2009-10-20 13:05 | 0.067667 | [21 empty] | 2005-10-23 | 0
|  | 2009-10-20 16:15 | 0.091 | [21 empty] | 2005-10-24 | 0
|  | 2009-10-21 12:58 | 0.062 | [21 empty] | 2005-10-25 | 0
|  | 2009-10-21 15:28 | 0.101 | [21 empty] | 2005-10-26 | 0
|  | 2009-10-22 12:21 | 0.04 | [21 empty] | 2005-10-27 | 0
|  | 2009-10-22 15:15 | 0.111 | [21 empty] | 2005-10-28 | 0
|  | 2009-10-23 12:50 | 0.084 | [21 empty] | 2005-10-29 | 0
|  | 2009-10-23 15:30 | 0.112 | [21 empty] | 2005-10-30 | 0
|  | 2009-10-24 15:31 | 0.05 | [21 empty] | 2005-10-31 | 0
|  | 2009-10-24 16:30 | 0.125 | [21 empty] | 2005-11-01 | 0
|  | 2009-10-25 | 0.0959 | [21 empty] | 2005-11-02 | 0
|  | 2009-10-25 13:40 | 0.086 | [21 empty] | 2005-11-03 | 0
|  | 2009-10-25 15:45 | 0.118 | [21 empty] | 2005-11-04 | 0
|  | 2009-10-26 12:40 | 0.089 | [21 empty] | 2005-11-05 | 0
|  | 2009-10-26 15:45 | 0.129 | [21 empty] | 2005-11-06 | 0
|  | 2009-10-27 10:57 | 0.121 | [21 empty] | 2005-11-07 | 0
|  | 2009-10-27 15:40 | 0.098 | [21 empty] | 2005-11-08 | 0
|  | 2009-10-28 11:23 | 0.081 | [21 empty] | 2005-11-09 | 0
|  | 2009-10-28 15:24 | 0.099 | [21 empty] | 2005-11-10 | 0
|  | 2009-10-29 14:09 | 0.081 | [21 empty] | 2005-11-11 | 0
|  | 2009-10-29 15:44 | 0.09 | [21 empty] | 2005-11-12 | 0
|  | 2009-10-30 11:28 | 0.082 | [21 empty] | 2005-11-13 | 0
|  | 2009-10-30 15:48 | 0.089 | [21 empty] | 2005-11-14 | 0
|  | 2009-10-31 11:24 | 0.065 | [21 empty] | 2005-11-15 | 0
|  | 2009-10-31 15:17 | 0.078 | [21 empty] | 2005-11-16 | 0
|  | 2009-11-01 | 0.095 | [21 empty] | 2005-11-17 | 0
|  | 2009-11-01 12:16 | 0.119 | [21 empty] | 2005-11-18 | 0
|  | 2009-11-01 15:52 | 0.092 | [21 empty] | 2005-11-19 | 0
|  | 2009-11-04 | 0.03 | [21 empty] | 2005-11-20 | 0
|  | 2009-11-04 15:09 | 0.03 | [21 empty] | 2005-11-21 | 0
|  | 2009-12-01 | 0.0331 | [21 empty] | 2005-11-22 | 0
|  | 2009-12-01 14:33 | [22 empty] | 2005-11-23 | 0
|  | 2009-12-01 14:43 | 0.0331 | [21 empty] | 2005-11-24 | 0
|  | 2010-01-11 | 0.0431 | [21 empty] | 2005-11-25 | 0
|  | 2010-01-11 12:32 | 0.0431 | [21 empty] | 2005-11-26 | 0
|  | 2010-02-22 | 0.022 | [21 empty] | 2005-11-27 | 0
|  | 2010-02-22 14:20 | 0.022 | [21 empty] | 2005-11-28 | 0
|  | 2010-03-10 | 0.0241 | [21 empty] | 2005-11-29 | 0
|  | 2010-03-10 08:52 | 0.0241 | [21 empty] | 2005-11-30 | 0
|  | 2010-03-22 | 0.0321 | [21 empty] | 2005-12-01 | 0
|  | 2010-03-22 07:20 | 3.2e-05 | [21 empty] | 2005-12-02 | 0
|  | 2010-03-22 17:46 | 0.032 | [21 empty] | 2005-12-03 | 0
|  | 2010-03-23 07:25 | 5.5e-05 | [21 empty] | 2005-12-04 | 0
|  | 2010-03-23 13:10 | 0.055 | [21 empty] | 2005-12-05 | 0
|  | 2010-03-24 08:42 | 0.000145 | [21 empty] | 2005-12-06 | 0
|  | 2010-03-24 09:23 | 0.145 | [21 empty] | 2005-12-07 | 0
|  | 2010-03-25 07:14 | 0.086 | [21 empty] | 2005-12-08 | 0
|  | 2010-03-25 08:13 | 8.6e-05 | [21 empty] | 2005-12-09 | 0
|  | 2010-03-25 10:41 | 8.15e-05 | [21 empty] | 2005-12-10 | 0
|  | 2010-03-25 14:49 | 0.0815 | [21 empty] | 2005-12-11 | 0
|  | 2010-03-26 08:06 | 0.098 | [21 empty] | 2005-12-12 | 0
|  | 2010-03-26 09:10 | 9.8e-05 | [21 empty] | 2005-12-13 | 0
|  | 2010-03-27 07:30 | 0.082 | [21 empty] | 2005-12-14 | 0
|  | 2010-03-27 07:51 | 8.2e-05 | [21 empty] | 2005-12-15 | 0
|  | 2010-03-28 07:35 | 0.0915 | [21 empty] | 2005-12-16 | 0
|  | 2010-03-28 17:51 | 9.15e-05 | [21 empty] | 2005-12-17 | 0
|  | 2010-03-29 08:32 | 0.091 | [21 empty] | 2005-12-18 | 0
|  | 2010-03-29 13:21 | 9.1e-05 | [21 empty] | 2005-12-19 | 0
|  | 2010-03-30 | 0.101 | [21 empty] | 2005-12-20 | 0
|  | 2010-03-30 07:04 | 9e-05 | [21 empty] | 2005-12-21 | 0
|  | 2010-03-30 08:06 | 0.087 | [21 empty] | 2005-12-22 | 0
|  | 2010-03-30 09:11 | 8.7e-05 | [21 empty] | 2005-12-23 | 0
|  | 2010-03-30 10:50 | 0.09 | [21 empty] | 2005-12-24 | 0
|  | 2010-03-31 09:03 | 0.0795 | [21 empty] | 2005-12-25 | 0
|  | 2010-03-31 14:46 | 7.95e-05 | [21 empty] | 2005-12-26 | 0
|  | 2010-04-01 07:57 | 0.0805 | [21 empty] | 2005-12-27 | 0
|  | 2010-04-01 08:00 | 8.05e-05 | [21 empty] | 2005-12-28 | 0
|  | 2010-04-05 07:20 | 2.75e-05 | [21 empty] | 2005-12-29 | 0
|  | 2010-04-05 07:25 | 5.9e-05 | [21 empty] | 2005-12-30 | 0
|  | 2010-04-05 08:09 | 0.0275 | [21 empty] | 2005-12-31 | 0
|  | 2010-04-05 11:09 | 0.059 | [21 empty] | 2006-01-01 | 0
|  | 2010-04-06 | 0.11 | [21 empty] | 2006-01-02 | 0
|  | 2010-04-06 08:24 | 0.0915 | [21 empty] | 2006-01-03 | 0
|  | 2010-04-06 08:42 | 9.15e-05 | [21 empty] | 2006-01-04 | 0
|  | 2010-04-07 08:13 | 8.85e-05 | [21 empty] | 2006-01-05 | 0
|  | 2010-04-07 08:48 | 0.0885 | [21 empty] | 2006-01-06 | 0
|  | 2010-04-08 10:41 | 8.85e-05 | [21 empty] | 2006-01-07 | 0
|  | 2010-04-08 10:43 | 0.0885 | [21 empty] | 2006-01-08 | 0
|  | 2010-04-09 07:55 | 0.0945 | [21 empty] | 2006-01-09 | 0
|  | 2010-04-09 09:10 | 9.45e-05 | [21 empty] | 2006-01-10 | 0
|  | 2010-04-10 07:30 | 0.089 | [21 empty] | 2006-01-11 | 0
|  | 2010-04-10 07:51 | 8.9e-05 | [21 empty] | 2006-01-12 | 0
|  | 2010-04-11 07:50 | 0.0635 | [21 empty] | 2006-01-13 | 0
|  | 2010-04-11 10:54 | 6.35e-05 | [21 empty] | 2006-01-14 | 0
|  | 2010-04-12 08:14 | 0.0645 | [21 empty] | 2006-01-15 | 0
|  | 2010-04-12 08:36 | 6.45e-05 | [21 empty] | 2006-01-16 | 0
|  | 2010-04-13 | 0.0925 | [21 empty] | 2006-01-17 | 0
|  | 2010-04-13 08:57 | 7.35e-05 | [21 empty] | 2006-01-18 | 0
|  | 2010-04-13 09:04 | 0.0735 | [21 empty] | 2006-01-19 | 0
|  | 2010-04-14 08:20 | 0.059 | [21 empty] | 2006-01-20 | 0
|  | 2010-04-14 10:34 | 5.9e-05 | [21 empty] | 2006-01-21 | 0
|  | 2010-04-15 08:05 | 0.063 | [21 empty] | 2006-01-22 | 0
|  | 2010-04-15 08:07 | 6.3e-05 | [21 empty] | 2006-01-23 | 0
|  | 2010-04-20 | 0.0738 | [21 empty] | 2006-01-24 | 0
|  | 2010-04-20 14:16 | 9.3e-05 | [21 empty] | 2006-01-25 | 0
|  | 2010-04-20 14:43 | 0.093 | [21 empty] | 2006-01-26 | 0
|  | 2010-04-23 07:34 | 0.056 | [21 empty] | 2006-01-27 | 0
|  | 2010-04-23 07:40 | 5.6e-05 | [21 empty] | 2006-01-28 | 0
|  | 2010-04-25 07:40 | 6.4e-05 | [21 empty] | 2006-01-29 | 0
|  | 2010-04-25 07:44 | 0.064 | [21 empty] | 2006-01-30 | 0
|  | 2010-04-26 08:30 | 3.5e-05 | [21 empty] | 2006-01-31 | 6.8154
|  | 2010-04-26 08:43 | 0.035 | [21 empty] | 2006-02-01 | 6.8154
|  | 2010-04-27 | 0.0427 | [21 empty] | 2006-02-02 | 6.8154
|  | 2010-04-27 01:50 | 0.034 | [21 empty] | 2006-02-03 | 6.8154
|  | 2010-04-27 09:10 | 3.4e-05 | [21 empty] | 2006-02-04 | 6.8154
|  | 2010-04-27 13:50 | 0.0427 | [21 empty] | 2006-02-05 | 6.8154
|  | 2010-04-29 08:26 | 3.6e-05 | [21 empty] | 2006-02-06 | 6.8154
|  | 2010-04-29 15:35 | 0.036 | [21 empty] | 2006-02-07 | 6.8154
|  | 2010-05-02 08:12 | 5.1e-05 | [21 empty] | 2006-02-08 | 6.8154
|  | 2010-05-02 09:05 | 0.051 | [21 empty] | 2006-02-09 | 6.8154
|  | 2010-05-02 14:15 | [22 empty] | 2006-02-10 | 6.8154
|  | 2010-05-03 07:40 | 4.65e-05 | [21 empty] | 2006-02-11 | 6.8154
|  | 2010-05-03 08:29 | 0.0465 | [21 empty] | 2006-02-12 | 6.8154
|  | 2010-05-04 | 0.063 | [21 empty] | 2006-02-13 | 6.8154
|  | 2010-05-04 07:40 | 6.6e-05 | [21 empty] | 2006-02-14 | 0
|  | 2010-05-04 08:37 | 0.066 | [21 empty] | 2006-02-15 | 0
|  | 2010-05-04 08:49 | 0.063 | [21 empty] | 2006-02-16 | 5.9065
|  | 2010-05-05 08:20 | 6.4e-05 | [21 empty] | 2006-02-17 | 5.9065
|  | 2010-05-05 08:41 | 0.064 | [21 empty] | 2006-02-18 | 5.9065
|  | 2010-05-06 08:21 | 8.5e-05 | [21 empty] | 2006-02-19 | 5.9065
|  | 2010-05-06 08:50 | 0.085 | [21 empty] | 2006-02-20 | 5.9065
|  | 2010-05-07 06:35 | 0.058 | [21 empty] | 2006-02-21 | 129.49
|  | 2010-05-07 14:36 | 5.8e-05 | [21 empty] | 2006-02-22 | 141.99
|  | 2010-05-08 08:04 | 0.06 | [21 empty] | 2006-02-23 | 141.99
|  | 2010-05-08 08:52 | 6e-05 | [21 empty] | 2006-02-24 | 210.14
|  | 2010-05-09 08:13 | 0.065 | [21 empty] | 2006-02-25 | 210.14
|  | 2010-05-09 08:30 | 6.5e-05 | [21 empty] | 2006-02-26 | 210.14
|  | 2010-05-10 08:19 | 0.059 | [21 empty] | 2006-02-27 | 210.14
|  | 2010-05-10 12:15 | 5.9e-05 | [21 empty] | 2006-02-28 | 177.51
|  | 2010-05-11 | 0.0454 | [21 empty] | 2006-03-01 | 177.51
|  | 2010-05-11 08:20 | 0.046 | [21 empty] | 2006-03-02 | 208.47
|  | 2010-05-11 09:04 | [22 empty] | 2006-03-03 | 181.04
|  | 2010-05-11 13:55 | 4.6e-05 | [21 empty] | 2006-03-04 | 181.04
|  | 2010-05-12 08:39 | 0.059 | [21 empty] | 2006-03-05 | 195.3
|  | 2010-05-12 13:55 | 5.9e-05 | [21 empty] | 2006-03-06 | 195.3
|  | 2010-05-13 07:37 | 0.051 | [21 empty] | 2006-03-07 | 194.21
|  | 2010-05-13 16:52 | 5.1e-05 | [21 empty] | 2006-03-08 | 194.21
|  | 2010-05-14 07:46 | 0.052 | [21 empty] | 2006-03-09 | 208.47
|  | 2010-05-14 13:55 | 5.2e-05 | [21 empty] | 2006-03-10 | 0
|  | 2010-05-15 07:24 | 0.054 | [21 empty] | 2006-03-11 | 0
|  | 2010-05-15 07:54 | 5.4e-05 | [21 empty] | 2006-03-12 | 0
|  | 2010-05-16 08:03 | 0.043 | [21 empty] | 2006-03-13 | 0
|  | 2010-05-16 08:32 | 4.3e-05 | [21 empty] | 2006-03-14 | 0
|  | 2010-05-17 08:27 | 0.04 | [21 empty] | 2006-03-15 | 0
|  | 2010-05-17 13:56 | 4e-05 | [21 empty] | 2006-03-16 | 0
|  | 2010-05-18 | 0.0385 | [21 empty] | 2006-03-17 | 0
|  | 2010-05-18 08:34 | 0.034 | [21 empty] | 2006-03-18 | 0
|  | 2010-05-18 09:00 | 3.4e-05 | [21 empty] | 2006-03-19 | 0
|  | 2010-05-18 11:02 | 0.0385 | [21 empty] | 2006-03-20 | 0
|  | 2010-05-18 14:43 | [22 empty] | 2006-03-21 | 0
|  | 2010-05-19 | 0.0398 | [21 empty] | 2006-03-22 | 0
|  | 2010-05-19 08:25 | 0.033 | [21 empty] | 2006-03-23 | 0
|  | 2010-05-19 15:36 | 3.3e-05 | [21 empty] | 2006-03-24 | 0
|  | 2010-05-20 08:00 | 3.8e-05 | [21 empty] | 2006-03-25 | 0
|  | 2010-05-20 08:18 | 0.038 | [21 empty] | 2006-03-26 | 0
|  | 2010-05-21 08:36 | 0.026 | [21 empty] | 2006-03-27 | 0
|  | 2010-05-21 09:00 | 2.6e-05 | [21 empty] | 2006-03-28 | 0
|  | 2010-05-22 07:50 | 2.2e-05 | [21 empty] | 2006-03-29 | 0
|  | 2010-05-22 08:05 | 0.022 | [21 empty] | 2006-03-30 | 0
|  | 2010-05-23 08:16 | 0.026 | [21 empty] | 2006-03-31 | 0
|  | 2010-05-23 08:35 | 2.6e-05 | [21 empty] | 2006-04-01 | 0
|  | 2010-05-24 07:33 | 0.024 | [21 empty] | 2006-04-02 | 0
|  | 2010-05-24 08:49 | 2.4e-05 | [21 empty] | 2006-04-03 | 0
|  | 2010-05-25 | 0.0226 | [21 empty] | 2006-04-04 | 0
|  | 2010-05-25 08:40 | 0.022 | [21 empty] | 2006-04-05 | 0
|  | 2010-05-25 08:48 | 2.2e-05 | [21 empty] | 2006-04-06 | 0
|  | 2010-05-25 13:50 | [22 empty] | 2006-04-07 | 0
|  | 2010-05-26 08:19 | 0.024 | [21 empty] | 2006-04-08 | 0
|  | 2010-05-26 08:56 | 2.4e-05 | [21 empty] | 2006-04-09 | 0
|  | 2010-05-27 06:43 | 2.8e-05 | [21 empty] | 2006-04-10 | 0
|  | 2010-05-27 09:07 | 0.028 | [21 empty] | 2006-04-11 | 0
|  | 2010-06-01 | 0.0426 | [21 empty] | 2006-04-12 | 0
|  | 2010-06-01 08:40 | 0.0426 | [21 empty] | 2006-04-13 | 0
|  | 2010-06-01 08:45 | [22 empty] | 2006-04-14 | 0
|  | 2010-06-08 | 0.0399 | [21 empty] | 2006-04-15 | 0
|  | 2010-06-08 07:55 | 4e-05 | [21 empty] | 2006-04-16 | 0
|  | 2010-06-08 08:36 | 0.04 | [21 empty] | 2006-04-17 | 0
|  | 2010-06-15 | 0.0484 | [21 empty] | 2006-04-18 | 0
|  | 2010-06-15 08:07 | 4.6e-05 | [21 empty] | 2006-04-19 | 0
|  | 2010-06-15 09:01 | 0.046 | [21 empty] | 2006-04-20 | 0
|  | 2010-06-15 09:11 | [22 empty] | 2006-04-21 | 0
|  | 2010-06-22 | 0.0455 | [21 empty] | 2006-04-22 | 0
|  | 2010-06-22 08:25 | 0.000114 | [21 empty] | 2006-04-23 | 0
|  | 2010-06-22 09:56 | 0.114 | [21 empty] | 2006-04-24 | 0
|  | 2010-06-24 08:05 | 4.4e-05 | [21 empty] | 2006-04-25 | 0
|  | 2010-06-24 09:13 | 0.044 | [21 empty] | 2006-04-26 | 0
|  | 2010-06-29 | 0.0493 | [21 empty] | 2006-04-27 | 0
|  | 2010-06-29 08:31 | 4.7e-05 | [21 empty] | 2006-04-28 | 0
|  | 2010-06-29 09:50 | 0.047 | [21 empty] | 2006-04-29 | 0
|  | 2010-06-29 09:55 | [22 empty] | 2006-04-30 | 0
|  | 2010-07-06 | 0.0334 | [21 empty] | 2006-05-01 | 0
|  | 2010-07-06 07:32 | 4.8e-05 | [21 empty] | 2006-05-02 | 39.756
|  | 2010-07-06 09:56 | 0.048 | [21 empty] | 2006-05-03 | 39.756
|  | 2010-07-13 | 0.0429 | [21 empty] | 2006-05-04 | 58.158
|  | 2010-07-13 07:37 | 4e-05 | [21 empty] | 2006-05-05 | 58.158
|  | 2010-07-13 08:45 | 0.04 | [21 empty] | 2006-05-06 | 58.158
|  | 2010-07-20 | 0.0583 | [21 empty] | 2006-05-07 | 58.158
|  | 2010-07-20 07:34 | 4.6e-05 | [21 empty] | 2006-05-08 | 58.158
|  | 2010-07-20 10:08 | 0.046 | [21 empty] | 2006-05-09 | 270.34
|  | 2010-07-27 | 0.0726 | [21 empty] | 2006-05-10 | 270.34
|  | 2010-07-27 07:55 | 6.3e-05 | [21 empty] | 2006-05-11 | 270.34
|  | 2010-07-27 09:01 | 0.063 | [21 empty] | 2006-05-12 | 108.25
|  | 2010-07-27 09:11 | [22 empty] | 2006-05-13 | 108.25
|  | 2010-08-03 | 0.0179 | [21 empty] | 2006-05-14 | 108.25
|  | 2010-08-03 13:14 | 0.019 | [21 empty] | 2006-05-15 | 108.25
|  | 2010-08-03 14:50 | 0.019 | [21 empty] | 2006-05-16 | 0
|  | 2010-08-10 | 0.0614 | [21 empty] | 2006-05-17 | 0
|  | 2010-08-10 08:23 | 5.4e-05 | [21 empty] | 2006-05-18 | 0
|  | 2010-08-10 08:56 | 0.054 | [21 empty] | 2006-05-19 | 0
|  | 2010-08-17 | 0.052 | [21 empty] | 2006-05-20 | 0
|  | 2010-08-17 08:29 | 5.1e-05 | [21 empty] | 2006-05-21 | 0
|  | 2010-08-17 08:50 | 0.051 | [21 empty] | 2006-05-22 | 0
|  | 2010-08-24 | 0.0424 | [21 empty] | 2006-05-23 | 0
|  | 2010-08-24 08:22 | 3.7e-05 | [21 empty] | 2006-05-24 | 104.24
|  | 2010-08-24 08:40 | 0.037 | [21 empty] | 2006-05-25 | 104.24
|  | 2010-08-24 08:45 | [22 empty] | 2006-05-26 | 105.33
|  | 2010-08-31 | 0.0496 | [21 empty] | 2006-05-27 | 105.33
|  | 2010-08-31 08:14 | 4.6e-05 | [21 empty] | 2006-05-28 | 105.33
|  | 2010-08-31 14:10 | 0.046 | [21 empty] | 2006-05-29 | 105.33
|  | 2010-09-07 | 0.0411 | [21 empty] | 2006-05-30 | 89.24
|  | 2010-09-07 08:25 | 0.000101 | [21 empty] | 2006-05-31 | 89.24
|  | 2010-09-07 09:30 | 0.101 | [21 empty] | 2006-06-01 | 89.24
|  | 2010-10-21 | 0.0239 | [21 empty] | 2006-06-02 | 0
|  | 2010-10-21 11:30 | 0.0239 | [21 empty] | 2006-06-03 | 0
|  | 2010-11-03 14:10 | 0.0347 | [21 empty] | 2006-06-04 | 0
|  | 2010-11-09 | 0.036 | [21 empty] | 2006-06-05 | 0
|  | 2010-11-09 16:28 | 0.036 | [21 empty] | 2006-06-06 | 0
|  | 2010-11-17 07:27 | 0.000118 | [21 empty] | 2006-06-07 | 0
|  | 2010-11-17 07:59 | 0.000113 | [21 empty] | 2006-06-08 | 0
|  | 2010-11-17 08:10 | 0.000117 | [21 empty] | 2006-06-09 | 0
|  | 2010-11-17 08:30 | 0.000119 | [21 empty] | 2006-06-10 | 0
|  | 2010-11-17 12:20 | 0.113 | [21 empty] | 2006-06-11 | 0
|  | 2010-11-17 15:16 | 0.117 | [21 empty] | 2006-06-12 | 0
|  | 2010-11-17 16:40 | 0.118 | [21 empty] | 2006-06-13 | 2.9258
|  | 2010-11-17 16:41 | 0.119 | [21 empty] | 2006-06-14 | 2.9258
|  | 2010-11-18 | 0.135 | [21 empty] | 2006-06-15 | 2.9258
|  | 2010-11-18 08:15 | 0.00011 | [21 empty] | 2006-06-16 | 2.9258
|  | 2010-11-18 10:30 | 0.11 | [21 empty] | 2006-06-17 | 2.9258
|  | 2010-11-19 09:03 | 0.000109 | [21 empty] | 2006-06-18 | 2.9258
|  | 2010-11-19 11:25 | 0.109 | [21 empty] | 2006-06-19 | 2.9258
|  | 2010-11-20 07:48 | 0.000109 | [21 empty] | 2006-06-20 | 2.9258
|  | 2010-11-20 10:00 | 0.109 | [21 empty] | 2006-06-21 | 2.9258
|  | 2010-11-21 07:44 | 0.000104 | [21 empty] | 2006-06-22 | 87.046
|  | 2010-11-21 10:00 | 0.104 | [21 empty] | 2006-06-23 | 87.046
|  | 2010-11-22 07:50 | 0.000104 | [21 empty] | 2006-06-24 | 87.046
|  | 2010-11-22 09:55 | 0.104 | [21 empty] | 2006-06-25 | 87.046
|  | 2010-11-23 08:15 | 0.000101 | [21 empty] | 2006-06-26 | 87.046
|  | 2010-11-23 10:08 | 0.101 | [21 empty] | 2006-06-27 | 87.046
|  | 2010-11-24 08:25 | 9.9e-05 | [21 empty] | 2006-06-28 | 0
|  | 2010-11-24 08:37 | 0.0001 | [21 empty] | 2006-06-29 | 0
|  | 2010-11-24 09:19 | 0.099 | [21 empty] | 2006-06-30 | 0
|  | 2010-11-24 17:02 | 0.1 | [21 empty] | 2006-07-01 | 0
|  | 2010-11-25 | 0.13 | [21 empty] | 2006-07-02 | 0
|  | 2010-11-25 07:50 | 9.2e-05 | [21 empty] | 2006-07-03 | 0
|  | 2010-11-25 08:24 | 0.000101 | [21 empty] | 2006-07-04 | 0
|  | 2010-11-25 10:06 | 0.101 | [21 empty] | 2006-07-05 | 0
|  | 2010-11-25 16:20 | 0.092 | [21 empty] | 2006-07-06 | 0
|  | 2010-11-26 06:51 | 9.3e-05 | [21 empty] | 2006-07-07 | 0
|  | 2010-11-26 06:55 | 8.8e-05 | [21 empty] | 2006-07-08 | 0
|  | 2010-11-26 10:05 | 0.088 | [21 empty] | 2006-07-09 | 0
|  | 2010-11-26 17:10 | 0.093 | [21 empty] | 2006-07-10 | 0
|  | 2010-11-27 08:10 | 8.7e-05 | [21 empty] | 2006-07-11 | 21.944
|  | 2010-11-27 08:26 | 8.9e-05 | [21 empty] | 2006-07-12 | 21.944
|  | 2010-11-27 08:55 | 0.087 | [21 empty] | 2006-07-13 | 21.944
|  | 2010-11-27 17:55 | 0.089 | [21 empty] | 2006-07-14 | 0
|  | 2010-11-28 08:12 | 8.6e-05 | [21 empty] | 2006-07-15 | 0
|  | 2010-11-28 08:25 | 8.8e-05 | [21 empty] | 2006-07-16 | 0
|  | 2010-11-28 08:32 | 0.088 | [21 empty] | 2006-07-17 | 0
|  | 2010-11-28 16:00 | 0.086 | [21 empty] | 2006-07-18 | 0
|  | 2010-11-29 07:45 | 8.9e-05 | [21 empty] | 2006-07-19 | 0
|  | 2010-11-29 07:55 | 9.1e-05 | [21 empty] | 2006-07-20 | 1.7553
|  | 2010-11-29 09:51 | 0.091 | [21 empty] | 2006-07-21 | 1.7553
|  | 2010-11-29 15:09 | 0.089 | [21 empty] | 2006-07-22 | 1.7553
|  | 2010-11-30 08:10 | 8.9e-05 | [21 empty] | 2006-07-23 | 1.7553
|  | 2010-11-30 08:21 | 9e-05 | [21 empty] | 2006-07-24 | 1.7553
|  | 2010-11-30 12:02 | 0.089 | [21 empty] | 2006-07-25 | 25.393
|  | 2010-11-30 15:23 | 0.09 | [21 empty] | 2006-07-26 | 25.393
|  | 2010-12-01 08:17 | 8.3e-05 | [21 empty] | 2006-07-27 | 25.393
|  | 2010-12-01 08:28 | 8.5e-05 | [21 empty] | 2006-07-28 | 25.393
|  | 2010-12-01 08:37 | 0.085 | [21 empty] | 2006-07-29 | 25.393
|  | 2010-12-01 15:25 | 0.083 | [21 empty] | 2006-07-30 | 25.393
|  | 2010-12-02 | 0.108 | [21 empty] | 2006-07-31 | 25.393
|  | 2010-12-02 08:10 | 8.7e-05 | [21 empty] | 2006-08-01 | 0
|  | 2010-12-02 08:42 | 0.087 | [21 empty] | 2006-08-02 | 0
|  | 2011-01-18 14:10 | 0.0296 | [21 empty] | 2006-08-03 | 0
|  | 2011-02-01 16:21 | 0.0256 | [21 empty] | 2006-08-04 | 0
|  | 2011-03-14 14:12 | 0.0259 | [21 empty] | 2006-08-05 | 0
|  | 2011-03-24 17:23 | 0.125 | [21 empty] | 2006-08-06 | 0
|  | 2011-03-29 14:02 | 0.109 | [21 empty] | 2006-08-07 | 0
|  | 2011-04-05 08:42 | 0.109 | [21 empty] | 2006-08-08 | 52.666
|  | 2011-04-12 09:35 | 0.113 | [21 empty] | 2006-08-09 | 52.666
|  | 2011-04-19 09:47 | 0.107 | [21 empty] | 2006-08-10 | 52.666
|  | 2011-04-26 11:29 | 0.0975 | [21 empty] | 2006-08-11 | 52.666
|  | 2011-05-03 14:30 | 0.189 | [21 empty] | 2006-08-12 | 52.666
|  | 2011-05-04 14:45 | 0.0628 | [21 empty] | 2006-08-13 | 52.666
|  | 2011-05-10 08:37 | 0.0997 | [21 empty] | 2006-08-14 | 52.666
|  | 2011-05-17 09:07 | 0.0625 | [21 empty] | 2006-08-15 | 0
|  | 2011-05-24 09:10 | 0.0226 | [21 empty] | 2006-08-16 | 0
|  | 2011-05-31 10:15 | 0.0138 | [21 empty] | 2006-08-17 | 0
|  | 2011-06-07 09:45 | 0.074 | [21 empty] | 2006-08-18 | 0
|  | 2011-06-14 14:09 | 0.0186 | [21 empty] | 2006-08-19 | 0
|  | 2011-06-21 11:10 | 0.0137 | [21 empty] | 2006-08-20 | 0
|  | 2011-06-28 11:22 | 0.0194 | [21 empty] | 2006-08-21 | 0
|  | 2011-07-05 09:50 | 0.0206 | [21 empty] | 2006-08-22 | 0
|  | 2011-07-12 08:51 | 0.019 | [21 empty] | 2006-08-23 | 0
|  | 2011-07-19 09:19 | 0.0223 | [21 empty] | 2006-08-24 | 0
|  | 2011-07-26 08:44 | 0.0356 | [21 empty] | 2006-08-25 | 0
|  | 2011-08-02 08:28 | 0.0351 | [21 empty] | 2006-08-26 | 0
|  | 2011-08-09 08:49 | 0.0276 | [21 empty] | 2006-08-27 | 0
|  | 2011-08-16 08:51 | 0.0161 | [21 empty] | 2006-08-28 | 0
|  | 2011-08-23 08:35 | 0.0166 | [21 empty] | 2006-08-29 | 98.749
|  | 2011-08-25 11:31 | 0.0166 | [21 empty] | 2006-08-30 | 80.567
|  | 2011-08-30 08:54 | 0.0182 | [21 empty] | 2006-08-31 | 80.567
|  | 2011-09-06 08:47 | 0.0236 | [21 empty] | 2006-09-01 | 80.567
|  | 2011-09-13 09:45 | 0.0211 | [21 empty] | 2006-09-02 | 80.567
|  | 2011-09-20 09:06 | 0.0247 | [21 empty] | 2006-09-03 | 80.567
|  | 2011-09-27 09:55 | 0.0296 | [21 empty] | 2006-09-04 | 80.567
|  | 2011-10-25 13:40 | 0.0263 | [21 empty] | 2006-09-05 | 80.567
|  | 2011-11-23 09:20 | 0.0861 | [21 empty] | 2006-09-06 | 0
|  | 2011-11-29 09:35 | 0.102 | [21 empty] | 2006-09-07 | 0
|  | 2011-12-08 08:00 | 0.146 | [21 empty] | 2006-09-08 | 0
|  | 2012-01-18 15:20 | 0.031 | [21 empty] | 2006-09-09 | 0
|  | 2012-02-02 12:52 | 0.0281 | [21 empty] | 2006-09-10 | 0
| 41275 | 2012-03-05 11:30 | 0.0322 | [21 empty] | 2006-09-11 | 0
| 0 | 2012-01-01 | 0.047181 | 0.038118 | 0.066826 | [19 empty] | 2006-09-12 | 0
| 0 | 2012-02-01 | 0.038114 | 0.019512 | 0.052609 | [19 empty] | 2006-09-13 | 7.2103
| 0 | 2012-03-01 | 0.036861 | 0.021283 | 0.053057 | [19 empty] | 2006-09-14 | 7.2103
| 0 | 2012-04-01 | 0.031138 | 0.02353 | 0.040401 | [19 empty] | 2006-09-15 | 7.2103
| 1 | 2012-05-01 | 0.031375 | 0.011002 | 0.07651 | 0.031375 | 0.011002 | 0.07651 | [16 empty] | 2006-09-16 | 7.2103
| 1 | 2012-06-01 | 0.035757 | 0.019196 | 0.059862 | 0.035757 | 0.019196 | 0.059862 | [16 empty] | 2006-09-17 | 7.2103
| 1 | 2012-07-01 | 0.039325 | 0.023083 | 0.062545 | 0.039325 | 0.023083 | 0.062545 | [16 empty] | 2006-09-18 | 7.2103
| 1 | 2012-08-01 | 0.034162 | 0.011948 | 0.059852 | 0.034162 | 0.011948 | 0.059852 | [16 empty] | 2006-09-19 | 7.2103
| 1 | 2012-09-01 | 0.038325 | 0.03166 | 0.059339 | 0.038325 | 0.03166 | 0.059339 | [16 empty] | 2006-09-20 | 250.16
| 0 | 2012-10-01 | 0.024705 | 0.014262 | 0.039855 | [19 empty] | 2006-09-21 | 239.19
| 0 | 2012-11-01 | 0.026213 | 0.017202 | 0.040377 | [19 empty] | 2006-09-22 | 0
| 0 | 2012-12-01 | 0.024198 | 0.013695 | 0.034509 | [19 empty] | 2006-09-23 | 0
| 0 | 2013-01-01 | 0.025502 | 0.013921 | 0.033316 | [19 empty] | 2006-09-24 | 0
| 0 | 2013-02-01 | 0.025084 | 0.016193 | 0.036152 | [19 empty] | 2006-09-25 | 0
| 0 | 2013-03-01 | 0.02732 | 0.012793 | 0.047566 | [19 empty] | 2006-09-26 | 0
| 0 | 2013-04-01 | 0.026275 | 0.017508 | 0.036816 | [19 empty] | 2006-09-27 | 0
| 1 | 2013-05-01 | 0.031327 | 0.01057 | 0.067413 | 0.031327 | 0.01057 | 0.067413 | [16 empty] | 2006-09-28 | 0
| 1 | 2013-06-01 | 0.033826 | 0.019347 | 0.055583 | 0.033826 | 0.019347 | 0.055583 | [16 empty] | 2006-09-29 | 0
| 1 | 2013-07-01 | 0.041367 | 0.023757 | 0.060208 | 0.041367 | 0.023757 | 0.060208 | [16 empty] | 2006-09-30 | 0
| 1 | 2013-08-01 | 0.034084 | 0.013174 | 0.063548 | 0.034084 | 0.013174 | 0.063548 | [16 empty] | 2006-10-01 | 0
| 1 | 2013-09-01 | 0.037307 | 0.030398 | 0.04866 | 0.037307 | 0.030398 | 0.04866 | [16 empty] | 2006-10-02 | 0
| 0 | 2013-10-01 | 0.024382 | 0.014206 | 0.033882 | [19 empty] | 2006-10-03 | 0
| 0 | 2013-11-01 | 0.026604 | 0.015534 | 0.037043 | [19 empty] | 2006-10-04 | 0
| 0 | 2013-12-01 | 0.024036 | 0.013116 | 0.031999 | [19 empty] | 2006-10-05 | 0
| 0 | 2014-01-01 | 0.02522 | 0.017265 | 0.038007 | [19 empty] | 2006-10-06 | 0
| 0 | 2014-02-01 | 0.02465 | 0.019192 | 0.036155 | [19 empty] | 2006-10-07 | 0
| 0 | 2014-03-01 | 0.0283 | 0.016812 | 0.047985 | [19 empty] | 2006-10-08 | 0
| 0 | 2014-04-01 | 0.026545 | 0.018093 | 0.035728 | [19 empty] | 2006-10-09 | 0
| 1 | 2014-05-01 | 0.028015 | 0.010734 | 0.071346 | 0.028015 | 0.010734 | 0.071346 | [16 empty] | 2006-10-10 | 0
| 1 | 2014-06-01 | 0.032218 | 0.018989 | 0.061602 | 0.032218 | 0.018989 | 0.061602 | [16 empty] | 2006-10-11 | 0
| 1 | 2014-07-01 | 0.040111 | 0.021208 | 0.055737 | 0.040111 | 0.021208 | 0.055737 | [16 empty] | 2006-10-12 | 0
| 1 | 2014-08-01 | 0.034901 | 0.0099623 | 0.054439 | 0.034901 | 0.0099623 | 0.054439 | [16 empty] | 2006-10-13 | 0
| 1 | 2014-09-01 | 0.038824 | 0.031505 | 0.051383 | 0.038824 | 0.031505 | 0.051383 | [16 empty] | 2006-10-14 | 0
| 0 | 2014-10-01 | 0.024994 | 0.012427 | 0.036564 | [19 empty] | 2006-10-15 | 0
| 0 | 2014-11-01 | 0.02672 | 0.01838 | 0.037339 | [19 empty] | 2006-10-16 | 0
| 0 | 2014-12-01 | 0.024265 | 0.013681 | 0.034976 | [19 empty] | 2006-10-17 | 0
| 0 | 2015-01-01 | 0.02653 | 0.015875 | 0.040916 | [19 empty] | 2006-10-18 | 0
| 0 | 2015-02-01 | 0.025346 | 0.01738 | 0.036837 | [19 empty] | 2006-10-19 | 0
| 0 | 2015-03-01 | 0.030063 | 0.012108 | 0.042064 | [19 empty] | 2006-10-20 | 0
| 0 | 2015-04-01 | 0.027479 | 0.014979 | 0.03874 | [19 empty] | 2006-10-21 | 0
| 1 | 2015-05-01 | 0.028973 | 0.010848 | 0.066676 | 0.028973 | 0.010848 | 0.066676 | [16 empty] | 2006-10-22 | 0
| 1 | 2015-06-01 | 0.035385 | 0.018613 | 0.063065 | 0.035385 | 0.018613 | 0.063065 | [16 empty] | 2006-10-23 | 0
| 1 | 2015-07-01 | 0.042379 | 0.024259 | 0.061787 | 0.042379 | 0.024259 | 0.061787 | [16 empty] | 2006-10-24 | 0
| 1 | 2015-08-01 | 0.034441 | 0.012705 | 0.057743 | 0.034441 | 0.012705 | 0.057743 | [16 empty] | 2006-10-25 | 0
| 1 | 2015-09-01 | 0.038398 | 0.031407 | 0.055306 | 0.038398 | 0.031407 | 0.055306 | [16 empty] | 2006-10-26 | 0
| 0 | 2015-10-01 | 0.024769 | 0.01395 | 0.036871 | [19 empty] | 2006-10-27 | 0
| 0 | 2015-11-01 | 0.026076 | 0.016461 | 0.035237 | [19 empty] | 2006-10-28 | 0
| 0 | 2015-12-01 | 0.024262 | 0.012197 | 0.031987 | [19 empty] | 2006-10-29 | 0
| 0 | 2016-01-01 | 0.025961 | 0.015103 | 0.034527 | [19 empty] | 2006-10-30 | 0
| 0 | 2016-02-01 | 0.024948 | 0.016477 | 0.034142 | [19 empty] | 2006-10-31 | 0
| 0 | 2016-03-01 | 0.029423 | 0.0093985 | 0.05193 | [19 empty] | 2006-11-01 | 0
| 0 | 2016-04-01 | 0.026693 | 0.015753 | 0.036203 | [19 empty] | 2006-11-02 | 0
| 1 | 2016-05-01 | 0.03324 | 0.010521 | 0.081539 | 0.03324 | 0.010521 | 0.081539 | [16 empty] | 2006-11-03 | 0
| 1 | 2016-06-01 | 0.034901 | 0.01956 | 0.064849 | 0.034901 | 0.01956 | 0.064849 | [16 empty] | 2006-11-04 | 0
| 1 | 2016-07-01 | 0.040447 | 0.026906 | 0.059611 | 0.040447 | 0.026906 | 0.059611 | [16 empty] | 2006-11-05 | 0
| 1 | 2016-08-01 | 0.036285 | 0.011484 | 0.062498 | 0.036285 | 0.011484 | 0.062498 | [16 empty] | 2006-11-06 | 0
| 1 | 2016-09-01 | 0.039292 | 0.029534 | 0.04993 | 0.039292 | 0.029534 | 0.04993 | [16 empty] | 2006-11-07 | 0
| 0 | 2016-10-01 | 0.025181 | 0.013274 | 0.038328 | [19 empty] | 2006-11-08 | 0
| 0 | 2016-11-01 | 0.026711 | 0.013982 | 0.040867 | [19 empty] | 2006-11-09 | 0
| 0 | 2016-12-01 | 0.02389 | 0.014243 | 0.035008 | [19 empty] | 2006-11-10 | 0
| 0 | 2017-01-01 | 0.025441 | 0.013838 | 0.033992 | [19 empty] | 2006-11-11 | 0
| 0 | 2017-02-01 | 0.024346 | 0.017777 | 0.041123 | [19 empty] | 2006-11-12 | 0
| 0 | 2017-03-01 | 0.029534 | 0.017432 | 0.046216 | [19 empty] | 2006-11-13 | 0
| 0 | 2017-04-01 | 0.026224 | 0.016281 | 0.037613 | [19 empty] | 2006-11-14 | 0
| 1 | 2017-05-01 | 0.030845 | 0.010769 | 0.06403 | 0.030845 | 0.010769 | 0.06403 | [16 empty] | 2006-11-15 | 0
| 1 | 2017-06-01 | 0.033978 | 0.015218 | 0.056392 | 0.033978 | 0.015218 | 0.056392 | [16 empty] | 2006-11-16 | 0
| 1 | 2017-07-01 | 0.040682 | 0.020403 | 0.059895 | 0.040682 | 0.020403 | 0.059895 | [16 empty] | 2006-11-17 | 0
| 1 | 2017-08-01 | 0.033648 | 0.0075689 | 0.063181 | 0.033648 | 0.0075689 | 0.063181 | [16 empty] | 2006-11-18 | 0
| 1 | 2017-09-01 | 0.038932 | 0.028868 | 0.050999 | 0.038932 | 0.028868 | 0.050999 | [16 empty] | 2006-11-19 | 0
| 0 | 2017-10-01 | 0.024636 | 0.01611 | 0.036842 | [19 empty] | 2006-11-20 | 0
| 0 | 2017-11-01 | 0.026942 | 0.016048 | 0.037172 | [19 empty] | 2006-11-21 | 0
| 0 | 2017-12-01 | 0.024283 | 0.01107 | 0.032304 | [19 empty] | 2006-11-22 | 0
| 0 | 2018-01-01 | 0.025641 | 0.014249 | 0.035461 | [19 empty] | 2006-11-23 | 0
| 0 | 2018-02-01 | 0.025168 | 0.017729 | 0.035968 | [19 empty] | 2006-11-24 | 0
| 0 | 2018-03-01 | 0.028759 | 0.012599 | 0.041898 | [19 empty] | 2006-11-25 | 0
| 0 | 2018-04-01 | 0.027027 | 0.018984 | 0.043285 | [19 empty] | 2006-11-26 | 0
| 1 | 2018-05-01 | 0.028451 | 0.010572 | 0.064829 | 0.028451 | 0.010572 | 0.064829 | [16 empty] | 2006-11-27 | 0
| 1 | 2018-06-01 | 0.035 | 0.019446 | 0.061157 | 0.035 | 0.019446 | 0.061157 | [16 empty] | 2006-11-28 | 0
| 1 | 2018-07-01 | 0.0405 | 0.024715 | 0.057496 | 0.0405 | 0.024715 | 0.057496 | [16 empty] | 2006-11-29 | 0
| 1 | 2018-08-01 | 0.03465 | 0.012483 | 0.060387 | 0.03465 | 0.012483 | 0.060387 | [16 empty] | 2006-11-30 | 0
| 1 | 2018-09-01 | 0.038675 | 0.032466 | 0.056743 | 0.038675 | 0.032466 | 0.056743 | [16 empty] | 2006-12-01 | 0
| 0 | 2018-10-01 | 0.024459 | 0.013603 | 0.035582 | [19 empty] | 2006-12-02 | 0
| 0 | 2018-11-01 | 0.026535 | 0.017904 | 0.038554 | [19 empty] | 2006-12-03 | 0
| 0 | 2018-12-01 | 0.024415 | 0.012446 | 0.034715 | [19 empty] | 2006-12-04 | 0
| 0 | 2019-01-01 | 0.02589 | 0.015773 | 0.033914 | [19 empty] | 2006-12-05 | 0
| 0 | 2019-02-01 | 0.024493 | 0.015755 | 0.044503 | [19 empty] | 2006-12-06 | 0
| 0 | 2019-03-01 | 0.028534 | 0.010589 | 0.041049 | [19 empty] | 2006-12-07 | 0
| 0 | 2019-04-01 | 0.026965 | 0.018838 | 0.037424 | [19 empty] | 2006-12-08 | 0
| 1 | 2019-05-01 | 0.029926 | 0.010412 | 0.076286 | 0.029926 | 0.010412 | 0.076286 | [16 empty] | 2006-12-09 | 0
| 1 | 2019-06-01 | 0.03429 | 0.019219 | 0.062708 | 0.03429 | 0.019219 | 0.062708 | [16 empty] | 2006-12-10 | 0
| 1 | 2019-07-01 | 0.042244 | 0.026345 | 0.06469 | 0.042244 | 0.026345 | 0.06469 | [16 empty] | 2006-12-11 | 0
| 1 | 2019-08-01 | 0.034912 | 0.0098948 | 0.060103 | 0.034912 | 0.0098948 | 0.060103 | [16 empty] | 2006-12-12 | 0
| 1 | 2019-09-01 | 0.038815 | 0.032829 | 0.048232 | 0.038815 | 0.032829 | 0.048232 | [16 empty] | 2006-12-13 | 0
| 0 | 2019-10-01 | 0.024721 | 0.012549 | 0.056094 | [19 empty] | 2006-12-14 | 0
| 0 | 2019-11-01 | 0.026058 | 0.016982 | 0.050925 | [19 empty] | 2006-12-15 | 0
| 0 | 2019-12-01 | 0.023385 | 0.013787 | 0.046552 | [19 empty] | 2006-12-16 | 0
| 0 | 2020-01-01 | 0.025234 | 0.016231 | 0.034992 | [19 empty] | 2006-12-17 | 0
| 0 | 2020-02-01 | 0.025582 | 0.014396 | 0.038053 | [19 empty] | 2006-12-18 | 0
| 0 | 2020-03-01 | 0.02933 | 0.015887 | 0.049135 | [19 empty] | 2006-12-19 | 0
| 0 | 2020-04-01 | 0.026795 | 0.013012 | 0.036288 | [19 empty] | 2006-12-20 | 0
| 1 | 2020-05-01 | 0.032552 | 0.010855 | 0.071334 | 0.032552 | 0.010855 | 0.071334 | [16 empty] | 2006-12-21 | 0
| 1 | 2020-06-01 | 0.035188 | 0.018527 | 0.068526 | 0.035188 | 0.018527 | 0.068526 | [16 empty] | 2006-12-22 | 0
| 1 | 2020-07-01 | 0.041365 | 0.022651 | 0.058564 | 0.041365 | 0.022651 | 0.058564 | [16 empty] | 2006-12-23 | 0
| 1 | 2020-08-01 | 0.033991 | 0.012676 | 0.052375 | 0.033991 | 0.012676 | 0.052375 | [16 empty] | 2006-12-24 | 0
| 1 | 2020-09-01 | 0.039102 | 0.031249 | 0.049383 | 0.039102 | 0.031249 | 0.049383 | [16 empty] | 2006-12-25 | 0
| 0 | 2020-10-01 | 0.025382 | 0.013718 | 0.039353 | [19 empty] | 2006-12-26 | 0
| 0 | 2020-11-01 | 0.026395 | 0.017376 | 0.037259 | [19 empty] | 2006-12-27 | 0
| 0 | 2020-12-01 | 0.023899 | 0.014887 | 0.035186 | [19 empty] | 2006-12-28 | 0
| 0 | 2021-01-01 | 0.025764 | 0.01715 | 0.036064 | [19 empty] | 2006-12-29 | 0
| 0 | 2021-02-01 | 0.025358 | 0.017993 | 0.035643 | [19 empty] | 2006-12-30 | 0
| 0 | 2021-03-01 | 0.029358 | 0.0144 | 0.04219 | [19 empty] | 2006-12-31 | 0
| 0 | 2021-04-01 | 0.026875 | 0.016202 | 0.037253 | [19 empty] | 2007-01-01 | 0
| 1 | 2021-05-01 | 0.029644 | 0.01073 | 0.066911 | 0.029644 | 0.01073 | 0.066911 | [16 empty] | 2007-01-02 | 0
| 1 | 2021-06-01 | 0.035861 | 0.021167 | 0.074294 | 0.035861 | 0.021167 | 0.074294 | [16 empty] | 2007-01-03 | 0
| 1 | 2021-07-01 | 0.040542 | 0.021016 | 0.058734 | 0.040542 | 0.021016 | 0.058734 | [16 empty] | 2007-01-04 | 0
| 1 | 2021-08-01 | 0.034762 | 0.0099015 | 0.069091 | 0.034762 | 0.0099015 | 0.069091 | [16 empty] | 2007-01-05 | 0
| 1 | 2021-09-01 | 0.03869 | 0.030068 | 0.05068 | 0.03869 | 0.030068 | 0.05068 | [16 empty] | 2007-01-06 | 0
| 0 | 2021-10-01 | 0.025397 | 0.014131 | 0.043073 | [19 empty] | 2007-01-07 | 0
| 0 | 2021-11-01 | 0.026754 | 0.016089 | 0.039907 | [19 empty] | 2007-01-08 | 0
| 0 | 2021-12-01 | 0.024576 | 0.013974 | 0.035275 | [19 empty] | 2007-01-09 | 0
| 0 | 2022-01-01 | 0.026715 | 0.012903 | 0.033236 | [19 empty] | 2007-01-10 | 0
[25 empty] | 2007-01-11 | 0
[25 empty] | 2007-01-12 | 0
[25 empty] | 2007-01-13 | 0
[25 empty] | 2007-01-14 | 0
[25 empty] | 2007-01-15 | 0
[25 empty] | 2007-01-16 | 0
[25 empty] | 2007-01-17 | 0
[25 empty] | 2007-01-18 | 0
[25 empty] | 2007-01-19 | 0
[25 empty] | 2007-01-20 | 0
[25 empty] | 2007-01-21 | 0
[25 empty] | 2007-01-22 | 0
[25 empty] | 2007-01-23 | 0
[25 empty] | 2007-01-24 | 0
[25 empty] | 2007-01-25 | 0
[25 empty] | 2007-01-26 | 0
[25 empty] | 2007-01-27 | 0
[25 empty] | 2007-01-28 | 0
[25 empty] | 2007-01-29 | 0
[25 empty] | 2007-01-30 | 0
[25 empty] | 2007-01-31 | 0
[25 empty] | 2007-02-01 | 0
[25 empty] | 2007-02-02 | 0
[25 empty] | 2007-02-03 | 0
[25 empty] | 2007-02-04 | 0
[25 empty] | 2007-02-05 | 0
[25 empty] | 2007-02-06 | 0
[25 empty] | 2007-02-07 | 0
[25 empty] | 2007-02-08 | 0
[25 empty] | 2007-02-09 | 0
[25 empty] | 2007-02-10 | 0
[25 empty] | 2007-02-11 | 0
[25 empty] | 2007-02-12 | 0
[25 empty] | 2007-02-13 | 0
[25 empty] | 2007-02-14 | 0
[25 empty] | 2007-02-15 | 0
[25 empty] | 2007-02-16 | 0
[25 empty] | 2007-02-17 | 0
[25 empty] | 2007-02-18 | 0
[25 empty] | 2007-02-19 | 0
[25 empty] | 2007-02-20 | 0
[25 empty] | 2007-02-21 | 0
[25 empty] | 2007-02-22 | 0
[25 empty] | 2007-02-23 | 0
[25 empty] | 2007-02-24 | 0
[25 empty] | 2007-02-25 | 0
[25 empty] | 2007-02-26 | 0
[25 empty] | 2007-02-27 | 0
[25 empty] | 2007-02-28 | 0
[25 empty] | 2007-03-01 | 0
[25 empty] | 2007-03-02 | 0
[25 empty] | 2007-03-03 | 0
[25 empty] | 2007-03-04 | 0
[25 empty] | 2007-03-05 | 0
[25 empty] | 2007-03-06 | 0
[25 empty] | 2007-03-07 | 0
[25 empty] | 2007-03-08 | 0
[25 empty] | 2007-03-09 | 0
[25 empty] | 2007-03-10 | 0
[25 empty] | 2007-03-11 | 0
[25 empty] | 2007-03-12 | 0
[25 empty] | 2007-03-13 | 0
[25 empty] | 2007-03-14 | 0
[25 empty] | 2007-03-15 | 0
[25 empty] | 2007-03-16 | 0
[25 empty] | 2007-03-17 | 0
[25 empty] | 2007-03-18 | 0
[25 empty] | 2007-03-19 | 0
[25 empty] | 2007-03-20 | 0
[25 empty] | 2007-03-21 | 0
[25 empty] | 2007-03-22 | 0
[25 empty] | 2007-03-23 | 0
[25 empty] | 2007-03-24 | 0
[25 empty] | 2007-03-25 | 0
[25 empty] | 2007-03-26 | 0
[25 empty] | 2007-03-27 | 0
[25 empty] | 2007-03-28 | 0
[25 empty] | 2007-03-29 | 0
[25 empty] | 2007-03-30 | 0
[25 empty] | 2007-03-31 | 0
[25 empty] | 2007-04-01 | 0
[25 empty] | 2007-04-02 | 0
[25 empty] | 2007-04-03 | 207.95
[25 empty] | 2007-04-04 | 207.95
[25 empty] | 2007-04-05 | 207.95
[25 empty] | 2007-04-06 | 207.95
[25 empty] | 2007-04-07 | 207.95
[25 empty] | 2007-04-08 | 207.95
[25 empty] | 2007-04-09 | 207.95
[25 empty] | 2007-04-10 | 207.95
[25 empty] | 2007-04-11 | 207.95
[25 empty] | 2007-04-12 | 207.95
[25 empty] | 2007-04-13 | 0
[25 empty] | 2007-04-14 | 0
[25 empty] | 2007-04-15 | 0
[25 empty] | 2007-04-16 | 0
[25 empty] | 2007-04-17 | 0
[25 empty] | 2007-04-18 | 0
[25 empty] | 2007-04-19 | 0
[25 empty] | 2007-04-20 | 0
[25 empty] | 2007-04-21 | 0
[25 empty] | 2007-04-22 | 0
[25 empty] | 2007-04-23 | 0
[25 empty] | 2007-04-24 | 0
[25 empty] | 2007-04-25 | 0
[25 empty] | 2007-04-26 | 0
[25 empty] | 2007-04-27 | 0
[25 empty] | 2007-04-28 | 0
[25 empty] | 2007-04-29 | 0
[25 empty] | 2007-04-30 | 0
[25 empty] | 2007-05-01 | 0
[25 empty] | 2007-05-02 | 0
[25 empty] | 2007-05-03 | 0
[25 empty] | 2007-05-04 | 0
[25 empty] | 2007-05-05 | 0
[25 empty] | 2007-05-06 | 0
[25 empty] | 2007-05-07 | 0
[25 empty] | 2007-05-08 | 236.02
[25 empty] | 2007-05-09 | 236.02
[25 empty] | 2007-05-10 | 241.84
[25 empty] | 2007-05-11 | 241.68
[25 empty] | 2007-05-12 | 241.68
[25 empty] | 2007-05-13 | 241.68
[25 empty] | 2007-05-14 | 241.68
[25 empty] | 2007-05-15 | 0
[25 empty] | 2007-05-16 | 0
[25 empty] | 2007-05-17 | 0
[25 empty] | 2007-05-18 | 21.355
[25 empty] | 2007-05-19 | 21.355
[25 empty] | 2007-05-20 | 21.355
[25 empty] | 2007-05-21 | 21.355
[25 empty] | 2007-05-22 | 21.355
[25 empty] | 2007-05-23 | 109.05
[25 empty] | 2007-05-24 | 109.05
[25 empty] | 2007-05-25 | 0
[25 empty] | 2007-05-26 | 0
[25 empty] | 2007-05-27 | 0
[25 empty] | 2007-05-28 | 0
[25 empty] | 2007-05-29 | 4.5432
[25 empty] | 2007-05-30 | 4.5432
[25 empty] | 2007-05-31 | 4.5432
[25 empty] | 2007-06-01 | 101.66
[25 empty] | 2007-06-02 | 101.66
[25 empty] | 2007-06-03 | 101.66
[25 empty] | 2007-06-04 | 101.66
[25 empty] | 2007-06-05 | 11.359
[25 empty] | 2007-06-06 | 11.359
[25 empty] | 2007-06-07 | 11.359
[25 empty] | 2007-06-08 | 11.359
[25 empty] | 2007-06-09 | 11.359
[25 empty] | 2007-06-10 | 11.359
[25 empty] | 2007-06-11 | 11.359
[25 empty] | 2007-06-12 | 15.902
[25 empty] | 2007-06-13 | 15.902
[25 empty] | 2007-06-14 | 15.902
[25 empty] | 2007-06-15 | 24.99
[25 empty] | 2007-06-16 | 24.99
[25 empty] | 2007-06-17 | 24.99
[25 empty] | 2007-06-18 | 24.99
[25 empty] | 2007-06-19 | 0.75733
[25 empty] | 2007-06-20 | 0.75733
[25 empty] | 2007-06-21 | 0.75733
[25 empty] | 2007-06-22 | 0
[25 empty] | 2007-06-23 | 0
[25 empty] | 2007-06-24 | 0
[25 empty] | 2007-06-25 | 0
[25 empty] | 2007-06-26 | 22.718
[25 empty] | 2007-06-27 | 22.718
[25 empty] | 2007-06-28 | 22.718
[25 empty] | 2007-06-29 | 28.624
[25 empty] | 2007-06-30 | 28.624
[25 empty] | 2007-07-01 | 28.624
[25 empty] | 2007-07-02 | 28.624
[25 empty] | 2007-07-03 | 28.624
[25 empty] | 2007-07-04 | 0
[25 empty] | 2007-07-05 | 0
[25 empty] | 2007-07-06 | 0
[25 empty] | 2007-07-07 | 0
[25 empty] | 2007-07-08 | 0
[25 empty] | 2007-07-09 | 0
[25 empty] | 2007-07-10 | 34.834
[25 empty] | 2007-07-11 | 34.834
[25 empty] | 2007-07-12 | 34.834
[25 empty] | 2007-07-13 | 12.008
[25 empty] | 2007-07-14 | 12.008
[25 empty] | 2007-07-15 | 12.008
[25 empty] | 2007-07-16 | 12.008
[25 empty] | 2007-07-17 | 12.008
[25 empty] | 2007-07-18 | 12.008
[25 empty] | 2007-07-19 | 12.008
[25 empty] | 2007-07-20 | 23.042
[25 empty] | 2007-07-21 | 23.042
[25 empty] | 2007-07-22 | 23.042
[25 empty] | 2007-07-23 | 23.042
[25 empty] | 2007-07-24 | 23.042
[25 empty] | 2007-07-25 | 23.042
[25 empty] | 2007-07-26 | 23.042
[25 empty] | 2007-07-27 | 27.262
[25 empty] | 2007-07-28 | 27.262
[25 empty] | 2007-07-29 | 27.262
[25 empty] | 2007-07-30 | 27.262
[25 empty] | 2007-07-31 | 27.262
[25 empty] | 2007-08-01 | 27.262
[25 empty] | 2007-08-02 | 27.262
[25 empty] | 2007-08-03 | 19.797
[25 empty] | 2007-08-04 | 19.797
[25 empty] | 2007-08-05 | 19.797
[25 empty] | 2007-08-06 | 19.797
[25 empty] | 2007-08-07 | 19.797
[25 empty] | 2007-08-08 | 19.797
[25 empty] | 2007-08-09 | 19.797
[25 empty] | 2007-08-10 | 56.146
[25 empty] | 2007-08-11 | 56.146
[25 empty] | 2007-08-12 | 56.146
[25 empty] | 2007-08-13 | 56.146
[25 empty] | 2007-08-14 | 56.146
[25 empty] | 2007-08-15 | 56.146
[25 empty] | 2007-08-16 | 56.146
[25 empty] | 2007-08-17 | 93.793
[25 empty] | 2007-08-18 | 93.793
[25 empty] | 2007-08-19 | 93.793
[25 empty] | 2007-08-20 | 93.793
[25 empty] | 2007-08-21 | 93.793
[25 empty] | 2007-08-22 | 93.793
[25 empty] | 2007-08-23 | 93.793
[25 empty] | 2007-08-24 | 15.253
[25 empty] | 2007-08-25 | 15.253
[25 empty] | 2007-08-26 | 15.253
[25 empty] | 2007-08-27 | 15.253
[25 empty] | 2007-08-28 | 15.253
[25 empty] | 2007-08-29 | 15.253
[25 empty] | 2007-08-30 | 15.253
[25 empty] | 2007-08-31 | 4.2191
[25 empty] | 2007-09-01 | 4.2191
[25 empty] | 2007-09-02 | 4.2191
[25 empty] | 2007-09-03 | 4.2191
[25 empty] | 2007-09-04 | 4.2191
[25 empty] | 2007-09-05 | 4.2191
[25 empty] | 2007-09-06 | 4.2191
[25 empty] | 2007-09-07 | 0
[25 empty] | 2007-09-08 | 0
[25 empty] | 2007-09-09 | 0
[25 empty] | 2007-09-10 | 0
[25 empty] | 2007-09-11 | 0
[25 empty] | 2007-09-12 | 254.34
[25 empty] | 2007-09-13 | 142.64
[25 empty] | 2007-09-14 | 156.9
[25 empty] | 2007-09-15 | 156.9
[25 empty] | 2007-09-16 | 156.9
[25 empty] | 2007-09-17 | 156.9
[25 empty] | 2007-09-18 | 0
[25 empty] | 2007-09-19 | 0
[25 empty] | 2007-09-20 | 0
[25 empty] | 2007-09-21 | 0
[25 empty] | 2007-09-22 | 0
[25 empty] | 2007-09-23 | 0
[25 empty] | 2007-09-24 | 0
[25 empty] | 2007-09-25 | 0
[25 empty] | 2007-09-26 | 0
[25 empty] | 2007-09-27 | 0
[25 empty] | 2007-09-28 | 0
[25 empty] | 2007-09-29 | 0
[25 empty] | 2007-09-30 | 0
[25 empty] | 2007-10-01 | 0
[25 empty] | 2007-10-02 | 0
[25 empty] | 2007-10-03 | 0
[25 empty] | 2007-10-04 | 0
[25 empty] | 2007-10-05 | 0
[25 empty] | 2007-10-06 | 0
[25 empty] | 2007-10-07 | 0
[25 empty] | 2007-10-08 | 0
[25 empty] | 2007-10-09 | 0
[25 empty] | 2007-10-10 | 0
[25 empty] | 2007-10-11 | 0
[25 empty] | 2007-10-12 | 0
[25 empty] | 2007-10-13 | 0
[25 empty] | 2007-10-14 | 0
[25 empty] | 2007-10-15 | 0
[25 empty] | 2007-10-16 | 0
[25 empty] | 2007-10-17 | 0
[25 empty] | 2007-10-18 | 0
[25 empty] | 2007-10-19 | 0
[25 empty] | 2007-10-20 | 0
[25 empty] | 2007-10-21 | 0
[25 empty] | 2007-10-22 | 0
[25 empty] | 2007-10-23 | 168.11
[25 empty] | 2007-10-24 | 168.11
[25 empty] | 2007-10-25 | 168.11
[25 empty] | 2007-10-26 | 126.61
[25 empty] | 2007-10-27 | 126.61
[25 empty] | 2007-10-28 | 126.61
[25 empty] | 2007-10-29 | 126.61
[25 empty] | 2007-10-30 | 0
[25 empty] | 2007-10-31 | 0
[25 empty] | 2007-11-01 | 0
[25 empty] | 2007-11-02 | 0
[25 empty] | 2007-11-03 | 0
[25 empty] | 2007-11-04 | 0
[25 empty] | 2007-11-05 | 0
[25 empty] | 2007-11-06 | 0
[25 empty] | 2007-11-07 | 0
[25 empty] | 2007-11-08 | 0
[25 empty] | 2007-11-09 | 0
[25 empty] | 2007-11-10 | 0
[25 empty] | 2007-11-11 | 0
[25 empty] | 2007-11-12 | 0
[25 empty] | 2007-11-13 | 0
[25 empty] | 2007-11-14 | 0
[25 empty] | 2007-11-15 | 0
[25 empty] | 2007-11-16 | 0
[25 empty] | 2007-11-17 | 0
[25 empty] | 2007-11-18 | 0
[25 empty] | 2007-11-19 | 0
[25 empty] | 2007-11-20 | 0
[25 empty] | 2007-11-21 | 0
[25 empty] | 2007-11-22 | 0
[25 empty] | 2007-11-23 | 0
[25 empty] | 2007-11-24 | 0
[25 empty] | 2007-11-25 | 0
[25 empty] | 2007-11-26 | 0
[25 empty] | 2007-11-27 | 0
[25 empty] | 2007-11-28 | 0
[25 empty] | 2007-11-29 | 0
[25 empty] | 2007-11-30 | 0
[25 empty] | 2007-12-01 | 0
[25 empty] | 2007-12-02 | 0
[25 empty] | 2007-12-03 | 0
[25 empty] | 2007-12-04 | 0
[25 empty] | 2007-12-05 | 0
[25 empty] | 2007-12-06 | 0
[25 empty] | 2007-12-07 | 0
[25 empty] | 2007-12-08 | 0
[25 empty] | 2007-12-09 | 0
[25 empty] | 2007-12-10 | 0
[25 empty] | 2007-12-11 | 0
[25 empty] | 2007-12-12 | 0
[25 empty] | 2007-12-13 | 0
[25 empty] | 2007-12-14 | 0
[25 empty] | 2007-12-15 | 0
[25 empty] | 2007-12-16 | 0
[25 empty] | 2007-12-17 | 0
[25 empty] | 2007-12-18 | 0
[25 empty] | 2007-12-19 | 0
[25 empty] | 2007-12-20 | 0
[25 empty] | 2007-12-21 | 0
[25 empty] | 2007-12-22 | 0
[25 empty] | 2007-12-23 | 0
[25 empty] | 2007-12-24 | 0
[25 empty] | 2007-12-25 | 0
[25 empty] | 2007-12-26 | 0
[25 empty] | 2007-12-27 | 0
[25 empty] | 2007-12-28 | 0
[25 empty] | 2007-12-29 | 0
[25 empty] | 2007-12-30 | 0
[25 empty] | 2007-12-31 | 0
[25 empty] | 2008-01-01 | 0
[25 empty] | 2008-01-02 | 0
[25 empty] | 2008-01-03 | 0
[25 empty] | 2008-01-04 | 0
[25 empty] | 2008-01-05 | 0
[25 empty] | 2008-01-06 | 0
[25 empty] | 2008-01-07 | 0
[25 empty] | 2008-01-08 | 0
[25 empty] | 2008-01-09 | 0
[25 empty] | 2008-01-10 | 0
[25 empty] | 2008-01-11 | 0
[25 empty] | 2008-01-12 | 0
[25 empty] | 2008-01-13 | 0
[25 empty] | 2008-01-14 | 0
[25 empty] | 2008-01-15 | 0
[25 empty] | 2008-01-16 | 0
[25 empty] | 2008-01-17 | 0
[25 empty] | 2008-01-18 | 0
[25 empty] | 2008-01-19 | 0
[25 empty] | 2008-01-20 | 0
[25 empty] | 2008-01-21 | 0
[25 empty] | 2008-01-22 | 0
[25 empty] | 2008-01-23 | 0
[25 empty] | 2008-01-24 | 0
[25 empty] | 2008-01-25 | 0
[25 empty] | 2008-01-26 | 0
[25 empty] | 2008-01-27 | 0
[25 empty] | 2008-01-28 | 0
[25 empty] | 2008-01-29 | 0
[25 empty] | 2008-01-30 | 0
[25 empty] | 2008-01-31 | 0
[25 empty] | 2008-02-01 | 0
[25 empty] | 2008-02-02 | 0
[25 empty] | 2008-02-03 | 0
[25 empty] | 2008-02-04 | 0
[25 empty] | 2008-02-05 | 0
[25 empty] | 2008-02-06 | 0
[25 empty] | 2008-02-07 | 0
[25 empty] | 2008-02-08 | 0
[25 empty] | 2008-02-09 | 0
[25 empty] | 2008-02-10 | 0
[25 empty] | 2008-02-11 | 0
[25 empty] | 2008-02-12 | 0
[25 empty] | 2008-02-13 | 0
[25 empty] | 2008-02-14 | 0
[25 empty] | 2008-02-15 | 0
[25 empty] | 2008-02-16 | 0
[25 empty] | 2008-02-17 | 0
[25 empty] | 2008-02-18 | 0
[25 empty] | 2008-02-19 | 0
[25 empty] | 2008-02-20 | 0
[25 empty] | 2008-02-21 | 0
[25 empty] | 2008-02-22 | 0
[25 empty] | 2008-02-23 | 0
[25 empty] | 2008-02-24 | 0
[25 empty] | 2008-02-25 | 0
[25 empty] | 2008-02-26 | 0
[25 empty] | 2008-02-27 | 0
[25 empty] | 2008-02-28 | 0
[25 empty] | 2008-02-29 | 0
[25 empty] | 2008-03-01 | 0
[25 empty] | 2008-03-02 | 0
[25 empty] | 2008-03-03 | 0
[25 empty] | 2008-03-04 | 0
[25 empty] | 2008-03-05 | 0
[25 empty] | 2008-03-06 | 0
[25 empty] | 2008-03-07 | 0
[25 empty] | 2008-03-08 | 0
[25 empty] | 2008-03-09 | 0
[25 empty] | 2008-03-10 | 0
[25 empty] | 2008-03-11 | 0
[25 empty] | 2008-03-12 | 0
[25 empty] | 2008-03-13 | 0
[25 empty] | 2008-03-14 | 0
[25 empty] | 2008-03-15 | 0
[25 empty] | 2008-03-16 | 0
[25 empty] | 2008-03-17 | 0
[25 empty] | 2008-03-18 | 0
[25 empty] | 2008-03-19 | 0
[25 empty] | 2008-03-20 | 0
[25 empty] | 2008-03-21 | 0
[25 empty] | 2008-03-22 | 0
[25 empty] | 2008-03-23 | 0
[25 empty] | 2008-03-24 | 0
[25 empty] | 2008-03-25 | 0
[25 empty] | 2008-03-26 | 0
[25 empty] | 2008-03-27 | 0
[25 empty] | 2008-03-28 | 0
[25 empty] | 2008-03-29 | 0
[25 empty] | 2008-03-30 | 0
[25 empty] | 2008-03-31 | 0
[25 empty] | 2008-04-01 | 0
[25 empty] | 2008-04-02 | 0
[25 empty] | 2008-04-03 | 0
[25 empty] | 2008-04-04 | 0
[25 empty] | 2008-04-05 | 0
[25 empty] | 2008-04-06 | 0
[25 empty] | 2008-04-07 | 0
[25 empty] | 2008-04-08 | 0
[25 empty] | 2008-04-09 | 0
[25 empty] | 2008-04-10 | 0
[25 empty] | 2008-04-11 | 191.25
[25 empty] | 2008-04-12 | 191.25
[25 empty] | 2008-04-13 | 191.25
[25 empty] | 2008-04-14 | 191.25
[25 empty] | 2008-04-15 | 101.32
[25 empty] | 2008-04-16 | 101.32
[25 empty] | 2008-04-17 | 101.32
[25 empty] | 2008-04-18 | 101.32
[25 empty] | 2008-04-19 | 101.32
[25 empty] | 2008-04-20 | 101.32
[25 empty] | 2008-04-21 | 101.32
[25 empty] | 2008-04-22 | 175.95
[25 empty] | 2008-04-23 | 175.95
[25 empty] | 2008-04-24 | 175.95
[25 empty] | 2008-04-25 | 86.038
[25 empty] | 2008-04-26 | 86.038
[25 empty] | 2008-04-27 | 86.038
[25 empty] | 2008-04-28 | 86.038
[25 empty] | 2008-04-29 | 0
[25 empty] | 2008-04-30 | 0
[25 empty] | 2008-05-01 | 0
[25 empty] | 2008-05-02 | 0
[25 empty] | 2008-05-03 | 0
[25 empty] | 2008-05-04 | 0
[25 empty] | 2008-05-05 | 0
[25 empty] | 2008-05-06 | 0
[25 empty] | 2008-05-07 | 44.183
[25 empty] | 2008-05-08 | 44.181
[25 empty] | 2008-05-09 | 23.254
[25 empty] | 2008-05-10 | 23.254
[25 empty] | 2008-05-11 | 23.254
[25 empty] | 2008-05-12 | 23.254
[25 empty] | 2008-05-13 | 6.3947
[25 empty] | 2008-05-14 | 6.3947
[25 empty] | 2008-05-15 | 6.3947
[25 empty] | 2008-05-16 | 6.3947
[25 empty] | 2008-05-17 | 6.3947
[25 empty] | 2008-05-18 | 6.3947
[25 empty] | 2008-05-19 | 6.3947
[25 empty] | 2008-05-20 | 6.3947
[25 empty] | 2008-05-21 | 11.628
[25 empty] | 2008-05-22 | 6.9745
[25 empty] | 2008-05-23 | 32.555
[25 empty] | 2008-05-24 | 32.555
[25 empty] | 2008-05-25 | 32.555
[25 empty] | 2008-05-26 | 32.555
[25 empty] | 2008-05-27 | 25.579
[25 empty] | 2008-05-28 | 25.579
[25 empty] | 2008-05-29 | 1.3954
[25 empty] | 2008-05-30 | 1.3954
[25 empty] | 2008-05-31 | 1.3954
[25 empty] | 2008-06-01 | 1.3954
[25 empty] | 2008-06-02 | 1.3954
[25 empty] | 2008-06-03 | 67.435
[25 empty] | 2008-06-04 | 67.435
[25 empty] | 2008-06-05 | 67.435
[25 empty] | 2008-06-06 | 72.655
[25 empty] | 2008-06-07 | 72.655
[25 empty] | 2008-06-08 | 72.655
[25 empty] | 2008-06-09 | 72.655
[25 empty] | 2008-06-10 | 72.655
[25 empty] | 2008-06-11 | 72.655
[25 empty] | 2008-06-12 | 27.586
[25 empty] | 2008-06-13 | 27.586
[25 empty] | 2008-06-14 | 27.586
[25 empty] | 2008-06-15 | 27.586
[25 empty] | 2008-06-16 | 27.586
[25 empty] | 2008-06-17 | 27.586
[25 empty] | 2008-06-18 | 27.586
[25 empty] | 2008-06-19 | 93.144
[25 empty] | 2008-06-20 | 93.144
[25 empty] | 2008-06-21 | 93.144
[25 empty] | 2008-06-22 | 93.144
[25 empty] | 2008-06-23 | 93.144
[25 empty] | 2008-06-24 | 109.05
[25 empty] | 2008-06-25 | 101.09
[25 empty] | 2008-06-26 | 101.09
[25 empty] | 2008-06-27 | 105.26
[25 empty] | 2008-06-28 | 105.26
[25 empty] | 2008-06-29 | 105.26
[25 empty] | 2008-06-30 | 105.26
[25 empty] | 2008-07-01 | 105.26
[25 empty] | 2008-07-02 | 105.26
[25 empty] | 2008-07-03 | 70.427
[25 empty] | 2008-07-04 | 10.223
[25 empty] | 2008-07-05 | 10.223
[25 empty] | 2008-07-06 | 10.223
[25 empty] | 2008-07-07 | 10.223
[25 empty] | 2008-07-08 | 0
[25 empty] | 2008-07-09 | 0
[25 empty] | 2008-07-10 | 0
[25 empty] | 2008-07-11 | 0
[25 empty] | 2008-07-12 | 0
[25 empty] | 2008-07-13 | 0
[25 empty] | 2008-07-14 | 0
[25 empty] | 2008-07-15 | 0
[25 empty] | 2008-07-16 | 0
[25 empty] | 2008-07-17 | 0
[25 empty] | 2008-07-18 | 2.2718
[25 empty] | 2008-07-19 | 2.2718
[25 empty] | 2008-07-20 | 2.2718
[25 empty] | 2008-07-21 | 2.2718
[25 empty] | 2008-07-22 | 2.2718
[25 empty] | 2008-07-23 | 2.2718
[25 empty] | 2008-07-24 | 2.2718
[25 empty] | 2008-07-25 | 22.177
[25 empty] | 2008-07-26 | 22.177
[25 empty] | 2008-07-27 | 22.177
[25 empty] | 2008-07-28 | 22.177
[25 empty] | 2008-07-29 | 22.177
[25 empty] | 2008-07-30 | 22.177
[25 empty] | 2008-07-31 | 22.177
[25 empty] | 2008-08-01 | 22.177
[25 empty] | 2008-08-02 | 22.177
[25 empty] | 2008-08-03 | 22.177
[25 empty] | 2008-08-04 | 22.177
[25 empty] | 2008-08-05 | 22.177
[25 empty] | 2008-08-06 | 22.177
[25 empty] | 2008-08-07 | 22.177
[25 empty] | 2008-08-08 | 22.177
[25 empty] | 2008-08-09 | 22.177
[25 empty] | 2008-08-10 | 22.177
[25 empty] | 2008-08-11 | 22.177
[25 empty] | 2008-08-12 | 22.177
[25 empty] | 2008-08-13 | 22.177
[25 empty] | 2008-08-14 | 22.177
[25 empty] | 2008-08-15 | 0
[25 empty] | 2008-08-16 | 0
[25 empty] | 2008-08-17 | 0
[25 empty] | 2008-08-18 | 0
[25 empty] | 2008-08-19 | 0
[25 empty] | 2008-08-20 | 0
[25 empty] | 2008-08-21 | 0
[25 empty] | 2008-08-22 | 0
[25 empty] | 2008-08-23 | 0
[25 empty] | 2008-08-24 | 0
[25 empty] | 2008-08-25 | 0
[25 empty] | 2008-08-26 | 0
[25 empty] | 2008-08-27 | 0
[25 empty] | 2008-08-28 | 0
[25 empty] | 2008-08-29 | 0
[25 empty] | 2008-08-30 | 0
[25 empty] | 2008-08-31 | 0
[25 empty] | 2008-09-01 | 0
[25 empty] | 2008-09-02 | 0
[25 empty] | 2008-09-03 | 0
[25 empty] | 2008-09-04 | 0
[25 empty] | 2008-09-05 | 0
[25 empty] | 2008-09-06 | 0
[25 empty] | 2008-09-07 | 0
[25 empty] | 2008-09-08 | 0
[25 empty] | 2008-09-09 | 0
[25 empty] | 2008-09-10 | 0
[25 empty] | 2008-09-11 | 0
[25 empty] | 2008-09-12 | 0
[25 empty] | 2008-09-13 | 0
[25 empty] | 2008-09-14 | 0
[25 empty] | 2008-09-15 | 0
[25 empty] | 2008-09-16 | 0
[25 empty] | 2008-09-17 | 0
[25 empty] | 2008-09-18 | 0
[25 empty] | 2008-09-19 | 31.805
[25 empty] | 2008-09-20 | 31.805
[25 empty] | 2008-09-21 | 31.805
[25 empty] | 2008-09-22 | 31.805
[25 empty] | 2008-09-23 | 59.067
[25 empty] | 2008-09-24 | 59.067
[25 empty] | 2008-09-25 | 59.067
[25 empty] | 2008-09-26 | 57.931
[25 empty] | 2008-09-27 | 57.931
[25 empty] | 2008-09-28 | 57.931
[25 empty] | 2008-09-29 | 57.931
[25 empty] | 2008-09-30 | 132.52
[25 empty] | 2008-10-01 | 132.52
[25 empty] | 2008-10-02 | 132.52
[25 empty] | 2008-10-03 | 104.5
[25 empty] | 2008-10-04 | 104.5
[25 empty] | 2008-10-05 | 104.5
[25 empty] | 2008-10-06 | 104.5
[25 empty] | 2008-10-07 | 28.776
[25 empty] | 2008-10-08 | 28.776
[25 empty] | 2008-10-09 | 28.776
[25 empty] | 2008-10-10 | 200.69
[25 empty] | 2008-10-11 | 200.69
[25 empty] | 2008-10-12 | 200.69
[25 empty] | 2008-10-13 | 200.69
[25 empty] | 2008-10-14 | 200.69
[25 empty] | 2008-10-15 | 200.69
[25 empty] | 2008-10-16 | 200.69
[25 empty] | 2008-10-17 | 84.119
[25 empty] | 2008-10-18 | 84.119
[25 empty] | 2008-10-19 | 84.119
[25 empty] | 2008-10-20 | 84.119
[25 empty] | 2008-10-21 | 84.119
[25 empty] | 2008-10-22 | 84.119
[25 empty] | 2008-10-23 | 0
[25 empty] | 2008-10-24 | 0
[25 empty] | 2008-10-25 | 0
[25 empty] | 2008-10-26 | 0
[25 empty] | 2008-10-27 | 0
[25 empty] | 2008-10-28 | 0
[25 empty] | 2008-10-29 | 0
[25 empty] | 2008-10-30 | 0
[25 empty] | 2008-10-31 | 0
[25 empty] | 2008-11-01 | 0
[25 empty] | 2008-11-02 | 0
[25 empty] | 2008-11-03 | 0
[25 empty] | 2008-11-04 | 0
[25 empty] | 2008-11-05 | 0
[25 empty] | 2008-11-06 | 0
[25 empty] | 2008-11-07 | 0
[25 empty] | 2008-11-08 | 0
[25 empty] | 2008-11-09 | 0
[25 empty] | 2008-11-10 | 0
[25 empty] | 2008-11-11 | 0
[25 empty] | 2008-11-12 | 0
[25 empty] | 2008-11-13 | 0
[25 empty] | 2008-11-14 | 0
[25 empty] | 2008-11-15 | 0
[25 empty] | 2008-11-16 | 0
[25 empty] | 2008-11-17 | 0
[25 empty] | 2008-11-18 | 0
[25 empty] | 2008-11-19 | 0
[25 empty] | 2008-11-20 | 0
[25 empty] | 2008-11-21 | 0
[25 empty] | 2008-11-22 | 0
[25 empty] | 2008-11-23 | 0
[25 empty] | 2008-11-24 | 0
[25 empty] | 2008-11-25 | 0
[25 empty] | 2008-11-26 | 0
[25 empty] | 2008-11-27 | 0
[25 empty] | 2008-11-28 | 0
[25 empty] | 2008-11-29 | 0
[25 empty] | 2008-11-30 | 0
[25 empty] | 2008-12-01 | 0
[25 empty] | 2008-12-02 | 0
[25 empty] | 2008-12-03 | 0
[25 empty] | 2008-12-04 | 0
[25 empty] | 2008-12-05 | 0
[25 empty] | 2008-12-06 | 0
[25 empty] | 2008-12-07 | 0
[25 empty] | 2008-12-08 | 0
[25 empty] | 2008-12-09 | 0
[25 empty] | 2008-12-10 | 0
[25 empty] | 2008-12-11 | 0
[25 empty] | 2008-12-12 | 0
[25 empty] | 2008-12-13 | 0
[25 empty] | 2008-12-14 | 0
[25 empty] | 2008-12-15 | 0
[25 empty] | 2008-12-16 | 0
[25 empty] | 2008-12-17 | 0
[25 empty] | 2008-12-18 | 0
[25 empty] | 2008-12-19 | 0
[25 empty] | 2008-12-20 | 0
[25 empty] | 2008-12-21 | 0
[25 empty] | 2008-12-22 | 0
[25 empty] | 2008-12-23 | 0
[25 empty] | 2008-12-24 | 0
[25 empty] | 2008-12-25 | 0
[25 empty] | 2008-12-26 | 0
[25 empty] | 2008-12-27 | 0
[25 empty] | 2008-12-28 | 0
[25 empty] | 2008-12-29 | 0
[25 empty] | 2008-12-30 | 0
[25 empty] | 2008-12-31 | 0
[25 empty] | 2009-01-01 | 0
[25 empty] | 2009-01-02 | 0
[25 empty] | 2009-01-03 | 0
[25 empty] | 2009-01-04 | 0
[25 empty] | 2009-01-05 | 0
[25 empty] | 2009-01-06 | 0
[25 empty] | 2009-01-07 | 0
[25 empty] | 2009-01-08 | 0
[25 empty] | 2009-01-09 | 0
[25 empty] | 2009-01-10 | 0
[25 empty] | 2009-01-11 | 0
[25 empty] | 2009-01-12 | 0
[25 empty] | 2009-01-13 | 0
[25 empty] | 2009-01-14 | 0
[25 empty] | 2009-01-15 | 0
[25 empty] | 2009-01-16 | 0
[25 empty] | 2009-01-17 | 0
[25 empty] | 2009-01-18 | 0
[25 empty] | 2009-01-19 | 0
[25 empty] | 2009-01-20 | 0
[25 empty] | 2009-01-21 | 0
[25 empty] | 2009-01-22 | 0
[25 empty] | 2009-01-23 | 0
[25 empty] | 2009-01-24 | 0
[25 empty] | 2009-01-25 | 0
[25 empty] | 2009-01-26 | 0
[25 empty] | 2009-01-27 | 0
[25 empty] | 2009-01-28 | 0
[25 empty] | 2009-01-29 | 0
[25 empty] | 2009-01-30 | 0
[25 empty] | 2009-01-31 | 0
[25 empty] | 2009-02-01 | 0
[25 empty] | 2009-02-02 | 0
[25 empty] | 2009-02-03 | 0
[25 empty] | 2009-02-04 | 0
[25 empty] | 2009-02-05 | 0
[25 empty] | 2009-02-06 | 0
[25 empty] | 2009-02-07 | 0
[25 empty] | 2009-02-08 | 0
[25 empty] | 2009-02-09 | 0
[25 empty] | 2009-02-10 | 0
[25 empty] | 2009-02-11 | 0
[25 empty] | 2009-02-12 | 0
[25 empty] | 2009-02-13 | 0
[25 empty] | 2009-02-14 | 0
[25 empty] | 2009-02-15 | 0
[25 empty] | 2009-02-16 | 0
[25 empty] | 2009-02-17 | 0
[25 empty] | 2009-02-18 | 0
[25 empty] | 2009-02-19 | 0
[25 empty] | 2009-02-20 | 0
[25 empty] | 2009-02-21 | 0
[25 empty] | 2009-02-22 | 0
[25 empty] | 2009-02-23 | 0
[25 empty] | 2009-02-24 | 0
[25 empty] | 2009-02-25 | 0
[25 empty] | 2009-02-26 | 0
[25 empty] | 2009-02-27 | 0
[25 empty] | 2009-02-28 | 0
[25 empty] | 2009-03-01 | 0
[25 empty] | 2009-03-02 | 0
[25 empty] | 2009-03-03 | 0
[25 empty] | 2009-03-04 | 0
[25 empty] | 2009-03-05 | 0
[25 empty] | 2009-03-06 | 0
[25 empty] | 2009-03-07 | 0
[25 empty] | 2009-03-08 | 0
[25 empty] | 2009-03-09 | 0
[25 empty] | 2009-03-10 | 0
[25 empty] | 2009-03-11 | 0
[25 empty] | 2009-03-12 | 0
[25 empty] | 2009-03-13 | 0
[25 empty] | 2009-03-14 | 0
[25 empty] | 2009-03-15 | 0
[25 empty] | 2009-03-16 | 0
[25 empty] | 2009-03-17 | 0
[25 empty] | 2009-03-18 | 0
[25 empty] | 2009-03-19 | 0
[25 empty] | 2009-03-20 | 0
[25 empty] | 2009-03-21 | 0
[25 empty] | 2009-03-22 | 0
[25 empty] | 2009-03-23 | 0
[25 empty] | 2009-03-24 | 0
[25 empty] | 2009-03-25 | 31.78
[25 empty] | 2009-03-26 | 31.78
[25 empty] | 2009-03-27 | 31.78
[25 empty] | 2009-03-28 | 167.42
[25 empty] | 2009-03-29 | 148.82
[25 empty] | 2009-03-30 | 148.82
[25 empty] | 2009-03-31 | 176.73
[25 empty] | 2009-04-01 | 176.73
[25 empty] | 2009-04-02 | 176.73
[25 empty] | 2009-04-03 | 248.59
[25 empty] | 2009-04-04 | 248.59
[25 empty] | 2009-04-05 | 248.59
[25 empty] | 2009-04-06 | 248.59
[25 empty] | 2009-04-07 | 230.59
[25 empty] | 2009-04-08 | 230.59
[25 empty] | 2009-04-09 | 259.89
[25 empty] | 2009-04-10 | 259.89
[25 empty] | 2009-04-11 | 259.89
[25 empty] | 2009-04-12 | 259.89
[25 empty] | 2009-04-13 | 259.89
[25 empty] | 2009-04-14 | 311.46
[25 empty] | 2009-04-15 | 311.46
[25 empty] | 2009-04-16 | 311.46
[25 empty] | 2009-04-17 | 15.361
[25 empty] | 2009-04-18 | 15.361
[25 empty] | 2009-04-19 | 15.361
[25 empty] | 2009-04-20 | 15.361
[25 empty] | 2009-04-21 | 167.51
[25 empty] | 2009-04-22 | 167.51
[25 empty] | 2009-04-23 | 167.51
[25 empty] | 2009-04-24 | 117.4
[25 empty] | 2009-04-25 | 117.4
[25 empty] | 2009-04-26 | 117.4
[25 empty] | 2009-04-27 | 117.4
[25 empty] | 2009-04-28 | 83.388
[25 empty] | 2009-04-29 | 83.388
[25 empty] | 2009-04-30 | 83.388
[25 empty] | 2009-05-01 | 0
[25 empty] | 2009-05-02 | 0
[25 empty] | 2009-05-03 | 0
[25 empty] | 2009-05-04 | 0
[25 empty] | 2009-05-05 | 0
[25 empty] | 2009-05-06 | 0
[25 empty] | 2009-05-07 | 0
[25 empty] | 2009-05-08 | 0
[25 empty] | 2009-05-09 | 0
[25 empty] | 2009-05-10 | 0
[25 empty] | 2009-05-11 | 0
[25 empty] | 2009-05-12 | 0
[25 empty] | 2009-05-13 | 0
[25 empty] | 2009-05-14 | 0
[25 empty] | 2009-05-15 | 0
[25 empty] | 2009-05-16 | 0
[25 empty] | 2009-05-17 | 0
[25 empty] | 2009-05-18 | 0
[25 empty] | 2009-05-19 | 0
[25 empty] | 2009-05-20 | 0
[25 empty] | 2009-05-21 | 0
[25 empty] | 2009-05-22 | 0
[25 empty] | 2009-05-23 | 0
[25 empty] | 2009-05-24 | 0
[25 empty] | 2009-05-25 | 0
[25 empty] | 2009-05-26 | 0
[25 empty] | 2009-05-27 | 0
[25 empty] | 2009-05-28 | 0
[25 empty] | 2009-05-29 | 0
[25 empty] | 2009-05-30 | 0
[25 empty] | 2009-05-31 | 0
[25 empty] | 2009-06-01 | 0
[25 empty] | 2009-06-02 | 0
[25 empty] | 2009-06-03 | 0
[25 empty] | 2009-06-04 | 0
[25 empty] | 2009-06-05 | 0
[25 empty] | 2009-06-06 | 0
[25 empty] | 2009-06-07 | 0
[25 empty] | 2009-06-08 | 0
[25 empty] | 2009-06-09 | 32.714
[25 empty] | 2009-06-10 | 32.714
[25 empty] | 2009-06-11 | 32.714
[25 empty] | 2009-06-12 | 32.714
[25 empty] | 2009-06-13 | 32.714
[25 empty] | 2009-06-14 | 83.306
[25 empty] | 2009-06-15 | 83.306
[25 empty] | 2009-06-16 | 83.306
[25 empty] | 2009-06-17 | 83.306
[25 empty] | 2009-06-18 | 83.306
[25 empty] | 2009-06-19 | 83.306
[25 empty] | 2009-06-20 | 83.306
[25 empty] | 2009-06-21 | 83.306
[25 empty] | 2009-06-22 | 83.306
[25 empty] | 2009-06-23 | 83.306
[25 empty] | 2009-06-24 | 83.306
[25 empty] | 2009-06-25 | 83.306
[25 empty] | 2009-06-26 | 83.306
[25 empty] | 2009-06-27 | 83.306
[25 empty] | 2009-06-28 | 83.306
[25 empty] | 2009-06-29 | 83.306
[25 empty] | 2009-06-30 | 0
[25 empty] | 2009-07-01 | 0
[25 empty] | 2009-07-02 | 0
[25 empty] | 2009-07-03 | 0
[25 empty] | 2009-07-04 | 0
[25 empty] | 2009-07-05 | 0
[25 empty] | 2009-07-06 | 0
[25 empty] | 2009-07-07 | 0
[25 empty] | 2009-07-08 | 0
[25 empty] | 2009-07-09 | 0
[25 empty] | 2009-07-10 | 0
[25 empty] | 2009-07-11 | 0
[25 empty] | 2009-07-12 | 0
[25 empty] | 2009-07-13 | 0
[25 empty] | 2009-07-14 | 65.264
[25 empty] | 2009-07-15 | 65.264
[25 empty] | 2009-07-16 | 65.264
[25 empty] | 2009-07-17 | 65.264
[25 empty] | 2009-07-18 | 65.264
[25 empty] | 2009-07-19 | 65.264
[25 empty] | 2009-07-20 | 65.264
[25 empty] | 2009-07-21 | 36.051
[25 empty] | 2009-07-22 | 36.051
[25 empty] | 2009-07-23 | 36.051
[25 empty] | 2009-07-24 | 36.051
[25 empty] | 2009-07-25 | 36.051
[25 empty] | 2009-07-26 | 36.051
[25 empty] | 2009-07-27 | 36.051
[25 empty] | 2009-07-28 | 0
[25 empty] | 2009-07-29 | 0
[25 empty] | 2009-07-30 | 0
[25 empty] | 2009-07-31 | 0
[25 empty] | 2009-08-01 | 0
[25 empty] | 2009-08-02 | 0
[25 empty] | 2009-08-03 | 0
[25 empty] | 2009-08-04 | 10.424
[25 empty] | 2009-08-05 | 10.424
[25 empty] | 2009-08-06 | 10.424
[25 empty] | 2009-08-07 | 10.424
[25 empty] | 2009-08-08 | 0
[25 empty] | 2009-08-09 | 0
[25 empty] | 2009-08-10 | 0
[25 empty] | 2009-08-11 | 2.2717
[25 empty] | 2009-08-12 | 2.2717
[25 empty] | 2009-08-13 | 2.2717
[25 empty] | 2009-08-14 | 2.2717
[25 empty] | 2009-08-15 | 2.2717
[25 empty] | 2009-08-16 | 2.2717
[25 empty] | 2009-08-17 | 2.2717
[25 empty] | 2009-08-18 | 2.2717
[25 empty] | 2009-08-19 | 0
[25 empty] | 2009-08-20 | 0
[25 empty] | 2009-08-21 | 0
[25 empty] | 2009-08-22 | 0
[25 empty] | 2009-08-23 | 0
[25 empty] | 2009-08-24 | 0
[25 empty] | 2009-08-25 | 11.684
[25 empty] | 2009-08-26 | 11.684
[25 empty] | 2009-08-27 | 11.684
[25 empty] | 2009-08-28 | 11.684
[25 empty] | 2009-08-29 | 11.684
[25 empty] | 2009-08-30 | 11.684
[25 empty] | 2009-08-31 | 11.684
[25 empty] | 2009-09-01 | 0.3244
[25 empty] | 2009-09-02 | 0.3244
[25 empty] | 2009-09-03 | 0.3244
[25 empty] | 2009-09-04 | 0.3244
[25 empty] | 2009-09-05 | 0.3244
[25 empty] | 2009-09-06 | 0.3244
[25 empty] | 2009-09-07 | 0.3244
[25 empty] | 2009-09-08 | 0
[25 empty] | 2009-09-09 | 0
[25 empty] | 2009-09-10 | 0
[25 empty] | 2009-09-11 | 0
[25 empty] | 2009-09-12 | 0
[25 empty] | 2009-09-13 | 0
[25 empty] | 2009-09-14 | 0
[25 empty] | 2009-09-15 | 0
[25 empty] | 2009-09-16 | 0
[25 empty] | 2009-09-17 | 0
[25 empty] | 2009-09-18 | 0
[25 empty] | 2009-09-19 | 0
[25 empty] | 2009-09-20 | 0
[25 empty] | 2009-09-21 | 0
[25 empty] | 2009-09-22 | 0
[25 empty] | 2009-09-23 | 0
[25 empty] | 2009-09-24 | 0
[25 empty] | 2009-09-25 | 0
[25 empty] | 2009-09-26 | 0
[25 empty] | 2009-09-27 | 0
[25 empty] | 2009-09-28 | 0
[25 empty] | 2009-09-29 | 0
[25 empty] | 2009-09-30 | 0
[25 empty] | 2009-10-01 | 0
[25 empty] | 2009-10-02 | 23.854
[25 empty] | 2009-10-03 | 23.854
[25 empty] | 2009-10-04 | 23.854
[25 empty] | 2009-10-05 | 23.854
[25 empty] | 2009-10-06 | 153.35
[25 empty] | 2009-10-07 | 153.35
[25 empty] | 2009-10-08 | 153.35
[25 empty] | 2009-10-09 | 153.35
[25 empty] | 2009-10-10 | 181.74
[25 empty] | 2009-10-11 | 181.74
[25 empty] | 2009-10-12 | 181.74
[25 empty] | 2009-10-13 | 204.46
[25 empty] | 2009-10-14 | 0
[25 empty] | 2009-10-15 | 0
[25 empty] | 2009-10-16 | 0
[25 empty] | 2009-10-17 | 197.65
[25 empty] | 2009-10-18 | 197.65
[25 empty] | 2009-10-19 | 197.65
[25 empty] | 2009-10-20 | 299.92
[25 empty] | 2009-10-21 | 164.58
[25 empty] | 2009-10-22 | 133.86
[25 empty] | 2009-10-23 | 195.3
[25 empty] | 2009-10-24 | 232.61
[25 empty] | 2009-10-25 | 278.69
[25 empty] | 2009-10-26 | 100.94
[25 empty] | 2009-10-27 | 221.64
[25 empty] | 2009-10-28 | 164.58
[25 empty] | 2009-10-29 | 186.53
[25 empty] | 2009-10-30 | 103.14
[25 empty] | 2009-10-31 | 142.64
[25 empty] | 2009-11-01 | 195.3
[25 empty] | 2009-11-02 | 158.73
[25 empty] | 2009-11-03 | 0
[25 empty] | 2009-11-04 | 0
[25 empty] | 2009-11-05 | 0
[25 empty] | 2009-11-06 | 0
[25 empty] | 2009-11-07 | 0
[25 empty] | 2009-11-08 | 0
[25 empty] | 2009-11-09 | 0
[25 empty] | 2009-11-10 | 0
[25 empty] | 2009-11-11 | 0
[25 empty] | 2009-11-12 | 0
[25 empty] | 2009-11-13 | 0
[25 empty] | 2009-11-14 | 0
[25 empty] | 2009-11-15 | 0
[25 empty] | 2009-11-16 | 0
[25 empty] | 2009-11-17 | 0
[25 empty] | 2009-11-18 | 0
[25 empty] | 2009-11-19 | 0
[25 empty] | 2009-11-20 | 0
[25 empty] | 2009-11-21 | 0
[25 empty] | 2009-11-22 | 0
[25 empty] | 2009-11-23 | 0
[25 empty] | 2009-11-24 | 0
[25 empty] | 2009-11-25 | 0
[25 empty] | 2009-11-26 | 0
[25 empty] | 2009-11-27 | 0
[25 empty] | 2009-11-28 | 0
[25 empty] | 2009-11-29 | 0
[25 empty] | 2009-11-30 | 0
[25 empty] | 2009-12-01 | 0
[25 empty] | 2009-12-02 | 0
[25 empty] | 2009-12-03 | 0
[25 empty] | 2009-12-04 | 0
[25 empty] | 2009-12-05 | 0
[25 empty] | 2009-12-06 | 0
[25 empty] | 2009-12-07 | 0
[25 empty] | 2009-12-08 | 0
[25 empty] | 2009-12-09 | 0
[25 empty] | 2009-12-10 | 0
[25 empty] | 2009-12-11 | 0
[25 empty] | 2009-12-12 | 0
[25 empty] | 2009-12-13 | 0
[25 empty] | 2009-12-14 | 0
[25 empty] | 2009-12-15 | 0
[25 empty] | 2009-12-16 | 0
[25 empty] | 2009-12-17 | 0
[25 empty] | 2009-12-18 | 0
[25 empty] | 2009-12-19 | 0
[25 empty] | 2009-12-20 | 0
[25 empty] | 2009-12-21 | 0
[25 empty] | 2009-12-22 | 0
[25 empty] | 2009-12-23 | 0
[25 empty] | 2009-12-24 | 0
[25 empty] | 2009-12-25 | 0
[25 empty] | 2009-12-26 | 0
[25 empty] | 2009-12-27 | 0
[25 empty] | 2009-12-28 | 0
[25 empty] | 2009-12-29 | 0
[25 empty] | 2009-12-30 | 0
[25 empty] | 2009-12-31 | 0
[25 empty] | 2010-01-01 | 0
[25 empty] | 2010-01-02 | 0
[25 empty] | 2010-01-03 | 0
[25 empty] | 2010-01-04 | 0
[25 empty] | 2010-01-05 | 0
[25 empty] | 2010-01-06 | 0
[25 empty] | 2010-01-07 | 0
[25 empty] | 2010-01-08 | 0
[25 empty] | 2010-01-09 | 0
[25 empty] | 2010-01-10 | 0
[25 empty] | 2010-01-11 | 0
[25 empty] | 2010-01-12 | 0
[25 empty] | 2010-01-13 | 0
[25 empty] | 2010-01-14 | 0
[25 empty] | 2010-01-15 | 0
[25 empty] | 2010-01-16 | 0
[25 empty] | 2010-01-17 | 0
[25 empty] | 2010-01-18 | 0
[25 empty] | 2010-01-19 | 0
[25 empty] | 2010-01-20 | 0
[25 empty] | 2010-01-21 | 0
[25 empty] | 2010-01-22 | 0
[25 empty] | 2010-01-23 | 0
[25 empty] | 2010-01-24 | 0
[25 empty] | 2010-01-25 | 0
[25 empty] | 2010-01-26 | 0
[25 empty] | 2010-01-27 | 0
[25 empty] | 2010-01-28 | 0
[25 empty] | 2010-01-29 | 0
[25 empty] | 2010-01-30 | 0
[25 empty] | 2010-01-31 | 0
[25 empty] | 2010-02-01 | 0
[25 empty] | 2010-02-02 | 0
[25 empty] | 2010-02-03 | 0
[25 empty] | 2010-02-04 | 0
[25 empty] | 2010-02-05 | 0
[25 empty] | 2010-02-06 | 0
[25 empty] | 2010-02-07 | 0
[25 empty] | 2010-02-08 | 0
[25 empty] | 2010-02-09 | 0
[25 empty] | 2010-02-10 | 0
[25 empty] | 2010-02-11 | 0
[25 empty] | 2010-02-12 | 0
[25 empty] | 2010-02-13 | 0
[25 empty] | 2010-02-14 | 0
[25 empty] | 2010-02-15 | 0
[25 empty] | 2010-02-16 | 0
[25 empty] | 2010-02-17 | 0
[25 empty] | 2010-02-18 | 0
[25 empty] | 2010-02-19 | 0
[25 empty] | 2010-02-20 | 0
[25 empty] | 2010-02-21 | 0
[25 empty] | 2010-02-22 | 0
[25 empty] | 2010-02-23 | 0
[25 empty] | 2010-02-24 | 0
[25 empty] | 2010-02-25 | 0
[25 empty] | 2010-02-26 | 0
[25 empty] | 2010-02-27 | 0
[25 empty] | 2010-02-28 | 0
[25 empty] | 2010-03-01 | 0
[25 empty] | 2010-03-02 | 0
[25 empty] | 2010-03-03 | 0
[25 empty] | 2010-03-04 | 0
[25 empty] | 2010-03-05 | 0
[25 empty] | 2010-03-06 | 0
[25 empty] | 2010-03-07 | 0
[25 empty] | 2010-03-08 | 0
[25 empty] | 2010-03-09 | 0
[25 empty] | 2010-03-10 | 0
[25 empty] | 2010-03-11 | 0
[25 empty] | 2010-03-12 | 0
[25 empty] | 2010-03-13 | 0
[25 empty] | 2010-03-14 | 0
[25 empty] | 2010-03-15 | 0
[25 empty] | 2010-03-16 | 0
[25 empty] | 2010-03-17 | 0
[25 empty] | 2010-03-18 | 0
[25 empty] | 2010-03-19 | 0
[25 empty] | 2010-03-20 | 0
[25 empty] | 2010-03-21 | 0
[25 empty] | 2010-03-22 | 0
[25 empty] | 2010-03-23 | 0
[25 empty] | 2010-03-24 | 88.364
[25 empty] | 2010-03-25 | 88.364
[25 empty] | 2010-03-26 | 48.251
[25 empty] | 2010-03-27 | 48.251
[25 empty] | 2010-03-28 | 48.251
[25 empty] | 2010-03-29 | 48.251
[25 empty] | 2010-03-30 | 13.952
[25 empty] | 2010-03-31 | 13.952
[25 empty] | 2010-04-01 | 13.952
[25 empty] | 2010-04-02 | 13.952
[25 empty] | 2010-04-03 | 13.952
[25 empty] | 2010-04-04 | 13.952
[25 empty] | 2010-04-05 | 13.952
[25 empty] | 2010-04-06 | 17.939
[25 empty] | 2010-04-07 | 17.939
[25 empty] | 2010-04-08 | 17.939
[25 empty] | 2010-04-09 | 17.939
[25 empty] | 2010-04-10 | 17.939
[25 empty] | 2010-04-11 | 17.939
[25 empty] | 2010-04-12 | 17.939
[25 empty] | 2010-04-13 | 0
[25 empty] | 2010-04-14 | 0
[25 empty] | 2010-04-15 | 0
[25 empty] | 2010-04-16 | 0
[25 empty] | 2010-04-17 | 0
[25 empty] | 2010-04-18 | 0
[25 empty] | 2010-04-19 | 0
[25 empty] | 2010-04-20 | 0
[25 empty] | 2010-04-21 | 0
[25 empty] | 2010-04-22 | 0
[25 empty] | 2010-04-23 | 0
[25 empty] | 2010-04-24 | 0
[25 empty] | 2010-04-25 | 0
[25 empty] | 2010-04-26 | 0
[25 empty] | 2010-04-27 | 4.3186
[25 empty] | 2010-04-28 | 4.3186
[25 empty] | 2010-04-29 | 4.3186
[25 empty] | 2010-04-30 | 4.3186
[25 empty] | 2010-05-01 | 4.3186
[25 empty] | 2010-05-02 | 4.3186
[25 empty] | 2010-05-03 | 4.3186
[25 empty] | 2010-05-04 | 92.35
[25 empty] | 2010-05-05 | 92.35
[25 empty] | 2010-05-06 | 92.35
[25 empty] | 2010-05-07 | 92.35
[25 empty] | 2010-05-08 | 92.35
[25 empty] | 2010-05-09 | 92.35
[25 empty] | 2010-05-10 | 92.35
[25 empty] | 2010-05-11 | 70.285
[25 empty] | 2010-05-12 | 70.285
[25 empty] | 2010-05-13 | 70.285
[25 empty] | 2010-05-14 | 70.285
[25 empty] | 2010-05-15 | 70.285
[25 empty] | 2010-05-16 | 70.285
[25 empty] | 2010-05-17 | 70.285
[25 empty] | 2010-05-18 | 62.961
[25 empty] | 2010-05-19 | 62.961
[25 empty] | 2010-05-20 | 62.961
[25 empty] | 2010-05-21 | 62.961
[25 empty] | 2010-05-22 | 62.961
[25 empty] | 2010-05-23 | 62.961
[25 empty] | 2010-05-24 | 62.961
[25 empty] | 2010-05-25 | 51.278
[25 empty] | 2010-05-26 | 51.278
[25 empty] | 2010-05-27 | 51.278
[25 empty] | 2010-05-28 | 51.278
[25 empty] | 2010-05-29 | 51.278
[25 empty] | 2010-05-30 | 51.278
[25 empty] | 2010-05-31 | 51.278
[25 empty] | 2010-06-01 | 33.103
[25 empty] | 2010-06-02 | 33.103
[25 empty] | 2010-06-03 | 33.103
[25 empty] | 2010-06-04 | 33.103
[25 empty] | 2010-06-05 | 33.103
[25 empty] | 2010-06-06 | 33.103
[25 empty] | 2010-06-07 | 33.103
[25 empty] | 2010-06-08 | 15.578
[25 empty] | 2010-06-09 | 15.578
[25 empty] | 2010-06-10 | 15.578
[25 empty] | 2010-06-11 | 15.578
[25 empty] | 2010-06-12 | 15.578
[25 empty] | 2010-06-13 | 15.578
[25 empty] | 2010-06-14 | 15.578
[25 empty] | 2010-06-15 | 72.048
[25 empty] | 2010-06-16 | 72.048
[25 empty] | 2010-06-17 | 72.048
[25 empty] | 2010-06-18 | 72.048
[25 empty] | 2010-06-19 | 72.048
[25 empty] | 2010-06-20 | 72.048
[25 empty] | 2010-06-21 | 72.048
[25 empty] | 2010-06-22 | 81.512
[25 empty] | 2010-06-23 | 81.512
[25 empty] | 2010-06-24 | 81.512
[25 empty] | 2010-06-25 | 81.512
[25 empty] | 2010-06-26 | 81.512
[25 empty] | 2010-06-27 | 81.512
[25 empty] | 2010-06-28 | 81.512
[25 empty] | 2010-06-29 | 80.253
[25 empty] | 2010-06-30 | 80.253
[25 empty] | 2010-07-01 | 80.253
[25 empty] | 2010-07-02 | 80.253
[25 empty] | 2010-07-03 | 80.253
[25 empty] | 2010-07-04 | 80.253
[25 empty] | 2010-07-05 | 80.253
[25 empty] | 2010-07-06 | 65.206
[25 empty] | 2010-07-07 | 65.206
[25 empty] | 2010-07-08 | 65.206
[25 empty] | 2010-07-09 | 65.206
[25 empty] | 2010-07-10 | 65.206
[25 empty] | 2010-07-11 | 65.206
[25 empty] | 2010-07-12 | 65.206
[25 empty] | 2010-07-13 | 48.277
[25 empty] | 2010-07-14 | 48.277
[25 empty] | 2010-07-15 | 48.277
[25 empty] | 2010-07-16 | 48.277
[25 empty] | 2010-07-17 | 48.277
[25 empty] | 2010-07-18 | 48.277
[25 empty] | 2010-07-19 | 48.277
[25 empty] | 2010-07-20 | 40.754
[25 empty] | 2010-07-21 | 40.754
[25 empty] | 2010-07-22 | 40.754
[25 empty] | 2010-07-23 | 40.754
[25 empty] | 2010-07-24 | 40.754
[25 empty] | 2010-07-25 | 40.754
[25 empty] | 2010-07-26 | 40.754
[25 empty] | 2010-07-27 | 33.857
[25 empty] | 2010-07-28 | 33.857
[25 empty] | 2010-07-29 | 33.857
[25 empty] | 2010-07-30 | 33.857
[25 empty] | 2010-07-31 | 33.857
[25 empty] | 2010-08-01 | 33.857
[25 empty] | 2010-08-02 | 33.857
[25 empty] | 2010-08-03 | 0
[25 empty] | 2010-08-04 | 0
[25 empty] | 2010-08-05 | 0
[25 empty] | 2010-08-06 | 0
[25 empty] | 2010-08-07 | 0
[25 empty] | 2010-08-08 | 0
[25 empty] | 2010-08-09 | 0
[25 empty] | 2010-08-10 | 53.607
[25 empty] | 2010-08-11 | 53.607
[25 empty] | 2010-08-12 | 53.607
[25 empty] | 2010-08-13 | 53.607
[25 empty] | 2010-08-14 | 53.607
[25 empty] | 2010-08-15 | 53.607
[25 empty] | 2010-08-16 | 53.607
[25 empty] | 2010-08-17 | 0
[25 empty] | 2010-08-18 | 0
[25 empty] | 2010-08-19 | 0
[25 empty] | 2010-08-20 | 0
[25 empty] | 2010-08-21 | 0
[25 empty] | 2010-08-22 | 0
[25 empty] | 2010-08-23 | 0
[25 empty] | 2010-08-24 | 14.734
[25 empty] | 2010-08-25 | 14.734
[25 empty] | 2010-08-26 | 14.734
[25 empty] | 2010-08-27 | 14.734
[25 empty] | 2010-08-28 | 14.734
[25 empty] | 2010-08-29 | 14.734
[25 empty] | 2010-08-30 | 14.734
[25 empty] | 2010-08-31 | 133.86
[25 empty] | 2010-09-01 | 133.86
[25 empty] | 2010-09-02 | 133.86
[25 empty] | 2010-09-03 | 133.86
[25 empty] | 2010-09-04 | 133.86
[25 empty] | 2010-09-05 | 133.86
[25 empty] | 2010-09-06 | 133.86
[25 empty] | 2010-09-07 | 37.305
[25 empty] | 2010-09-08 | 37.305
[25 empty] | 2010-09-09 | 37.305
[25 empty] | 2010-09-10 | 37.305
[25 empty] | 2010-09-11 | 37.305
[25 empty] | 2010-09-12 | 37.305
[25 empty] | 2010-09-13 | 37.305
[25 empty] | 2010-09-14 | 0
[25 empty] | 2010-09-15 | 0
[25 empty] | 2010-09-16 | 0
[25 empty] | 2010-09-17 | 0
[25 empty] | 2010-09-18 | 0
[25 empty] | 2010-09-19 | 0
[25 empty] | 2010-09-20 | 0
[25 empty] | 2010-09-21 | 0
[25 empty] | 2010-09-22 | 0
[25 empty] | 2010-09-23 | 0
[25 empty] | 2010-09-24 | 0
[25 empty] | 2010-09-25 | 0
[25 empty] | 2010-09-26 | 0
[25 empty] | 2010-09-27 | 0
[25 empty] | 2010-09-28 | 0
[25 empty] | 2010-09-29 | 0
[25 empty] | 2010-09-30 | 0
[25 empty] | 2010-10-01 | 0
[25 empty] | 2010-10-02 | 0
[25 empty] | 2010-10-03 | 0
[25 empty] | 2010-10-04 | 0
[25 empty] | 2010-10-05 | 0
[25 empty] | 2010-10-06 | 0
[25 empty] | 2010-10-07 | 0
[25 empty] | 2010-10-08 | 0
[25 empty] | 2010-10-09 | 0
[25 empty] | 2010-10-10 | 0
[25 empty] | 2010-10-11 | 0
[25 empty] | 2010-10-12 | 0
[25 empty] | 2010-10-13 | 0
[25 empty] | 2010-10-14 | 0
[25 empty] | 2010-10-15 | 0
[25 empty] | 2010-10-16 | 0
[25 empty] | 2010-10-17 | 0
[25 empty] | 2010-10-18 | 0
[25 empty] | 2010-10-19 | 0
[25 empty] | 2010-10-20 | 0
[25 empty] | 2010-10-21 | 0
[25 empty] | 2010-10-22 | 0
[25 empty] | 2010-10-23 | 0
[25 empty] | 2010-10-24 | 0
[25 empty] | 2010-10-25 | 0
[25 empty] | 2010-10-26 | 0
[25 empty] | 2010-10-27 | 0
[25 empty] | 2010-10-28 | 0
[25 empty] | 2010-10-29 | 0
[25 empty] | 2010-10-30 | 0
[25 empty] | 2010-10-31 | 0
[25 empty] | 2010-11-01 | 0
[25 empty] | 2010-11-02 | 0
[25 empty] | 2010-11-03 | 0
[25 empty] | 2010-11-04 | 0
[25 empty] | 2010-11-05 | 0
[25 empty] | 2010-11-06 | 0
[25 empty] | 2010-11-07 | 0
[25 empty] | 2010-11-08 | 0
[25 empty] | 2010-11-09 | 0
[25 empty] | 2010-11-10 | 0
[25 empty] | 2010-11-11 | 0
[25 empty] | 2010-11-12 | 0
[25 empty] | 2010-11-13 | 0
[25 empty] | 2010-11-14 | 0
[25 empty] | 2010-11-15 | 0
[25 empty] | 2010-11-16 | 12.873
[25 empty] | 2010-11-17 | 12.873
[25 empty] | 2010-11-18 | 12.873
[25 empty] | 2010-11-19 | 140.85
[25 empty] | 2010-11-20 | 106.77
[25 empty] | 2010-11-21 | 106.78
[25 empty] | 2010-11-22 | 63.609
[25 empty] | 2010-11-23 | 120.41
[25 empty] | 2010-11-24 | 111.32
[25 empty] | 2010-11-25 | 79.513
[25 empty] | 2010-11-26 | 106.78
[25 empty] | 2010-11-27 | 102.23
[25 empty] | 2010-11-28 | 87.786
[25 empty] | 2010-11-29 | 87.786
[25 empty] | 2010-11-30 | 92.166
[25 empty] | 2010-12-01 | 92.166
[25 empty] | 2010-12-02 | 92.166
[25 empty] | 2010-12-03 | 0
[25 empty] | 2010-12-04 | 0
[25 empty] | 2010-12-05 | 0
[25 empty] | 2010-12-06 | 0
[25 empty] | 2010-12-07 | 0
[25 empty] | 2010-12-08 | 0
[25 empty] | 2010-12-09 | 0
[25 empty] | 2010-12-10 | 0
[25 empty] | 2010-12-11 | 0
[25 empty] | 2010-12-12 | 0
[25 empty] | 2010-12-13 | 0
[25 empty] | 2010-12-14 | 0
[25 empty] | 2010-12-15 | 0
[25 empty] | 2010-12-16 | 0
[25 empty] | 2010-12-17 | 0
[25 empty] | 2010-12-18 | 0
[25 empty] | 2010-12-19 | 0
[25 empty] | 2010-12-20 | 0
[25 empty] | 2010-12-21 | 0
[25 empty] | 2010-12-22 | 0
[25 empty] | 2010-12-23 | 0
[25 empty] | 2010-12-24 | 0
[25 empty] | 2010-12-25 | 0
[25 empty] | 2010-12-26 | 0
[25 empty] | 2010-12-27 | 0
[25 empty] | 2010-12-28 | 0
[25 empty] | 2010-12-29 | 0
[25 empty] | 2010-12-30 | 0
[25 empty] | 2010-12-31 | 0
[25 empty] | 2011-01-01 | 0
[25 empty] | 2011-01-02 | 0
[25 empty] | 2011-01-03 | 0
[25 empty] | 2011-01-04 | 0
[25 empty] | 2011-01-05 | 0
[25 empty] | 2011-01-06 | 0
[25 empty] | 2011-01-07 | 0
[25 empty] | 2011-01-08 | 0
[25 empty] | 2011-01-09 | 0
[25 empty] | 2011-01-10 | 0
[25 empty] | 2011-01-11 | 0
[25 empty] | 2011-01-12 | 0
[25 empty] | 2011-01-13 | 0
[25 empty] | 2011-01-14 | 0
[25 empty] | 2011-01-15 | 0
[25 empty] | 2011-01-16 | 0
[25 empty] | 2011-01-17 | 0
[25 empty] | 2011-01-18 | 0
[25 empty] | 2011-01-19 | 0
[25 empty] | 2011-01-20 | 0
[25 empty] | 2011-01-21 | 0
[25 empty] | 2011-01-22 | 0
[25 empty] | 2011-01-23 | 0
[25 empty] | 2011-01-24 | 0
[25 empty] | 2011-01-25 | 0
[25 empty] | 2011-01-26 | 0
[25 empty] | 2011-01-27 | 0
[25 empty] | 2011-01-28 | 0
[25 empty] | 2011-01-29 | 0
[25 empty] | 2011-01-30 | 0
[25 empty] | 2011-01-31 | 0
[25 empty] | 2011-02-01 | 0
[25 empty] | 2011-02-02 | 0
[25 empty] | 2011-02-03 | 0
[25 empty] | 2011-02-04 | 0
[25 empty] | 2011-02-05 | 0
[25 empty] | 2011-02-06 | 0
[25 empty] | 2011-02-07 | 0
[25 empty] | 2011-02-08 | 0
[25 empty] | 2011-02-09 | 0
[25 empty] | 2011-02-10 | 0
[25 empty] | 2011-02-11 | 0
[25 empty] | 2011-02-12 | 0
[25 empty] | 2011-02-13 | 0
[25 empty] | 2011-02-14 | 0
[25 empty] | 2011-02-15 | 0
[25 empty] | 2011-02-16 | 0
[25 empty] | 2011-02-17 | 0
[25 empty] | 2011-02-18 | 0
[25 empty] | 2011-02-19 | 0
[25 empty] | 2011-02-20 | 0
[25 empty] | 2011-02-21 | 0
[25 empty] | 2011-02-22 | 0
[25 empty] | 2011-02-23 | 0
[25 empty] | 2011-02-24 | 0
[25 empty] | 2011-02-25 | 0
[25 empty] | 2011-02-26 | 0
[25 empty] | 2011-02-27 | 0
[25 empty] | 2011-02-28 | 0
[25 empty] | 2011-03-01 | 0
[25 empty] | 2011-03-02 | 0
[25 empty] | 2011-03-03 | 0
[25 empty] | 2011-03-04 | 0
[25 empty] | 2011-03-05 | 0
[25 empty] | 2011-03-06 | 0
[25 empty] | 2011-03-07 | 0
[25 empty] | 2011-03-08 | 0
[25 empty] | 2011-03-09 | 0
[25 empty] | 2011-03-10 | 0
[25 empty] | 2011-03-11 | 0
[25 empty] | 2011-03-12 | 0
[25 empty] | 2011-03-13 | 0
[25 empty] | 2011-03-14 | 0
[25 empty] | 2011-03-15 | 0
[25 empty] | 2011-03-16 | 0
[25 empty] | 2011-03-17 | 0
[25 empty] | 2011-03-18 | 0
[25 empty] | 2011-03-19 | 0
[25 empty] | 2011-03-20 | 0
[25 empty] | 2011-03-21 | 0
[25 empty] | 2011-03-22 | 15.502
[25 empty] | 2011-03-23 | 15.502
[25 empty] | 2011-03-24 | 15.502
[25 empty] | 2011-03-25 | 0
[25 empty] | 2011-03-26 | 0
[25 empty] | 2011-03-27 | 0
[25 empty] | 2011-03-28 | 0
[25 empty] | 2011-03-29 | 38.756
[25 empty] | 2011-03-30 | 38.756
[25 empty] | 2011-03-31 | 38.756
[25 empty] | 2011-04-01 | 53.483
[25 empty] | 2011-04-02 | 53.483
[25 empty] | 2011-04-03 | 53.483
[25 empty] | 2011-04-04 | 53.483
[25 empty] | 2011-04-05 | 136.42
[25 empty] | 2011-04-06 | 136.42
[25 empty] | 2011-04-07 | 136.42
[25 empty] | 2011-04-08 | 97.519
[25 empty] | 2011-04-09 | 97.519
[25 empty] | 2011-04-10 | 97.519
[25 empty] | 2011-04-11 | 97.519
[25 empty] | 2011-04-12 | 98.445
[25 empty] | 2011-04-13 | 98.445
[25 empty] | 2011-04-14 | 98.445
[25 empty] | 2011-04-15 | 53.387
[25 empty] | 2011-04-16 | 53.387
[25 empty] | 2011-04-17 | 53.387
[25 empty] | 2011-04-18 | 53.387
[25 empty] | 2011-04-19 | 40.135
[25 empty] | 2011-04-20 | 40.135
[25 empty] | 2011-04-21 | 40.135
[25 empty] | 2011-04-22 | 61.906
[25 empty] | 2011-04-23 | 61.906
[25 empty] | 2011-04-24 | 61.906
[25 empty] | 2011-04-25 | 61.906
[25 empty] | 2011-04-26 | 52.252
[25 empty] | 2011-04-27 | 52.252
[25 empty] | 2011-04-28 | 52.252
[25 empty] | 2011-04-29 | 0
[25 empty] | 2011-04-30 | 0
[25 empty] | 2011-05-01 | 0
[25 empty] | 2011-05-02 | 0
[25 empty] | 2011-05-03 | 0
[25 empty] | 2011-05-04 | 0
[25 empty] | 2011-05-05 | 0
[25 empty] | 2011-05-06 | 49.979
[25 empty] | 2011-05-07 | 49.979
[25 empty] | 2011-05-08 | 49.979
[25 empty] | 2011-05-09 | 49.979
[25 empty] | 2011-05-10 | 103.75
[25 empty] | 2011-05-11 | 103.75
[25 empty] | 2011-05-12 | 103.75
[25 empty] | 2011-05-13 | 87.464
[25 empty] | 2011-05-14 | 87.464
[25 empty] | 2011-05-15 | 87.464
[25 empty] | 2011-05-16 | 87.464
[25 empty] | 2011-05-17 | 53.766
[25 empty] | 2011-05-18 | 53.766
[25 empty] | 2011-05-19 | 53.766
[25 empty] | 2011-05-20 | 51.683
[25 empty] | 2011-05-21 | 51.683
[25 empty] | 2011-05-22 | 51.683
[25 empty] | 2011-05-23 | 51.683
[25 empty] | 2011-05-24 | 73.944
[25 empty] | 2011-05-25 | 73.944
[25 empty] | 2011-05-26 | 73.944
[25 empty] | 2011-05-27 | 54.312
[25 empty] | 2011-05-28 | 54.312
[25 empty] | 2011-05-29 | 54.312
[25 empty] | 2011-05-30 | 54.312
[25 empty] | 2011-05-31 | 70.849
[25 empty] | 2011-06-01 | 70.849
[25 empty] | 2011-06-02 | 70.849
[25 empty] | 2011-06-03 | 70.849
[25 empty] | 2011-06-04 | 70.849
[25 empty] | 2011-06-05 | 70.849
[25 empty] | 2011-06-06 | 70.849
[25 empty] | 2011-06-07 | 42.426
[25 empty] | 2011-06-08 | 42.426
[25 empty] | 2011-06-09 | 42.426
[25 empty] | 2011-06-10 | 0
[25 empty] | 2011-06-11 | 0
[25 empty] | 2011-06-12 | 0
[25 empty] | 2011-06-13 | 0
[25 empty] | 2011-06-14 | 0
[25 empty] | 2011-06-15 | 0
[25 empty] | 2011-06-16 | 0
[25 empty] | 2011-06-17 | 13.715
[25 empty] | 2011-06-18 | 13.715
[25 empty] | 2011-06-19 | 13.715
[25 empty] | 2011-06-20 | 13.715
[25 empty] | 2011-06-21 | 0
[25 empty] | 2011-06-22 | 0
[25 empty] | 2011-06-23 | 0
[25 empty] | 2011-06-24 | 0
[25 empty] | 2011-06-25 | 0
[25 empty] | 2011-06-26 | 0
[25 empty] | 2011-06-27 | 0
[25 empty] | 2011-06-28 | 0
[25 empty] | 2011-06-29 | 0
[25 empty] | 2011-06-30 | 0
[25 empty] | 2011-07-01 | 0
[25 empty] | 2011-07-02 | 0
[25 empty] | 2011-07-03 | 0
[25 empty] | 2011-07-04 | 0
[25 empty] | 2011-07-05 | 0
[25 empty] | 2011-07-06 | 0
[25 empty] | 2011-07-07 | 0
[25 empty] | 2011-07-08 | 0
[25 empty] | 2011-07-09 | 0
[25 empty] | 2011-07-10 | 0
[25 empty] | 2011-07-11 | 0
[25 empty] | 2011-07-12 | 0
[25 empty] | 2011-07-13 | 0
[25 empty] | 2011-07-14 | 0
[25 empty] | 2011-07-15 | 22.493
[25 empty] | 2011-07-16 | 22.493
[25 empty] | 2011-07-17 | 22.493
[25 empty] | 2011-07-18 | 22.493
[25 empty] | 2011-07-19 | 0
[25 empty] | 2011-07-20 | 0
[25 empty] | 2011-07-21 | 0
[25 empty] | 2011-07-22 | 0
[25 empty] | 2011-07-23 | 0
[25 empty] | 2011-07-24 | 0
[25 empty] | 2011-07-25 | 0
[25 empty] | 2011-07-26 | 31.805
[25 empty] | 2011-07-27 | 31.805
[25 empty] | 2011-07-28 | 31.805
[25 empty] | 2011-07-29 | 0
[25 empty] | 2011-07-30 | 0
[25 empty] | 2011-07-31 | 0
[25 empty] | 2011-08-01 | 0
[25 empty] | 2011-08-02 | 0
[25 empty] | 2011-08-03 | 0
[25 empty] | 2011-08-04 | 0
[25 empty] | 2011-08-05 | 3.9757
[25 empty] | 2011-08-06 | 3.9757
[25 empty] | 2011-08-07 | 3.9757
[25 empty] | 2011-08-08 | 3.9757
[25 empty] | 2011-08-09 | 26.787
[25 empty] | 2011-08-10 | 26.787
[25 empty] | 2011-08-11 | 26.787
[25 empty] | 2011-08-12 | 0
[25 empty] | 2011-08-13 | 0
[25 empty] | 2011-08-14 | 0
[25 empty] | 2011-08-15 | 0
[25 empty] | 2011-08-16 | 0
[25 empty] | 2011-08-17 | 0
[25 empty] | 2011-08-18 | 0
[25 empty] | 2011-08-19 | 0
[25 empty] | 2011-08-20 | 0
[25 empty] | 2011-08-21 | 0
[25 empty] | 2011-08-22 | 0
[25 empty] | 2011-08-23 | 0
[25 empty] | 2011-08-24 | 0
[25 empty] | 2011-08-25 | 0
[25 empty] | 2011-08-26 | 0
[25 empty] | 2011-08-27 | 0
[25 empty] | 2011-08-28 | 0
[25 empty] | 2011-08-29 | 0
[25 empty] | 2011-08-30 | 7.5725
[25 empty] | 2011-08-31 | 7.5725
[25 empty] | 2011-09-01 | 7.5725
[25 empty] | 2011-09-02 | 8.5194
[25 empty] | 2011-09-03 | 8.5194
[25 empty] | 2011-09-04 | 8.5194
[25 empty] | 2011-09-05 | 8.5194
[25 empty] | 2011-09-06 | 0
[25 empty] | 2011-09-07 | 0
[25 empty] | 2011-09-08 | 0
[25 empty] | 2011-09-09 | 0
[25 empty] | 2011-09-10 | 0
[25 empty] | 2011-09-11 | 0
[25 empty] | 2011-09-12 | 0
[25 empty] | 2011-09-13 | 9.8449
[25 empty] | 2011-09-14 | 9.8449
[25 empty] | 2011-09-15 | 9.8449
[25 empty] | 2011-09-16 | 17.038
[25 empty] | 2011-09-17 | 17.038
[25 empty] | 2011-09-18 | 17.038
[25 empty] | 2011-09-19 | 17.038
[25 empty] | 2011-09-20 | 222.03
[25 empty] | 2011-09-21 | 222.03
[25 empty] | 2011-09-22 | 222.03
[25 empty] | 2011-09-23 | 217.8
[25 empty] | 2011-09-24 | 217.8
[25 empty] | 2011-09-25 | 217.8
[25 empty] | 2011-09-26 | 217.8
[25 empty] | 2011-09-27 | 220.8
[25 empty] | 2011-09-28 | 220.8
[25 empty] | 2011-09-29 | 220.8
[25 empty] | 2011-09-30 | 220.8
[25 empty] | 2011-10-01 | 0
[25 empty] | 2011-10-02 | 0
[25 empty] | 2011-10-03 | 0
[25 empty] | 2011-10-04 | 0
[25 empty] | 2011-10-05 | 0
[25 empty] | 2011-10-06 | 0
[25 empty] | 2011-10-07 | 0
[25 empty] | 2011-10-08 | 0
[25 empty] | 2011-10-09 | 0
[25 empty] | 2011-10-10 | 0
[25 empty] | 2011-10-11 | 0
[25 empty] | 2011-10-12 | 0
[25 empty] | 2011-10-13 | 0
[25 empty] | 2011-10-14 | 0
[25 empty] | 2011-10-15 | 0
[25 empty] | 2011-10-16 | 0
[25 empty] | 2011-10-17 | 0
[25 empty] | 2011-10-18 | 0
[25 empty] | 2011-10-19 | 0
[25 empty] | 2011-10-20 | 0
[25 empty] | 2011-10-21 | 0
[25 empty] | 2011-10-22 | 0
[25 empty] | 2011-10-23 | 0
[25 empty] | 2011-10-24 | 0
[25 empty] | 2011-10-25 | 0
[25 empty] | 2011-10-26 | 0
[25 empty] | 2011-10-27 | 0
[25 empty] | 2011-10-28 | 0
[25 empty] | 2011-10-29 | 0
[25 empty] | 2011-10-30 | 0
[25 empty] | 2011-10-31 | 0
[25 empty] | 2011-11-01 | 0
[25 empty] | 2011-11-02 | 0
[25 empty] | 2011-11-03 | 0
[25 empty] | 2011-11-04 | 0
[25 empty] | 2011-11-05 | 0
[25 empty] | 2011-11-06 | 0
[25 empty] | 2011-11-07 | 0
[25 empty] | 2011-11-08 | 0
[25 empty] | 2011-11-09 | 0
[25 empty] | 2011-11-10 | 0
[25 empty] | 2011-11-11 | 0
[25 empty] | 2011-11-12 | 0
[25 empty] | 2011-11-13 | 0
[25 empty] | 2011-11-14 | 0
[25 empty] | 2011-11-15 | 0
[25 empty] | 2011-11-16 | 0
[25 empty] | 2011-11-17 | 0
[25 empty] | 2011-11-18 | 0
[25 empty] | 2011-11-19 | 0
[25 empty] | 2011-11-20 | 0
[25 empty] | 2011-11-21 | 0
[25 empty] | 2011-11-22 | 0
[25 empty] | 2011-11-23 | 176.04
[25 empty] | 2011-11-24 | 176.04
[25 empty] | 2011-11-25 | 176.04
[25 empty] | 2011-11-26 | 176.04
[25 empty] | 2011-11-27 | 176.04
[25 empty] | 2011-11-28 | 176.04
[25 empty] | 2011-11-29 | 54.86
[25 empty] | 2011-11-30 | 54.86
[25 empty] | 2011-12-01 | 54.86
[25 empty] | 2011-12-02 | 54.86
[25 empty] | 2011-12-03 | 54.86
[25 empty] | 2011-12-04 | 54.86
[25 empty] | 2011-12-05 | 54.86
[25 empty] | 2011-12-06 | 76.256
[25 empty] | 2011-12-07 | 76.256
[25 empty] | 2011-12-08 | 76.256
[25 empty] | 2011-12-09 | 76.256
[25 empty] | 2011-12-10 | 76.256
[25 empty] | 2011-12-11 | 76.256
[25 empty] | 2011-12-12 | 76.256
[25 empty] | 2011-12-13 | 76.256
[25 empty] | 2011-12-14 | 0
[25 empty] | 2011-12-15 | 0
[25 empty] | 2011-12-16 | 0
[25 empty] | 2011-12-17 | 0
[25 empty] | 2011-12-18 | 0
[25 empty] | 2011-12-19 | 0
[25 empty] | 2011-12-20 | 0
[25 empty] | 2011-12-21 | 0
[25 empty] | 2011-12-22 | 0
[25 empty] | 2011-12-23 | 0
[25 empty] | 2011-12-24 | 0
[25 empty] | 2011-12-25 | 0
[25 empty] | 2011-12-26 | 0
[25 empty] | 2011-12-27 | 0
[25 empty] | 2011-12-28 | 0
[25 empty] | 2011-12-29 | 0
[25 empty] | 2011-12-30 | 0
[25 empty] | 2011-12-31 | 0
[25 empty] | 2012-01-01 | 0
Note on BD2: GoldSim Version: 10.50.200 Model: C:\Projects\Faro\Model\Current Model\FMC_WB_WQModel_V2.0\X14Analysis\FMC_WB_WQModel_V2.04_S4.gsm Element ID: \Faro_SWWQM\Results\SingleWQ_4Dash\SingleWQ_CVD\R_SingleWQ Element Description: Simulated on: 5/10/2013 12:06:40 Exported on: 5/10/2013 12:07:46 # of Realizations: 100 # of Time Values: 121 Time Display Units: yr
Note on AH4: GoldSim Version: 10.50.200 Model: C:\Projects\Faro\Model\Current Model\FMC_WB_WQModel_V2.0\X14Analysis\FMC_WB_WQModel_V2.04_S4.gsm Element ID: \Faro_SWWQM\Results\SingleWQ_4Dash\SingleWQ_EfluentWTP_Faro\R_SingleWQ Element Description: Simulated on: 5/10/2013 12:06:40 Exported on: 5/10/2013 12:07:46 # of Realizations: 100 # of Time Values: 121 Time Display Units: yr

## WTP
Plot E - Range of Monthly WTP flows - Scenario C-1f | [10 empty] | JAN | FEB | MAR | APR | MAY | JUN | JUL | AUG | SEP | OCT | NOV | DEC
[10 empty] | Max | 0 | 0 | 0 | 0 | 8099.9999 | 8099.9999 | 8099.9999 | 8099.9999 | 8031.2849 | 0 | 0 | 0
[10 empty] | 95% percentile | 0 | 0 | 0 | 0 | 8099.9999 | 8099.9999 | 8099.9999 | 8099.9999 | 5644.3273 | 0 | 0 | 0
[10 empty] | 75% Percentile | 0 | 0 | 0 | 0 | 8099.9999 | 8099.9999 | 8099.9999 | 7245.7702 | 4015.9424 | 0 | 0 | 0
[10 empty] | Median | 0 | 0 | 0 | 0 | 8099.9999 | 8099.9999 | 8099.9999 | 4731.187 | 3614.3136 | 0 | 0 | 0
[10 empty] | Mean | 0 | 0 | 0 | 0 | 8099.9999 | 8099.9999 | 7658.8929 | 5272.6757 | 3891.9586 | 0 | 0 | 0
| Mean | S.D. | Least Result | 5% | 25% | Median | 75% | 95% | Greatest Result | Min | 0 | 0 | 0 | 0 | 8099.9999 | 8099.9999 | 3275.0109 | 2715.9822 | 2751.4243 | 0 | 0 | 0
| 0 | [9 empty] | JAN: MIN |  | MEAN | [12 empty] | MEDIAN | [12 empty] | 75% | [12 empty] | 95% | [12 empty] | MAX
Time (yr) | Total_Faro_Discharge:Mean | Total_Faro_Discharge:Least Result | Total_Faro_Discharge:5% | Total_Faro_Discharge:25% | Total_Faro_Discharge:Median | Total_Faro_Discharge:75% | Total_Faro_Discharge:95% | Total_Faro_Discharge:Greatest Result | Greatest Result |  | 1 | 2 | 3 | 4 | 5 | 6 | 7 | 8 | 9 | 10 | 11 | 12 |  | 1 | 2 | 3 | 4 | 5 | 6 | 7 | 8 | 9 | 10 | 11 | 12 |  | 1 | 2 | 3 | 4 | 5 | 6 | 7 | 8 | 9 | 10 | 11 | 12 |  | 1 | 2 | 3 | 4 | 5 | 6 | 7 | 8 | 9 | 10 | 11 | 12 |  | 1 | 2 | 3 | 4 | 5 | 6 | 7 | 8 | 9 | 10 | 11 | 12 |  | 1 | 2 | 3 | 4 | 5 | 6 | 7 | 8 | 9 | 10 | 11 | 12
0 | 0 | 0 | 0 | 0 | 0 | 0 | 0 | 0 | 0 | 1 | 0 | 0 | 0 | 0 | 8099.9999 | 8099.9999 | 4923.705 | 2720.0062 | 2738.2638 | 0 | 0 | 0 | 1 | 0 | 0 | 0 | 0 | 8099.9999 | 8099.9999 | 7987.2214 | 5825.3054 | 3784.5922 | 0 | 0 | 0 | 1 | 0 | 0 | 0 | 0 | 8099.9999 | 8099.9999 | 8099.9999 | 5532.2307 | 3441.2305 | 0 | 0 | 0 | 1 | 0 | 0 | 0 | 0 | 8099.9999 | 8099.9999 | 8099.9999 | 7828.6797 | 3733.4678 | 0 | 0 | 0 | 1 | 0 | 0 | 0 | 0 | 8099.9999 | 8099.9999 | 8099.9999 | 8099.9999 | 5702.2267 | 0 | 0 | 0 | 1 | 0 | 0 | 0 | 0 | 8099.9999 | 8099.9999 | 8099.9999 | 8099.9999 | 7783.3315 | 0 | 0 | 0
0.083333 | 0 | 0 | 0 | 0 | 0 | 0 | 0 | 0 | 0 | 2 | 0 | 0 | 0 | 0 | 8099.9999 | 8099.9999 | 2799.25 | 2613.5021 | 2647.2088 | 0 | 0 | 0 | 2 | 0 | 0 | 0 | 0 | 8099.9999 | 8099.9999 | 7534.1365 | 4869.132 | 3598.6427 | 0 | 0 | 0 | 2 | 0 | 0 | 0 | 0 | 8099.9999 | 8099.9999 | 8099.9999 | 4264.1211 | 3401.7861 | 0 | 0 | 0 | 2 | 0 | 0 | 0 | 0 | 8099.9999 | 8099.9999 | 8099.9999 | 6356.9593 | 3799.1173 | 0 | 0 | 0 | 2 | 0 | 0 | 0 | 0 | 8099.9999 | 8099.9999 | 8099.9999 | 8099.9999 | 4786.1046 | 0 | 0 | 0 | 2 | 0 | 0 | 0 | 0 | 8099.9999 | 8099.9999 | 8099.9999 | 8099.9999 | 7729.5179 | 0 | 0 | 0
0.16667 | 0 | 0 | 0 | 0 | 0 | 0 | 0 | 0 | 0 | 3 | 0 | 0 | 0 | 0 | 8099.9999 | 8099.9999 | 3130.0327 | 2714.6733 | 2752.0638 | 0 | 0 | 0 | 3 | 0 | 0 | 0 | 0 | 8099.9999 | 8099.9999 | 7585.5253 | 5232.03 | 3896.5287 | 0 | 0 | 0 | 3 | 0 | 0 | 0 | 0 | 8099.9999 | 8099.9999 | 8099.9999 | 4762.2817 | 3606.1839 | 0 | 0 | 0 | 3 | 0 | 0 | 0 | 0 | 8099.9999 | 8099.9999 | 8099.9999 | 7330.8275 | 4111.2261 | 0 | 0 | 0 | 3 | 0 | 0 | 0 | 0 | 8099.9999 | 8099.9999 | 8099.9999 | 8099.9999 | 5657.0047 | 0 | 0 | 0 | 3 | 0 | 0 | 0 | 0 | 8099.9999 | 8099.9999 | 8099.9999 | 8099.9999 | 8099.9999 | 0 | 0 | 0
0.25 | 0 | 0 | 0 | 0 | 0 | 0 | 0 | 0 | 0 | 4 | 0 | 0 | 0 | 0 | 8099.9999 | 8099.9999 | 3125.1609 | 2732.9422 | 2771.1549 | 0 | 0 | 0 | 4 | 0 | 0 | 0 | 0 | 8099.9999 | 8099.9999 | 7693.0969 | 5328.9745 | 3960.2507 | 0 | 0 | 0 | 4 | 0 | 0 | 0 | 0 | 8099.9999 | 8099.9999 | 8099.9999 | 4702.2984 | 3686.7085 | 0 | 0 | 0 | 4 | 0 | 0 | 0 | 0 | 8099.9999 | 8099.9999 | 8099.9999 | 7363.3416 | 4076.3236 | 0 | 0 | 0 | 4 | 0 | 0 | 0 | 0 | 8099.9999 | 8099.9999 | 8099.9999 | 8099.9999 | 5623.8434 | 0 | 0 | 0 | 4 | 0 | 0 | 0 | 0 | 8099.9999 | 8099.9999 | 8099.9999 | 8099.9999 | 8099.9999 | 0 | 0 | 0
0.33333 | 8099.9999 | 8099.9999 | 8099.9999 | 8099.9999 | 8099.9999 | 8099.9999 | 8099.9999 | 8099.9999 | 0 | 5 | 0 | 0 | 0 | 0 | 8099.9999 | 8099.9999 | 3101.9738 | 2732.0542 | 2770.2184 | 0 | 0 | 0 | 5 | 0 | 0 | 0 | 0 | 8099.9999 | 8099.9999 | 7616.0482 | 5296.443 | 3957.2004 | 0 | 0 | 0 | 5 | 0 | 0 | 0 | 0 | 8099.9999 | 8099.9999 | 8099.9999 | 4816.3386 | 3673.4867 | 0 | 0 | 0 | 5 | 0 | 0 | 0 | 0 | 8099.9999 | 8099.9999 | 8099.9999 | 7455.5509 | 4122.668 | 0 | 0 | 0 | 5 | 0 | 0 | 0 | 0 | 8099.9999 | 8099.9999 | 8099.9999 | 8099.9999 | 5777.3298 | 0 | 0 | 0 | 5 | 0 | 0 | 0 | 0 | 8099.9999 | 8099.9999 | 8099.9999 | 8099.9999 | 8099.9999 | 0 | 0 | 0
0.41667 | 8099.9999 | 8099.9999 | 8099.9999 | 8099.9999 | 8099.9999 | 8099.9999 | 8099.9999 | 8099.9999 | 0 | 6 | 0 | 0 | 0 | 0 | 8099.9999 | 8099.9999 | 3179.3491 | 2727.9126 | 2765.6725 | 0 | 0 | 0 | 6 | 0 | 0 | 0 | 0 | 8099.9999 | 8099.9999 | 7618.4057 | 5285.908 | 3958.687 | 0 | 0 | 0 | 6 | 0 | 0 | 0 | 0 | 8099.9999 | 8099.9999 | 8099.9999 | 4823.3708 | 3676.9997 | 0 | 0 | 0 | 6 | 0 | 0 | 0 | 0 | 8099.9999 | 8099.9999 | 8099.9999 | 7482.6006 | 4113.9649 | 0 | 0 | 0 | 6 | 0 | 0 | 0 | 0 | 8099.9999 | 8099.9999 | 8099.9999 | 8099.9999 | 5561.51 | 0 | 0 | 0 | 6 | 0 | 0 | 0 | 0 | 8099.9999 | 8099.9999 | 8099.9999 | 8099.9999 | 8099.9999 | 0 | 0 | 0
0.5 | 7987.2214 | 4923.705 | 7602.1761 | 8099.9999 | 8099.9999 | 8099.9999 | 8099.9999 | 8099.9999 | 0 | 7 | 0 | 0 | 0 | 0 | 8099.9999 | 8099.9999 | 3302.3471 | 2726.1962 | 2763.6772 | 0 | 0 | 0 | 7 | 0 | 0 | 0 | 0 | 8099.9999 | 8099.9999 | 7648.6638 | 5275.712 | 3952.3277 | 0 | 0 | 0 | 7 | 0 | 0 | 0 | 0 | 8099.9999 | 8099.9999 | 8099.9999 | 4750.0916 | 3666.9969 | 0 | 0 | 0 | 7 | 0 | 0 | 0 | 0 | 8099.9999 | 8099.9999 | 8099.9999 | 7195.6008 | 4041.0716 | 0 | 0 | 0 | 7 | 0 | 0 | 0 | 0 | 8099.9999 | 8099.9999 | 8099.9999 | 8099.9999 | 5873.7461 | 0 | 0 | 0 | 7 | 0 | 0 | 0 | 0 | 8099.9999 | 8099.9999 | 8099.9999 | 8099.9999 | 8099.9999 | 0 | 0 | 0
0.58333 | 5825.3054 | 2720.0062 | 3087.1655 | 4624.9293 | 5532.2307 | 7828.6797 | 8099.9999 | 8099.9999 | 0 | 8 | 0 | 0 | 0 | 0 | 8099.9999 | 8099.9999 | 3101.2043 | 2735.3563 | 2773.7712 | 0 | 0 | 0 | 8 | 0 | 0 | 0 | 0 | 8099.9999 | 8099.9999 | 7632.6582 | 5176.5837 | 3925.0337 | 0 | 0 | 0 | 8 | 0 | 0 | 0 | 0 | 8099.9999 | 8099.9999 | 8099.9999 | 4447.3417 | 3658.2065 | 0 | 0 | 0 | 8 | 0 | 0 | 0 | 0 | 8099.9999 | 8099.9999 | 8099.9999 | 7195.665 | 4014.0181 | 0 | 0 | 0 | 8 | 0 | 0 | 0 | 0 | 8099.9999 | 8099.9999 | 8099.9999 | 8099.9999 | 5730.0549 | 0 | 0 | 0 | 8 | 0 | 0 | 0 | 0 | 8099.9999 | 8099.9999 | 8099.9999 | 8099.9999 | 8099.9999 | 0 | 0 | 0
0.66667 | 3784.5922 | 2738.2638 | 3162.5402 | 3336.075 | 3441.2305 | 3733.4678 | 5702.2267 | 7783.3315 | 0 | 9 | 0 | 0 | 0 | 0 | 8099.9999 | 8099.9999 | 3047.5969 | 2728.752 | 2766.2932 | 0 | 0 | 0 | 9 | 0 | 0 | 0 | 0 | 8099.9999 | 8099.9999 | 7627.855 | 5198.9227 | 3946.7261 | 0 | 0 | 0 | 9 | 0 | 0 | 0 | 0 | 8099.9999 | 8099.9999 | 8099.9999 | 4610.5105 | 3670.7712 | 0 | 0 | 0 | 9 | 0 | 0 | 0 | 0 | 8099.9999 | 8099.9999 | 8099.9999 | 7149.0693 | 4048.0046 | 0 | 0 | 0 | 9 | 0 | 0 | 0 | 0 | 8099.9999 | 8099.9999 | 8099.9999 | 8099.9999 | 6096.7994 | 0 | 0 | 0 | 9 | 0 | 0 | 0 | 0 | 8099.9999 | 8099.9999 | 8099.9999 | 8099.9999 | 8099.9999 | 0 | 0 | 0
0.75 | 0 | 0 | 0 | 0 | 0 | 0 | 0 | 0 | 0 | 10 | 0 | 0 | 0 | 0 | 8099.9999 | 8099.9999 | 3039.489 | 2728.4263 | 2765.9193 | 0 | 0 | 0 | 10 | 0 | 0 | 0 | 0 | 8099.9999 | 8099.9999 | 7645.3177 | 5237.7454 | 3939.5971 | 0 | 0 | 0 | 10 | 0 | 0 | 0 | 0 | 8099.9999 | 8099.9999 | 8099.9999 | 4603.2845 | 3660.766 | 0 | 0 | 0 | 10 | 0 | 0 | 0 | 0 | 8099.9999 | 8099.9999 | 8099.9999 | 7099.407 | 4099.5617 | 0 | 0 | 0 | 10 | 0 | 0 | 0 | 0 | 8099.9999 | 8099.9999 | 8099.9999 | 8099.9999 | 5634.6537 | 0 | 0 | 0 | 10 | 0 | 0 | 0 | 0 | 8099.9999 | 8099.9999 | 8099.9999 | 8099.9999 | 8099.9999 | 0 | 0 | 0
0.83333 | 0 | 0 | 0 | 0 | 0 | 0 | 0 | 0 | 0
0.91667 | 0 | 0 | 0 | 0 | 0 | 0 | 0 | 0 | 0
1 | 0 | 0 | 0 | 0 | 0 | 0 | 0 | 0 | 0
1.0833 | 0 | 0 | 0 | 0 | 0 | 0 | 0 | 0 | 0
1.1667 | 0 | 0 | 0 | 0 | 0 | 0 | 0 | 0 | 0
1.25 | 0 | 0 | 0 | 0 | 0 | 0 | 0 | 0 | 0
1.3333 | 8099.9999 | 8099.9999 | 8099.9999 | 8099.9999 | 8099.9999 | 8099.9999 | 8099.9999 | 8099.9999 | 0
1.4167 | 8099.9999 | 8099.9999 | 8099.9999 | 8099.9999 | 8099.9999 | 8099.9999 | 8099.9999 | 8099.9999 | 0
1.5 | 7534.1365 | 2799.25 | 5655.5427 | 7373.2441 | 8099.9999 | 8099.9999 | 8099.9999 | 8099.9999 | 0
1.5833 | 4869.132 | 2613.5021 | 2985.5514 | 3358.1879 | 4264.1211 | 6356.9593 | 8099.9999 | 8099.9999 | 0
1.6667 | 3598.6427 | 2647.2088 | 2884.1296 | 3286.3234 | 3401.7861 | 3799.1173 | 4786.1046 | 7729.5179 | 0
1.75 | 0 | 0 | 0 | 0 | 0 | 0 | 0 | 0 | 0
1.8333 | 0 | 0 | 0 | 0 | 0 | 0 | 0 | 0 | 0
1.9167 | 0 | 0 | 0 | 0 | 0 | 0 | 0 | 0 | 0
2 | 0 | 0 | 0 | 0 | 0 | 0 | 0 | 0 | 0
2.0833 | 0 | 0 | 0 | 0 | 0 | 0 | 0 | 0 | 0
2.1667 | 0 | 0 | 0 | 0 | 0 | 0 | 0 | 0 | 0
2.25 | 0 | 0 | 0 | 0 | 0 | 0 | 0 | 0 | 0
2.3333 | 8099.9999 | 8099.9999 | 8099.9999 | 8099.9999 | 8099.9999 | 8099.9999 | 8099.9999 | 8099.9999 | 0
2.4167 | 8099.9999 | 8099.9999 | 8099.9999 | 8099.9999 | 8099.9999 | 8099.9999 | 8099.9999 | 8099.9999 | 0
2.5 | 7585.5253 | 3130.0327 | 6027.1999 | 7229.9255 | 8099.9999 | 8099.9999 | 8099.9999 | 8099.9999 | 0
2.5833 | 5232.03 | 2714.6733 | 3122.8909 | 3528.7763 | 4762.2817 | 7330.8275 | 8099.9999 | 8099.9999 | 0
2.6667 | 3896.5287 | 2752.0638 | 3033.7071 | 3487.167 | 3606.1839 | 4111.2261 | 5657.0047 | 8099.9999 | 0
2.75 | 0 | 0 | 0 | 0 | 0 | 0 | 0 | 0 | 0
2.8333 | 0 | 0 | 0 | 0 | 0 | 0 | 0 | 0 | 0
2.9167 | 0 | 0 | 0 | 0 | 0 | 0 | 0 | 0 | 0
3 | 0 | 0 | 0 | 0 | 0 | 0 | 0 | 0 | 0
3.0833 | 0 | 0 | 0 | 0 | 0 | 0 | 0 | 0 | 0
3.1667 | 0 | 0 | 0 | 0 | 0 | 0 | 0 | 0 | 0
3.25 | 0 | 0 | 0 | 0 | 0 | 0 | 0 | 0 | 0
3.3333 | 8099.9999 | 8099.9999 | 8099.9999 | 8099.9999 | 8099.9999 | 8099.9999 | 8099.9999 | 8099.9999 | 0
3.4167 | 8099.9999 | 8099.9999 | 8099.9999 | 8099.9999 | 8099.9999 | 8099.9999 | 8099.9999 | 8099.9999 | 0
3.5 | 7693.0969 | 3125.1609 | 5914.4224 | 7735.6531 | 8099.9999 | 8099.9999 | 8099.9999 | 8099.9999 | 0
3.5833 | 5328.9745 | 2732.9422 | 3173.6647 | 3671.7072 | 4702.2984 | 7363.3416 | 8099.9999 | 8099.9999 | 0
3.6667 | 3960.2507 | 2771.1549 | 3100.0838 | 3560.2793 | 3686.7085 | 4076.3236 | 5623.8434 | 8099.9999 | 0
3.75 | 0 | 0 | 0 | 0 | 0 | 0 | 0 | 0 | 0
3.8333 | 0 | 0 | 0 | 0 | 0 | 0 | 0 | 0 | 0
3.9167 | 0 | 0 | 0 | 0 | 0 | 0 | 0 | 0 | 0
4 | 0 | 0 | 0 | 0 | 0 | 0 | 0 | 0 | 0
4.0833 | 0 | 0 | 0 | 0 | 0 | 0 | 0 | 0 | 0
4.1667 | 0 | 0 | 0 | 0 | 0 | 0 | 0 | 0 | 0
4.25 | 0 | 0 | 0 | 0 | 0 | 0 | 0 | 0 | 0
4.3333 | 8099.9999 | 8099.9999 | 8099.9999 | 8099.9999 | 8099.9999 | 8099.9999 | 8099.9999 | 8099.9999 | 0
4.4167 | 8099.9999 | 8099.9999 | 8099.9999 | 8099.9999 | 8099.9999 | 8099.9999 | 8099.9999 | 8099.9999 | 0
4.5 | 7616.0482 | 3101.9738 | 6014.28 | 7319.1773 | 8099.9999 | 8099.9999 | 8099.9999 | 8099.9999 | 0
4.5833 | 5296.443 | 2732.0542 | 3172.583 | 3646.3118 | 4816.3386 | 7455.5509 | 8099.9999 | 8099.9999 | 0
4.6667 | 3957.2004 | 2770.2184 | 3105.2918 | 3513.6028 | 3673.4867 | 4122.668 | 5777.3298 | 8099.9999 | 0
4.75 | 0 | 0 | 0 | 0 | 0 | 0 | 0 | 0 | 0
4.8333 | 0 | 0 | 0 | 0 | 0 | 0 | 0 | 0 | 0
4.9167 | 0 | 0 | 0 | 0 | 0 | 0 | 0 | 0 | 0
5 | 0 | 0 | 0 | 0 | 0 | 0 | 0 | 0 | 0
5.0833 | 0 | 0 | 0 | 0 | 0 | 0 | 0 | 0 | 0
5.1667 | 0 | 0 | 0 | 0 | 0 | 0 | 0 | 0 | 0
5.25 | 0 | 0 | 0 | 0 | 0 | 0 | 0 | 0 | 0
5.3333 | 8099.9999 | 8099.9999 | 8099.9999 | 8099.9999 | 8099.9999 | 8099.9999 | 8099.9999 | 8099.9999 | 0
5.4167 | 8099.9999 | 8099.9999 | 8099.9999 | 8099.9999 | 8099.9999 | 8099.9999 | 8099.9999 | 8099.9999 | 0
5.5 | 7618.4057 | 3179.3491 | 5837.965 | 7455.5665 | 8099.9999 | 8099.9999 | 8099.9999 | 8099.9999 | 0
5.5833 | 5285.908 | 2727.9126 | 3176.5401 | 3600.6821 | 4823.3708 | 7482.6006 | 8099.9999 | 8099.9999 | 0
5.6667 | 3958.687 | 2765.6725 | 3106.6914 | 3537.4534 | 3676.9997 | 4113.9649 | 5561.51 | 8099.9999 | 0
5.75 | 0 | 0 | 0 | 0 | 0 | 0 | 0 | 0 | 0
5.8333 | 0 | 0 | 0 | 0 | 0 | 0 | 0 | 0 | 0
5.9167 | 0 | 0 | 0 | 0 | 0 | 0 | 0 | 0 | 0
6 | 0 | 0 | 0 | 0 | 0 | 0 | 0 | 0 | 0
6.0833 | 0 | 0 | 0 | 0 | 0 | 0 | 0 | 0 | 0
6.1667 | 0 | 0 | 0 | 0 | 0 | 0 | 0 | 0 | 0
6.25 | 0 | 0 | 0 | 0 | 0 | 0 | 0 | 0 | 0
6.3333 | 8099.9999 | 8099.9999 | 8099.9999 | 8099.9999 | 8099.9999 | 8099.9999 | 8099.9999 | 8099.9999 | 0
6.4167 | 8099.9999 | 8099.9999 | 8099.9999 | 8099.9999 | 8099.9999 | 8099.9999 | 8099.9999 | 8099.9999 | 0
6.5 | 7648.6638 | 3302.3471 | 6107.2498 | 7389.3342 | 8099.9999 | 8099.9999 | 8099.9999 | 8099.9999 | 0
6.5833 | 5275.712 | 2726.1962 | 3171.6387 | 3647.6042 | 4750.0916 | 7195.6008 | 8099.9999 | 8099.9999 | 0
6.6667 | 3952.3277 | 2763.6772 | 3104.402 | 3555.569 | 3666.9969 | 4041.0716 | 5873.7461 | 8099.9999 | 0
6.75 | 0 | 0 | 0 | 0 | 0 | 0 | 0 | 0 | 0
6.8333 | 0 | 0 | 0 | 0 | 0 | 0 | 0 | 0 | 0
6.9167 | 0 | 0 | 0 | 0 | 0 | 0 | 0 | 0 | 0
7 | 0 | 0 | 0 | 0 | 0 | 0 | 0 | 0 | 0
7.0833 | 0 | 0 | 0 | 0 | 0 | 0 | 0 | 0 | 0
7.1667 | 0 | 0 | 0 | 0 | 0 | 0 | 0 | 0 | 0
7.25 | 0 | 0 | 0 | 0 | 0 | 0 | 0 | 0 | 0
7.3333 | 8099.9999 | 8099.9999 | 8099.9999 | 8099.9999 | 8099.9999 | 8099.9999 | 8099.9999 | 8099.9999 | 0
7.4167 | 8099.9999 | 8099.9999 | 8099.9999 | 8099.9999 | 8099.9999 | 8099.9999 | 8099.9999 | 8099.9999 | 0
7.5 | 7632.6582 | 3101.2043 | 5891.233 | 7641.2478 | 8099.9999 | 8099.9999 | 8099.9999 | 8099.9999 | 0
7.5833 | 5176.5837 | 2735.3563 | 3173.3109 | 3593.682 | 4447.3417 | 7195.665 | 8099.9999 | 8099.9999 | 0
7.6667 | 3925.0337 | 2773.7712 | 3101.4825 | 3520.5638 | 3658.2065 | 4014.0181 | 5730.0549 | 8099.9999 | 0
7.75 | 0 | 0 | 0 | 0 | 0 | 0 | 0 | 0 | 0
7.8333 | 0 | 0 | 0 | 0 | 0 | 0 | 0 | 0 | 0
7.9167 | 0 | 0 | 0 | 0 | 0 | 0 | 0 | 0 | 0
8 | 0 | 0 | 0 | 0 | 0 | 0 | 0 | 0 | 0
8.0833 | 0 | 0 | 0 | 0 | 0 | 0 | 0 | 0 | 0
8.1667 | 0 | 0 | 0 | 0 | 0 | 0 | 0 | 0 | 0
8.25 | 0 | 0 | 0 | 0 | 0 | 0 | 0 | 0 | 0
8.3333 | 8099.9999 | 8099.9999 | 8099.9999 | 8099.9999 | 8099.9999 | 8099.9999 | 8099.9999 | 8099.9999 | 0
8.4167 | 8099.9999 | 8099.9999 | 8099.9999 | 8099.9999 | 8099.9999 | 8099.9999 | 8099.9999 | 8099.9999 | 0
8.5 | 7627.855 | 3047.5969 | 5959.0422 | 7459.2955 | 8099.9999 | 8099.9999 | 8099.9999 | 8099.9999 | 0
8.5833 | 5198.9227 | 2728.752 | 3174.3237 | 3599.7478 | 4610.5105 | 7149.0693 | 8099.9999 | 8099.9999 | 0
8.6667 | 3946.7261 | 2766.2932 | 3107.8624 | 3539.3889 | 3670.7712 | 4048.0046 | 6096.7994 | 8099.9999 | 0
8.75 | 0 | 0 | 0 | 0 | 0 | 0 | 0 | 0 | 0
8.8333 | 0 | 0 | 0 | 0 | 0 | 0 | 0 | 0 | 0
8.9167 | 0 | 0 | 0 | 0 | 0 | 0 | 0 | 0 | 0
9 | 0 | 0 | 0 | 0 | 0 | 0 | 0 | 0 | 0
9.0833 | 0 | 0 | 0 | 0 | 0 | 0 | 0 | 0 | 0
9.1667 | 0 | 0 | 0 | 0 | 0 | 0 | 0 | 0 | 0
9.25 | 0 | 0 | 0 | 0 | 0 | 0 | 0 | 0 | 0
9.3333 | 8099.9999 | 8099.9999 | 8099.9999 | 8099.9999 | 8099.9999 | 8099.9999 | 8099.9999 | 8099.9999 | 0
9.4167 | 8099.9999 | 8099.9999 | 8099.9999 | 8099.9999 | 8099.9999 | 8099.9999 | 8099.9999 | 8099.9999 | 0
9.5 | 7645.3177 | 3039.489 | 6033.8359 | 7513.3854 | 8099.9999 | 8099.9999 | 8099.9999 | 8099.9999 | 0
9.5833 | 5237.7454 | 2728.4263 | 3177.785 | 3666.2437 | 4603.2845 | 7099.407 | 8099.9999 | 8099.9999 | 0
9.6667 | 3939.5971 | 2765.9193 | 3103.5414 | 3527.3873 | 3660.766 | 4099.5617 | 5634.6537 | 8099.9999 | 0
9.75 | 0 | 0 | 0 | 0 | 0 | 0 | 0 | 0 | 0
9.8333 | 0 | 0 | 0 | 0 | 0 | 0 | 0 | 0 | 0
9.9167 | 0 | 0 | 0 | 0 | 0 | 0 | 0 | 0 | 0
10 | 0 | 0 | 0 | 0 | 0 | 0 | 0 | 0 | 0

## CVP_Disch
Plot F - Range of Monthly CVP Discharge flows - Scenario C-1f | [10 empty] | JAN | FEB | MAR | APR | MAY | JUN | JUL | AUG | SEP | OCT | NOV | DEC
[10 empty] | Max | 1516.1996 | 1085.7993 | 1124.6902 | 525.209 | 8111.6121 | 9588.3061 | 9093.4923 | 9165.8469 | 8989.2913 | 2050.8195 | 1065.5804 | 741.0551
[10 empty] | 95% percentile | 744.0197 | 352.7858 | 380.6561 | 346.0896 | 7978.7134 | 9548.6626 | 8522.8666 | 8114.472 | 7785.852 | 1893.7143 | 966.1483 | 655.2062
[10 empty] | 75% Percentile | 468.6174 | 288.3611 | 271.2224 | 261.5556 | 7009.079 | 9430.1878 | 8427.3242 | 7562.8171 | 6360.2809 | 1323.4768 | 678.2418 | 514.5166
[10 empty] | Median | 411.0558 | 245.2217 | 224.0818 | 136.1791 | 5343.0605 | 9205.9463 | 8305.5281 | 5796.6681 | 5372.8135 | 1040.0627 | 542.5185 | 423.4774
[10 empty] | Mean | 439.9303 | 201.1174 | 193.107 | 151.5698 | 5755.6064 | 8924.6037 | 7965.7201 | 5862.6679 | 5702.1217 | 1100.1799 | 558.9942 | 412.5094
| Mean | S.D. | Least Result | 5% | 25% | Median | 75% | 95% | Greatest Result | Min | 91.6111 | 0 | 0 | 0 | 4231.6151 | 5607.3853 | 4239.1667 | 1318.3025 | 3726.1562 | 0 | 0 | 16.0881
| 0 | [9 empty] | JAN: MIN |  | MEAN | [12 empty] | MEDIAN | [12 empty] | 75% | [12 empty] | 95% | [12 empty] | MAX
Time (yr) | Total_Faro_Discharge:Mean | Total_Faro_Discharge:Least Result | Total_Faro_Discharge:5% | Total_Faro_Discharge:25% | Total_Faro_Discharge:Median | Total_Faro_Discharge:75% | Total_Faro_Discharge:95% | Total_Faro_Discharge:Greatest Result | Greatest Result |  | 1 | 2 | 3 | 4 | 5 | 6 | 7 | 8 | 9 | 10 | 11 | 12 |  | 1 | 2 | 3 | 4 | 5 | 6 | 7 | 8 | 9 | 10 | 11 | 12 |  | 1 | 2 | 3 | 4 | 5 | 6 | 7 | 8 | 9 | 10 | 11 | 12 |  | 1 | 2 | 3 | 4 | 5 | 6 | 7 | 8 | 9 | 10 | 11 | 12 |  | 1 | 2 | 3 | 4 | 5 | 6 | 7 | 8 | 9 | 10 | 11 | 12 |  | 1 | 2 | 3 | 4 | 5 | 6 | 7 | 8 | 9 | 10 | 11 | 12
0 | 1051.5066 | 916.1108 | 978.3126 | 1022.2575 | 1046.9385 | 1081.7149 | 1132.9825 | 1165.2664 | 0 | 1 | 916.1108 | 0 | 0 | 0 | 4251.8998 | 7517.5584 | 4123.8258 | 1821.5693 | 3597.4501 | 0 | 0 | 0 | 1 | 1051.5066 | 586.7558 | 396.4682 | 310.7126 | 6695.4072 | 8376.1142 | 7650.8063 | 5958.4752 | 5666.4577 | 1115.2121 | 550.9251 | 402.6319 | 1 | 1046.9385 | 588.5939 | 397.9128 | 328.4518 | 7841.7631 | 7797.8661 | 7614.5916 | 6496.6977 | 5099.2864 | 1018.5474 | 532.7976 | 413.0719 | 1 | 1081.7149 | 619.7374 | 429.6276 | 368.8512 | 7908.7975 | 9370.7161 | 8396.1686 | 7468.7293 | 6427.419 | 1611.0109 | 742.8956 | 545.4775 | 1 | 1132.9825 | 655.7254 | 464.6994 | 408.6356 | 8084.3992 | 9508.4403 | 8490.5296 | 8046.8755 | 8450.1848 | 1979.8941 | 1002.725 | 675.9425 | 1 | 1165.2664 | 689.6122 | 494.787 | 438.5432 | 8178.6553 | 9589.7854 | 8591.6427 | 9275.7089 | 9357.0408 | 2144.0268 | 1115.9244 | 777.9667
0.083333 | 586.7558 | 0 | 523.9767 | 580.0447 | 588.5939 | 619.7374 | 655.7254 | 689.6122 | 0 | 2 | 0 | 0 | 0 | 0 | 4278.6849 | 7497.8655 | 4071.3528 | 1396.5987 | 3503.9272 | 0 | 0 | 0 | 2 | 368.8034 | 138.4258 | 162.4614 | 124.4771 | 5687.601 | 9051.8787 | 7850.7691 | 5786.8181 | 5392.1648 | 1062.4572 | 547.7662 | 409.2688 | 2 | 344.3842 | 185.3552 | 180.3426 | 0 | 5083.5402 | 9352.5957 | 8372.4912 | 5670.4183 | 5124.739 | 1022.5679 | 532.8464 | 409.0694 | 2 | 410.17 | 247.1788 | 242.2555 | 239.296 | 7574.0867 | 9443.0747 | 8418.7331 | 7852.6608 | 5945.3229 | 1310.5186 | 689.6957 | 523.561 | 2 | 664.9186 | 296.3187 | 371.2476 | 343.0541 | 7991.3543 | 9564.7381 | 8489.1993 | 8541.5566 | 7249.2368 | 1847.3203 | 939.5709 | 658.8181 | 2 | 1369.8126 | 682.1806 | 1919.958 | 668.303 | 8091.3148 | 9590.1567 | 8591.8326 | 9329.6373 | 8485.4392 | 1957.3959 | 1017.9425 | 685.6833
0.16667 | 396.4682 | 0 | 308.8274 | 384.19 | 397.9128 | 429.6276 | 464.6994 | 494.787 | 0 | 3 | 0 | 0 | 0 | 0 | 4175.2898 | 4370.2258 | 4173.9166 | 987.5589 | 3608.4515 | 0 | 0 | 0 | 3 | 366.0939 | 140.4087 | 184.6623 | 135.4337 | 5455.1668 | 9062.471 | 8081.2434 | 5817.6683 | 5748.7989 | 1154.0673 | 592.2894 | 431.0162 | 3 | 333.2878 | 197.8766 | 211.1636 | 157.0975 | 5053.6595 | 9378.2722 | 8387.4476 | 5701.8082 | 5469.4566 | 1068.2183 | 556.3929 | 429.2437 | 3 | 401.049 | 235.1384 | 266.8529 | 252.352 | 5636.8366 | 9437.8625 | 8420.4988 | 7539.8678 | 6485.0375 | 1328.9333 | 703.6116 | 525.8125 | 3 | 702.9599 | 328.5602 | 428.0778 | 336.4187 | 8019.3171 | 9529.9816 | 8578.4473 | 8075.5903 | 7532.8511 | 1906.3485 | 982.8708 | 658.0399 | 3 | 1386.917 | 769.3768 | 1416.176 | 392.1152 | 8149.8725 | 9585.4886 | 9326.411 | 9337.5713 | 8735.1856 | 2012.0068 | 1037.8853 | 712.2573
0.25 | 310.7126 | 0 | 0 | 309.343 | 328.4518 | 368.8512 | 408.6356 | 438.5432 | 0 | 4 | 0 | 0 | 0 | 0 | 4280.4734 | 7494.6151 | 4168.9259 | 1488.4712 | 3627.3969 | 0 | 0 | 0 | 4 | 386.0685 | 169.2628 | 178.3068 | 141.1776 | 5688.3543 | 8932.0653 | 8017.1931 | 5831.088 | 5793.8066 | 1093.5171 | 537.1884 | 401.493 | 4 | 340.9497 | 215.3285 | 211.686 | 206.447 | 5083.6545 | 9365.4085 | 8382.7654 | 5752.4394 | 5515.7575 | 1036.6088 | 535.2332 | 417.1208 | 4 | 401.5576 | 262.4046 | 258.8283 | 255.0351 | 7577.8256 | 9440.3302 | 8467.2178 | 7566.2391 | 6532.9615 | 1272.5621 | 651.4604 | 497.0581 | 4 | 588.6495 | 312.5885 | 342.9992 | 311.4629 | 7909.6856 | 9558.1409 | 8550.7944 | 8046.2926 | 7855.7213 | 1927.5614 | 954.6046 | 648.8228 | 4 | 1871.1023 | 1690.8463 | 993.8125 | 486.124 | 8134.5561 | 9585.3375 | 9273.4453 | 9254.1922 | 9353.8664 | 2143.1342 | 1116.1885 | 778.2465
0.33333 | 6695.4072 | 4251.8998 | 4451.6885 | 4655.245 | 7841.7631 | 7908.7975 | 8084.3992 | 8178.6553 | 0 | 5 | 0 | 0 | 0 | 0 | 4280.3326 | 4206.9253 | 4100.1172 | 2628.9916 | 3626.4791 | 0 | 0 | 0 | 5 | 415.4671 | 163.7409 | 185.3805 | 133.0269 | 5569.7981 | 9022.8846 | 8039.9807 | 6029.7478 | 5699.3948 | 1080.3479 | 559.0245 | 419.4675 | 5 | 355.7429 | 213.4738 | 203.3263 | 132.4609 | 5064.8634 | 9371.6986 | 8394.7996 | 5668.9497 | 5293.1407 | 1010.2695 | 537.809 | 417.4654 | 5 | 398.6322 | 261.2343 | 256.2285 | 256.8934 | 6357.4496 | 9447.5774 | 8454.5364 | 7524.7413 | 6402.9617 | 1264.933 | 658.9783 | 497.3203 | 5 | 1206.5618 | 313.5229 | 360.6473 | 352.5738 | 7907.6426 | 9559.3143 | 8552.0981 | 8048.0772 | 7857.7998 | 1907.4459 | 988.1503 | 671.677 | 5 | 2180.6863 | 1470.7566 | 1955.2832 | 397.1062 | 8052.2332 | 9590.2124 | 9317.6588 | 9255.2654 | 8564.789 | 1956.8015 | 1017.5217 | 685.6185
0.41667 | 8376.1142 | 7517.5584 | 7636.7668 | 7710.3697 | 7797.8661 | 9370.7161 | 9508.4403 | 9589.7854 | 0 | 6 | 0 | 0 | 0 | 0 | 4162.5205 | 4350.8966 | 4132.799 | 1378.6783 | 3623.9145 | 0 | 0 | 160.8811 | 6 | 342.1243 | 172.0817 | 179.2959 | 125.5704 | 5734.6587 | 8889.9031 | 7984.663 | 5731.7054 | 5824.6923 | 1161.6276 | 604.834 | 448.2384 | 6 | 334.008 | 212.1958 | 205.629 | 0 | 5110.9021 | 9348.7043 | 8374.58 | 5803.6313 | 5754.9722 | 1093.992 | 565.6536 | 467.1185 | 6 | 386.8026 | 247.7817 | 263.8628 | 246.6674 | 7619.3135 | 9432.7448 | 8422.5773 | 7680.9926 | 6670.2672 | 1365.5409 | 713.1059 | 557.7015 | 6 | 505.4151 | 359.6182 | 392.0139 | 361.8271 | 7980.7919 | 9544.8775 | 8503.5898 | 8047.6105 | 7416.8397 | 1824.2512 | 933.9133 | 632.0927 | 6 | 1291.6499 | 1779.7005 | 1725.5445 | 666.8107 | 8140.3446 | 9590.2115 | 9309.0899 | 9236.4667 | 8182.9813 | 1956.926 | 1017.6104 | 685.3565
0.5 | 7650.8063 | 4123.8258 | 5095.1441 | 7547.9714 | 7614.5916 | 8396.1686 | 8490.5296 | 8591.6427 | 0 | 7 | 0 | 0 | 0 | 0 | 4162.3117 | 4281.6288 | 5185.7516 | 2214.5332 | 3833.2916 | 0 | 0 | 0 | 7 | 372.2551 | 155.2937 | 149.7599 | 139.5772 | 5507.0754 | 9040.8662 | 8023.7483 | 5849.2347 | 5788.2356 | 1109.6258 | 557.0753 | 407.5435 | 7 | 343.8062 | 217.2459 | 207.7303 | 196.6065 | 4977.8573 | 9370.9579 | 8384.7135 | 5534.4981 | 5370.1678 | 1029.8759 | 538.9739 | 424.5529 | 7 | 403.1848 | 250.7323 | 250.571 | 256.9058 | 5614.915 | 9434.5228 | 8423.231 | 7320.611 | 6577.9856 | 1292.2418 | 672.9654 | 524.6082 | 7 | 494.5175 | 322.7059 | 327.1706 | 319.0564 | 7967.5541 | 9559.1414 | 8503.0863 | 8016.1644 | 7845.8926 | 1915.9068 | 983.3281 | 658.3008 | 7 | 1786.104 | 563.565 | 367.3479 | 484.7204 | 8140.3314 | 9590.2124 | 8591.8609 | 9283.0241 | 9207.3683 | 2023.8953 | 1040.5689 | 713.6538
0.58333 | 5958.4752 | 1821.5693 | 2476.3268 | 4306.4654 | 6496.6977 | 7468.7293 | 8046.8755 | 9275.7089 | 0 | 8 | 0 | 0 | 0 | 0 | 4162.315 | 7494.6273 | 4144.9367 | 143.1532 | 4365.0368 | 0 | 0 | 0 | 8 | 380.0046 | 164.3396 | 174.5694 | 128.7382 | 5591.6069 | 9038.7134 | 8137.0115 | 5842.465 | 5638.5322 | 998.911 | 511.6547 | 382.0723 | 8 | 340.1296 | 197.964 | 211.9145 | 0 | 5048.7534 | 9366.134 | 8387.4835 | 5763.5756 | 5236.4305 | 1010.5934 | 532.7693 | 409.81 | 8 | 401.9452 | 247.47 | 250.4875 | 249.8484 | 6299.9534 | 9430.2657 | 8425.6052 | 7530.6725 | 5955.4327 | 1146.0263 | 599.7894 | 468.9597 | 8 | 839.367 | 327.3341 | 438.2808 | 351.7947 | 7910.0999 | 9569.4137 | 8509.9678 | 8011.3358 | 7846.0348 | 1831.4553 | 930.7069 | 617.2435 | 8 | 1523.504 | 1501.0402 | 867.877 | 554.682 | 8027.1377 | 9590.2133 | 9174.0157 | 8048.3937 | 9298.5058 | 2029.0641 | 1060.7293 | 730.0358
0.66667 | 5666.4577 | 3597.4501 | 4318.5596 | 4781.4262 | 5099.2864 | 6427.419 | 8450.1848 | 9357.0408 | 0 | 9 | 0 | 0 | 0 | 0 | 4280.3321 | 4353.2524 | 4206.6319 | 987.043 | 3633.2563 | 0 | 0 | 0 | 9 | 337.2806 | 158.2248 | 162.1882 | 136.2342 | 5815.9555 | 8939.2613 | 8013.4802 | 5960.4213 | 5691.1761 | 1071.3574 | 546.9474 | 409.0794 | 9 | 332.1487 | 204.1465 | 207.6892 | 181.1091 | 5096.8692 | 9358.644 | 8382.8929 | 5811.2058 | 5365.6316 | 1036.7448 | 538.7123 | 417.8546 | 9 | 393.5684 | 261.9645 | 253.5097 | 244.4899 | 7771.6997 | 9437.2097 | 8426.4215 | 7592.054 | 6187.8022 | 1266.1084 | 661.7763 | 494.3502 | 9 | 446.6418 | 295.0152 | 363.3512 | 325.8427 | 7999.4074 | 9552.5432 | 8550.9097 | 8044.7527 | 7822.3049 | 1915.4018 | 984.4411 | 671.9536 | 9 | 1248.7082 | 1290.0934 | 771.1193 | 515.5836 | 8067.114 | 9588.56 | 9312.4806 | 9291.7943 | 9353.8664 | 2142.4072 | 1115.6704 | 863.9402
0.75 | 1115.2121 | 0 | 0 | 881.3349 | 1018.5474 | 1611.0109 | 1979.8941 | 2144.0268 | 0 | 10 | 0 | 0 | 0 | 0 | 4281.9911 | 4506.2575 | 4083.4097 | 136.4275 | 3842.3584 | 0 | 0 | 0 | 10 | 379.6992 | 162.64 | 157.9778 | 140.7503 | 5810.4405 | 8891.8791 | 7858.3053 | 5819.0551 | 5777.9581 | 1154.6759 | 582.237 | 414.2826 | 10 | 339.1623 | 220.0365 | 203.424 | 159.6186 | 5068.7425 | 9349.1814 | 8373.5162 | 5763.4571 | 5498.5531 | 1073.209 | 553.9964 | 429.4668 | 10 | 407.5494 | 249.9696 | 240.0002 | 245.2173 | 7729.9128 | 9427.5741 | 8418.2522 | 7551.603 | 6417.619 | 1376.8933 | 688.1396 | 510.3166 | 10 | 858.1831 | 316.4685 | 318.0733 | 350.2302 | 8016.8824 | 9540.0356 | 8500.0432 | 8266.4644 | 7981.6545 | 1881.5583 | 961.1721 | 659.1708 | 10 | 1338.2453 | 420.821 | 734.9964 | 648.1018 | 8134.5609 | 9582.883 | 9446.4853 | 9346.4151 | 9353.8702 | 2142.5374 | 1115.7628 | 777.7926
0.83333 | 550.9251 | 0 | 0 | 448.2307 | 532.7976 | 742.8956 | 1002.725 | 1115.9244 | 0
0.91667 | 402.6319 | 0 | 0 | 355.8985 | 413.0719 | 545.4775 | 675.9425 | 777.9667 | 0
1 | 368.8034 | 0 | 0 | 300.7456 | 344.3842 | 410.17 | 664.9186 | 1369.8126 | 0
1.0833 | 138.4258 | 0 | 0 | 0 | 185.3552 | 247.1788 | 296.3187 | 682.1806 | 0
1.1667 | 162.4614 | 0 | 0 | 0 | 180.3426 | 242.2555 | 371.2476 | 1919.958 | 0
1.25 | 124.4771 | 0 | 0 | 0 | 0 | 239.296 | 343.0541 | 668.303 | 0
1.3333 | 5687.601 | 4278.6849 | 4340.0584 | 4649.209 | 5083.5402 | 7574.0867 | 7991.3543 | 8091.3148 | 0
1.4167 | 9051.8787 | 7497.8655 | 7657.798 | 9257.6055 | 9352.5957 | 9443.0747 | 9564.7381 | 9590.1567 | 0
1.5 | 7850.7691 | 4071.3528 | 4732.5239 | 7623.905 | 8372.4912 | 8418.7331 | 8489.1993 | 8591.8326 | 0
1.5833 | 5786.8181 | 1396.5987 | 1984.3938 | 4545.2096 | 5670.4183 | 7852.6608 | 8541.5566 | 9329.6373 | 0
1.6667 | 5392.1648 | 3503.9272 | 4149.0493 | 4784.4636 | 5124.739 | 5945.3229 | 7249.2368 | 8485.4392 | 0
1.75 | 1062.4572 | 0 | 0 | 881.7734 | 1022.5679 | 1310.5186 | 1847.3203 | 1957.3959 | 0
1.8333 | 547.7662 | 0 | 0 | 457.8998 | 532.8464 | 689.6957 | 939.5709 | 1017.9425 | 0
1.9167 | 409.2688 | 0 | 0 | 355.9047 | 409.0694 | 523.561 | 658.8181 | 685.6833 | 0
2 | 366.0939 | 0 | 0 | 300.919 | 333.2878 | 401.049 | 702.9599 | 1386.917 | 0
2.0833 | 140.4087 | 0 | 0 | 0 | 197.8766 | 235.1384 | 328.5602 | 769.3768 | 0
2.1667 | 184.6623 | 0 | 0 | 0 | 211.1636 | 266.8529 | 428.0778 | 1416.176 | 0
2.25 | 135.4337 | 0 | 0 | 0 | 157.0975 | 252.352 | 336.4187 | 392.1152 | 0
2.3333 | 5455.1668 | 4175.2898 | 4355.0649 | 4492.2619 | 5053.6595 | 5636.8366 | 8019.3171 | 8149.8725 | 0
2.4167 | 9062.471 | 4370.2258 | 7622.2318 | 9310.1518 | 9378.2722 | 9437.8625 | 9529.9816 | 9585.4886 | 0
2.5 | 8081.2434 | 4173.9166 | 5901.92 | 8286.6311 | 8387.4476 | 8420.4988 | 8578.4473 | 9326.411 | 0
2.5833 | 5817.6683 | 987.5589 | 1896.721 | 4908.1345 | 5701.8082 | 7539.8678 | 8075.5903 | 9337.5713 | 0
2.6667 | 5748.7989 | 3608.4515 | 4507.1488 | 5012.3795 | 5469.4566 | 6485.0375 | 7532.8511 | 8735.1856 | 0
2.75 | 1154.0673 | 0 | 490.1828 | 961.0799 | 1068.2183 | 1328.9333 | 1906.3485 | 2012.0068 | 0
2.8333 | 592.2894 | 0 | 0 | 501.0738 | 556.3929 | 703.6116 | 982.8708 | 1037.8853 | 0
2.9167 | 431.0162 | 0 | 0 | 383.9565 | 429.2437 | 525.8125 | 658.0399 | 712.2573 | 0
3 | 386.0685 | 0 | 218.0408 | 308.819 | 340.9497 | 401.5576 | 588.6495 | 1871.1023 | 0
3.0833 | 169.2628 | 0 | 0 | 0 | 215.3285 | 262.4046 | 312.5885 | 1690.8463 | 0
3.1667 | 178.3068 | 0 | 0 | 0 | 211.686 | 258.8283 | 342.9992 | 993.8125 | 0
3.25 | 141.1776 | 0 | 0 | 0 | 206.447 | 255.0351 | 311.4629 | 486.124 | 0
3.3333 | 5688.3543 | 4280.4734 | 4376.6875 | 4565.3697 | 5083.6545 | 7577.8256 | 7909.6856 | 8134.5561 | 0
3.4167 | 8932.0653 | 7494.6151 | 7647.4643 | 7800.9979 | 9365.4085 | 9440.3302 | 9558.1409 | 9585.3375 | 0
3.5 | 8017.1931 | 4168.9259 | 5865.839 | 7582.264 | 8382.7654 | 8467.2178 | 8550.7944 | 9273.4453 | 0
3.5833 | 5831.088 | 1488.4712 | 2134.1789 | 4903.0461 | 5752.4394 | 7566.2391 | 8046.2926 | 9254.1922 | 0
3.6667 | 5793.8066 | 3627.3969 | 4457.3571 | 5016.2332 | 5515.7575 | 6532.9615 | 7855.7213 | 9353.8664 | 0
3.75 | 1093.5171 | 0 | 0 | 921.3961 | 1036.6088 | 1272.5621 | 1927.5614 | 2143.1342 | 0
3.8333 | 537.1884 | 0 | 0 | 473.9774 | 535.2332 | 651.4604 | 954.6046 | 1116.1885 | 0
3.9167 | 401.493 | 0 | 0 | 365.8254 | 417.1208 | 497.0581 | 648.8228 | 778.2465 | 0
4 | 415.4671 | 0 | 186.1828 | 311.5913 | 355.7429 | 398.6322 | 1206.5618 | 2180.6863 | 0
4.0833 | 163.7409 | 0 | 0 | 0 | 213.4738 | 261.2343 | 313.5229 | 1470.7566 | 0
4.1667 | 185.3805 | 0 | 0 | 0 | 203.3263 | 256.2285 | 360.6473 | 1955.2832 | 0
4.25 | 133.0269 | 0 | 0 | 0 | 132.4609 | 256.8934 | 352.5738 | 397.1062 | 0
4.3333 | 5569.7981 | 4280.3326 | 4332.6875 | 4611.476 | 5064.8634 | 6357.4496 | 7907.6426 | 8052.2332 | 0
4.4167 | 9022.8846 | 4206.9253 | 7610.3855 | 9286.4196 | 9371.6986 | 9447.5774 | 9559.3143 | 9590.2124 | 0
4.5 | 8039.9807 | 4100.1172 | 4698.2492 | 8260.0949 | 8394.7996 | 8454.5364 | 8552.0981 | 9317.6588 | 0
4.5833 | 6029.7478 | 2628.9916 | 3589.1427 | 4971.0154 | 5668.9497 | 7524.7413 | 8048.0772 | 9255.2654 | 0
4.6667 | 5699.3948 | 3626.4791 | 4376.0753 | 4988.8509 | 5293.1407 | 6402.9617 | 7857.7998 | 8564.789 | 0
4.75 | 1080.3479 | 0 | 0 | 903.3734 | 1010.2695 | 1264.933 | 1907.4459 | 1956.8015 | 0
4.8333 | 559.0245 | 0 | 0 | 484.7462 | 537.809 | 658.9783 | 988.1503 | 1017.5217 | 0
4.9167 | 419.4675 | 0 | 0 | 371.3549 | 417.4654 | 497.3203 | 671.677 | 685.6185 | 0
5 | 342.1243 | 0 | 0 | 303.3845 | 334.008 | 386.8026 | 505.4151 | 1291.6499 | 0
5.0833 | 172.0817 | 0 | 0 | 0 | 212.1958 | 247.7817 | 359.6182 | 1779.7005 | 0
5.1667 | 179.2959 | 0 | 0 | 0 | 205.629 | 263.8628 | 392.0139 | 1725.5445 | 0
5.25 | 125.5704 | 0 | 0 | 0 | 0 | 246.6674 | 361.8271 | 666.8107 | 0
5.3333 | 5734.6587 | 4162.5205 | 4421.4749 | 4715.2448 | 5110.9021 | 7619.3135 | 7980.7919 | 8140.3446 | 0
5.4167 | 8889.9031 | 4350.8966 | 7605.8573 | 7912.3337 | 9348.7043 | 9432.7448 | 9544.8775 | 9590.2115 | 0
5.5 | 7984.663 | 4132.799 | 5848.3866 | 7627.0255 | 8374.58 | 8422.5773 | 8503.5898 | 9309.0899 | 0
5.5833 | 5731.7054 | 1378.6783 | 2040.5645 | 4539.1476 | 5803.6313 | 7680.9926 | 8047.6105 | 9236.4667 | 0
5.6667 | 5824.6923 | 3623.9145 | 4372.9802 | 5056.9898 | 5754.9722 | 6670.2672 | 7416.8397 | 8182.9813 | 0
5.75 | 1161.6276 | 0 | 490.2909 | 942.6297 | 1093.992 | 1365.5409 | 1824.2512 | 1956.926 | 0
5.8333 | 604.834 | 0 | 248.2738 | 491.0928 | 565.6536 | 713.1059 | 933.9133 | 1017.6104 | 0
5.9167 | 448.2384 | 0 | 160.8811 | 384.1993 | 467.1185 | 557.7015 | 632.0927 | 685.3565 | 0
6 | 372.2551 | 0 | 258.8355 | 308.2604 | 343.8062 | 403.1848 | 494.5175 | 1786.104 | 0
6.0833 | 155.2937 | 0 | 0 | 0 | 217.2459 | 250.7323 | 322.7059 | 563.565 | 0
6.1667 | 149.7599 | 0 | 0 | 0 | 207.7303 | 250.571 | 327.1706 | 367.3479 | 0
6.25 | 139.5772 | 0 | 0 | 0 | 196.6065 | 256.9058 | 319.0564 | 484.7204 | 0
6.3333 | 5507.0754 | 4162.3117 | 4331.0318 | 4561.2359 | 4977.8573 | 5614.915 | 7967.5541 | 8140.3314 | 0
6.4167 | 9040.8662 | 4281.6288 | 7660.8986 | 9259.9249 | 9370.9579 | 9434.5228 | 9559.1414 | 9590.2124 | 0
6.5 | 8023.7483 | 5185.7516 | 5821.1593 | 7628.3179 | 8384.7135 | 8423.231 | 8503.0863 | 8591.8609 | 0
6.5833 | 5849.2347 | 2214.5332 | 3269.8977 | 4814.4439 | 5534.4981 | 7320.611 | 8016.1644 | 9283.0241 | 0
6.6667 | 5788.2356 | 3833.2916 | 4424.6058 | 5025.5531 | 5370.1678 | 6577.9856 | 7845.8926 | 9207.3683 | 0
6.75 | 1109.6258 | 0 | 0 | 926.9566 | 1029.8759 | 1292.2418 | 1915.9068 | 2023.8953 | 0
6.8333 | 557.0753 | 0 | 0 | 469.1408 | 538.9739 | 672.9654 | 983.3281 | 1040.5689 | 0
6.9167 | 407.5435 | 0 | 0 | 360.3818 | 424.5529 | 524.6082 | 658.3008 | 713.6538 | 0
7 | 380.0046 | 0 | 0 | 306.2507 | 340.1296 | 401.9452 | 839.367 | 1523.504 | 0
7.0833 | 164.3396 | 0 | 0 | 0 | 197.964 | 247.47 | 327.3341 | 1501.0402 | 0
7.1667 | 174.5694 | 0 | 0 | 0 | 211.9145 | 250.4875 | 438.2808 | 867.877 | 0
7.25 | 128.7382 | 0 | 0 | 0 | 0 | 249.8484 | 351.7947 | 554.682 | 0
7.3333 | 5591.6069 | 4162.315 | 4388.0193 | 4658.0471 | 5048.7534 | 6299.9534 | 7910.0999 | 8027.1377 | 0
7.4167 | 9038.7134 | 7494.6273 | 7640.2095 | 9262.0601 | 9366.134 | 9430.2657 | 9569.4137 | 9590.2133 | 0
7.5 | 8137.0115 | 4144.9367 | 7450.2613 | 8230.8104 | 8387.4835 | 8425.6052 | 8509.9678 | 9174.0157 | 0
7.5833 | 5842.465 | 143.1532 | 2045.927 | 4981.128 | 5763.5756 | 7530.6725 | 8011.3358 | 8048.3937 | 0
7.6667 | 5638.5322 | 4365.0368 | 4579.4087 | 5008.7488 | 5236.4305 | 5955.4327 | 7846.0348 | 9298.5058 | 0
7.75 | 998.911 | 0 | 0 | 932.7591 | 1010.5934 | 1146.0263 | 1831.4553 | 2029.0641 | 0
7.8333 | 511.6547 | 0 | 0 | 481.8337 | 532.7693 | 599.7894 | 930.7069 | 1060.7293 | 0
7.9167 | 382.0723 | 0 | 0 | 370.0421 | 409.81 | 468.9597 | 617.2435 | 730.0358 | 0
8 | 337.2806 | 0 | 0 | 303.2311 | 332.1487 | 393.5684 | 446.6418 | 1248.7082 | 0
8.0833 | 158.2248 | 0 | 0 | 0 | 204.1465 | 261.9645 | 295.0152 | 1290.0934 | 0
8.1667 | 162.1882 | 0 | 0 | 0 | 207.6892 | 253.5097 | 363.3512 | 771.1193 | 0
8.25 | 136.2342 | 0 | 0 | 0 | 181.1091 | 244.4899 | 325.8427 | 515.5836 | 0
8.3333 | 5815.9555 | 4280.3321 | 4356.8949 | 4616.4204 | 5096.8692 | 7771.6997 | 7999.4074 | 8067.114 | 0
8.4167 | 8939.2613 | 4353.2524 | 7645.6645 | 9167.2295 | 9358.644 | 9437.2097 | 9552.5432 | 9588.56 | 0
8.5 | 8013.4802 | 4206.6319 | 5796.0624 | 7642.7934 | 8382.8929 | 8426.4215 | 8550.9097 | 9312.4806 | 0
8.5833 | 5960.4213 | 987.043 | 2874.9143 | 4921.345 | 5811.2058 | 7592.054 | 8044.7527 | 9291.7943 | 0
8.6667 | 5691.1761 | 3633.2563 | 4497.7514 | 5000.4152 | 5365.6316 | 6187.8022 | 7822.3049 | 9353.8664 | 0
8.75 | 1071.3574 | 0 | 0 | 895.214 | 1036.7448 | 1266.1084 | 1915.4018 | 2142.4072 | 0
8.8333 | 546.9474 | 0 | 0 | 463.1102 | 538.7123 | 661.7763 | 984.4411 | 1115.6704 | 0
8.9167 | 409.0794 | 0 | 0 | 366.4231 | 417.8546 | 494.3502 | 671.9536 | 863.9402 | 0
9 | 379.6992 | 0 | 155.308 | 307.2788 | 339.1623 | 407.5494 | 858.1831 | 1338.2453 | 0
9.0833 | 162.64 | 0 | 0 | 0 | 220.0365 | 249.9696 | 316.4685 | 420.821 | 0
9.1667 | 157.9778 | 0 | 0 | 0 | 203.424 | 240.0002 | 318.0733 | 734.9964 | 0
9.25 | 140.7503 | 0 | 0 | 0 | 159.6186 | 245.2173 | 350.2302 | 648.1018 | 0
9.3333 | 5810.4405 | 4281.9911 | 4414.8054 | 4613.9957 | 5068.7425 | 7729.9128 | 8016.8824 | 8134.5609 | 0
9.4167 | 8891.8791 | 4506.2575 | 7610.1413 | 7854.3141 | 9349.1814 | 9427.5741 | 9540.0356 | 9582.883 | 0
9.5 | 7858.3053 | 4083.4097 | 4731.428 | 7600.5762 | 8373.5162 | 8418.2522 | 8500.0432 | 9446.4853 | 0
9.5833 | 5819.0551 | 136.4275 | 1939.8924 | 4906.519 | 5763.4571 | 7551.603 | 8266.4644 | 9346.4151 | 0
9.6667 | 5777.9581 | 3842.3584 | 4449.9025 | 5106.8208 | 5498.5531 | 6417.619 | 7981.6545 | 9353.8702 | 0
9.75 | 1154.6759 | 0 | 579.402 | 951.8752 | 1073.209 | 1376.8933 | 1881.5583 | 2142.5374 | 0
9.8333 | 582.237 | 0 | 0 | 489.7389 | 553.9964 | 688.1396 | 961.1721 | 1115.7628 | 0
9.9167 | 414.2826 | 0 | 0 | 366.8823 | 429.4668 | 510.3166 | 659.1708 | 777.7926 | 0
10 | 373.1205 | 0 | 193.5744 | 311.6971 | 345.6091 | 410.0521 | 547.5987 | 1291.7937 | 0

## WTP_conc
Plot F - Range of Monthly Effluent Concentration after settling at CVP - Scenario C-1f | [10 empty] | JAN | FEB | MAR | APR | MAY | JUN | JUL | AUG | SEP | OCT | NOV | DEC
[10 empty] | Max | MAY: 0.2; JUN: 0.2; JUL: 0.2; AUG: 0.2; SEP: 0.2; OCT: 0; NOV: 0
[10 empty] | 95% percentile | MAY: 0.2; JUN: 0.2; JUL: 0.2; AUG: 0.2; SEP: 0.2; OCT: 0; NOV: 0
[10 empty] | 75% Percentile | MAY: 0.2; JUN: 0.2; JUL: 0.2; AUG: 0.2; SEP: 0.2; OCT: 0; NOV: 0
[10 empty] | Median | MAY: 0.2; JUN: 0.2; JUL: 0.2; AUG: 0.2; SEP: 0.2; OCT: 0; NOV: 0
[10 empty] | Mean | MAY: 0.2; JUN: 0.2; JUL: 0.2; AUG: 0.2; SEP: 0.2; OCT: 0; NOV: 0
[10 empty] | Min | MAY: 0.2; JUN: 0.2; JUL: 0.2; AUG: 0.2; SEP: 0.2; OCT: 0; NOV: 0
[11 empty] | JAN: MIN |  | MEAN | [12 empty] | MEDIAN | [12 empty] | 75% | [12 empty] | 95% | [12 empty] | MAX
Time (yr) | SelectorWQ:Mean | SelectorWQ:Least Result | SelectorWQ:5% | SelectorWQ:25% | SelectorWQ:Median | SelectorWQ:75% | SelectorWQ:95% | SelectorWQ:Greatest Result | Greatest Result |  | 1 | 2 | 3 | 4 | 5 | 6 | 7 | 8 | 9 | 10 | 11 | 12 |  | 1 | 2 | 3 | 4 | 5 | 6 | 7 | 8 | 9 | 10 | 11 | 12 |  | 1 | 2 | 3 | 4 | 5 | 6 | 7 | 8 | 9 | 10 | 11 | 12 |  | 1 | 2 | 3 | 4 | 5 | 6 | 7 | 8 | 9 | 10 | 11 | 12 |  | 1 | 2 | 3 | 4 | 5 | 6 | 7 | 8 | 9 | 10 | 11 | 12 |  | 1 | 2 | 3 | 4 | 5 | 6 | 7 | 8 | 9 | 10 | 11 | 12
0 | 0 | 0 | 0 | 0 | 0 | 0 | 0 | 0 | 0 | 1 | 0 | 0 | 0 | 0 | 0.2 | 0.2 | 0.2 | 0.2 | 0.2 | 0 | 0 | 0 | 1 | 0 | 0 | 0 | 0 | 0.2 | 0.2 | 0.2 | 0.2 | 0.2 | 0 | 0 | 0 | 1 | 0 | 0 | 0 | 0 | 0.2 | 0.2 | 0.2 | 0.2 | 0.2 | 0 | 0 | 0 | 1 | 0 | 0 | 0 | 0 | 0.2 | 0.2 | 0.2 | 0.2 | 0.2 | 0 | 0 | 0 | 1 | 0 | 0 | 0 | 0 | 0.2 | 0.2 | 0.2 | 0.2 | 0.2 | 0 | 0 | 0 | 1 | 0 | 0 | 0 | 0 | 0.2 | 0.2 | 0.2 | 0.2 | 0.2 | 0 | 0 | 0
0.083333 | 0 | 0 | 0 | 0 | 0 | 0 | 0 | 0 | 0 | 2 | 0 | 0 | 0 | 0 | 0.2 | 0.2 | 0.2 | 0.2 | 0.2 | 0 | 0 | 0 | 2 | 0 | 0 | 0 | 0 | 0.2 | 0.2 | 0.2 | 0.2 | 0.2 | 0 | 0 | 0 | 2 | 0 | 0 | 0 | 0 | 0.2 | 0.2 | 0.2 | 0.2 | 0.2 | 0 | 0 | 0 | 2 | 0 | 0 | 0 | 0 | 0.2 | 0.2 | 0.2 | 0.2 | 0.2 | 0 | 0 | 0 | 2 | 0 | 0 | 0 | 0 | 0.2 | 0.2 | 0.2 | 0.2 | 0.2 | 0 | 0 | 0 | 2 | 0 | 0 | 0 | 0 | 0.2 | 0.2 | 0.2 | 0.2 | 0.2 | 0 | 0 | 0
0.16667 | 0 | 0 | 0 | 0 | 0 | 0 | 0 | 0 | 0 | 3 | 0 | 0 | 0 | 0 | 0.2 | 0.2 | 0.2 | 0.2 | 0.2 | 0 | 0 | 0 | 3 | 0 | 0 | 0 | 0 | 0.2 | 0.2 | 0.2 | 0.2 | 0.2 | 0 | 0 | 0 | 3 | 0 | 0 | 0 | 0 | 0.2 | 0.2 | 0.2 | 0.2 | 0.2 | 0 | 0 | 0 | 3 | 0 | 0 | 0 | 0 | 0.2 | 0.2 | 0.2 | 0.2 | 0.2 | 0 | 0 | 0 | 3 | 0 | 0 | 0 | 0 | 0.2 | 0.2 | 0.2 | 0.2 | 0.2 | 0 | 0 | 0 | 3 | 0 | 0 | 0 | 0 | 0.2 | 0.2 | 0.2 | 0.2 | 0.2 | 0 | 0 | 0
0.25 | 0 | 0 | 0 | 0 | 0 | 0 | 0 | 0 | 0 | 4 | 0 | 0 | 0 | 0 | 0.2 | 0.2 | 0.2 | 0.2 | 0.2 | 0 | 0 | 0 | 4 | 0 | 0 | 0 | 0 | 0.2 | 0.2 | 0.2 | 0.2 | 0.2 | 0 | 0 | 0 | 4 | 0 | 0 | 0 | 0 | 0.2 | 0.2 | 0.2 | 0.2 | 0.2 | 0 | 0 | 0 | 4 | 0 | 0 | 0 | 0 | 0.2 | 0.2 | 0.2 | 0.2 | 0.2 | 0 | 0 | 0 | 4 | 0 | 0 | 0 | 0 | 0.2 | 0.2 | 0.2 | 0.2 | 0.2 | 0 | 0 | 0 | 4 | 0 | 0 | 0 | 0 | 0.2 | 0.2 | 0.2 | 0.2 | 0.2 | 0 | 0 | 0
0.33333 | 0.2 | 0.2 | 0.2 | 0.2 | 0.2 | 0.2 | 0.2 | 0.2 | 0 | 5 | 0 | 0 | 0 | 0 | 0.2 | 0.2 | 0.2 | 0.2 | 0.2 | 0 | 0 | 0 | 5 | 0 | 0 | 0 | 0 | 0.2 | 0.2 | 0.2 | 0.2 | 0.2 | 0 | 0 | 0 | 5 | 0 | 0 | 0 | 0 | 0.2 | 0.2 | 0.2 | 0.2 | 0.2 | 0 | 0 | 0 | 5 | 0 | 0 | 0 | 0 | 0.2 | 0.2 | 0.2 | 0.2 | 0.2 | 0 | 0 | 0 | 5 | 0 | 0 | 0 | 0 | 0.2 | 0.2 | 0.2 | 0.2 | 0.2 | 0 | 0 | 0 | 5 | 0 | 0 | 0 | 0 | 0.2 | 0.2 | 0.2 | 0.2 | 0.2 | 0 | 0 | 0
0.41667 | 0.2 | 0.2 | 0.2 | 0.2 | 0.2 | 0.2 | 0.2 | 0.2 | 0 | 6 | 0 | 0 | 0 | 0 | 0.2 | 0.2 | 0.2 | 0.2 | 0.2 | 0 | 0 | 0 | 6 | 0 | 0 | 0 | 0 | 0.2 | 0.2 | 0.2 | 0.2 | 0.2 | 0 | 0 | 0 | 6 | 0 | 0 | 0 | 0 | 0.2 | 0.2 | 0.2 | 0.2 | 0.2 | 0 | 0 | 0 | 6 | 0 | 0 | 0 | 0 | 0.2 | 0.2 | 0.2 | 0.2 | 0.2 | 0 | 0 | 0 | 6 | 0 | 0 | 0 | 0 | 0.2 | 0.2 | 0.2 | 0.2 | 0.2 | 0 | 0 | 0 | 6 | 0 | 0 | 0 | 0 | 0.2 | 0.2 | 0.2 | 0.2 | 0.2 | 0 | 0 | 0
0.5 | 0.2 | 0.2 | 0.2 | 0.2 | 0.2 | 0.2 | 0.2 | 0.2 | 0 | 7 | 0 | 0 | 0 | 0 | 0.2 | 0.2 | 0.2 | 0.2 | 0.2 | 0 | 0 | 0 | 7 | 0 | 0 | 0 | 0 | 0.2 | 0.2 | 0.2 | 0.2 | 0.2 | 0 | 0 | 0 | 7 | 0 | 0 | 0 | 0 | 0.2 | 0.2 | 0.2 | 0.2 | 0.2 | 0 | 0 | 0 | 7 | 0 | 0 | 0 | 0 | 0.2 | 0.2 | 0.2 | 0.2 | 0.2 | 0 | 0 | 0 | 7 | 0 | 0 | 0 | 0 | 0.2 | 0.2 | 0.2 | 0.2 | 0.2 | 0 | 0 | 0 | 7 | 0 | 0 | 0 | 0 | 0.2 | 0.2 | 0.2 | 0.2 | 0.2 | 0 | 0 | 0
0.58333 | 0.2 | 0.2 | 0.2 | 0.2 | 0.2 | 0.2 | 0.2 | 0.2 | 0 | 8 | 0 | 0 | 0 | 0 | 0.2 | 0.2 | 0.2 | 0.2 | 0.2 | 0 | 0 | 0 | 8 | 0 | 0 | 0 | 0 | 0.2 | 0.2 | 0.2 | 0.2 | 0.2 | 0 | 0 | 0 | 8 | 0 | 0 | 0 | 0 | 0.2 | 0.2 | 0.2 | 0.2 | 0.2 | 0 | 0 | 0 | 8 | 0 | 0 | 0 | 0 | 0.2 | 0.2 | 0.2 | 0.2 | 0.2 | 0 | 0 | 0 | 8 | 0 | 0 | 0 | 0 | 0.2 | 0.2 | 0.2 | 0.2 | 0.2 | 0 | 0 | 0 | 8 | 0 | 0 | 0 | 0 | 0.2 | 0.2 | 0.2 | 0.2 | 0.2 | 0 | 0 | 0
0.66667 | 0.2 | 0.2 | 0.2 | 0.2 | 0.2 | 0.2 | 0.2 | 0.2 | 0 | 9 | 0 | 0 | 0 | 0 | 0.2 | 0.2 | 0.2 | 0.2 | 0.2 | 0 | 0 | 0 | 9 | 0 | 0 | 0 | 0 | 0.2 | 0.2 | 0.2 | 0.2 | 0.2 | 0 | 0 | 0 | 9 | 0 | 0 | 0 | 0 | 0.2 | 0.2 | 0.2 | 0.2 | 0.2 | 0 | 0 | 0 | 9 | 0 | 0 | 0 | 0 | 0.2 | 0.2 | 0.2 | 0.2 | 0.2 | 0 | 0 | 0 | 9 | 0 | 0 | 0 | 0 | 0.2 | 0.2 | 0.2 | 0.2 | 0.2 | 0 | 0 | 0 | 9 | 0 | 0 | 0 | 0 | 0.2 | 0.2 | 0.2 | 0.2 | 0.2 | 0 | 0 | 0
0.75 | 0 | 0 | 0 | 0 | 0 | 0 | 0 | 0 | 0 | 10 | 0 | 0 | 0 | 0 | 0.2 | 0.2 | 0.2 | 0.2 | 0.2 | 0 | 0 | 0 | 10 | 0 | 0 | 0 | 0 | 0.2 | 0.2 | 0.2 | 0.2 | 0.2 | 0 | 0 | 0 | 10 | 0 | 0 | 0 | 0 | 0.2 | 0.2 | 0.2 | 0.2 | 0.2 | 0 | 0 | 0 | 10 | 0 | 0 | 0 | 0 | 0.2 | 0.2 | 0.2 | 0.2 | 0.2 | 0 | 0 | 0 | 10 | 0 | 0 | 0 | 0 | 0.2 | 0.2 | 0.2 | 0.2 | 0.2 | 0 | 0 | 0 | 10 | 0 | 0 | 0 | 0 | 0.2 | 0.2 | 0.2 | 0.2 | 0.2 | 0 | 0 | 0
0.83333 | 0 | 0 | 0 | 0 | 0 | 0 | 0 | 0 | 0
0.91667 | 0 | 0 | 0 | 0 | 0 | 0 | 0 | 0 | 0
1 | 0 | 0 | 0 | 0 | 0 | 0 | 0 | 0 | 0
1.0833 | 0 | 0 | 0 | 0 | 0 | 0 | 0 | 0 | 0
1.1667 | 0 | 0 | 0 | 0 | 0 | 0 | 0 | 0 | 0
1.25 | 0 | 0 | 0 | 0 | 0 | 0 | 0 | 0 | 0
1.3333 | 0.2 | 0.2 | 0.2 | 0.2 | 0.2 | 0.2 | 0.2 | 0.2 | 0
1.4167 | 0.2 | 0.2 | 0.2 | 0.2 | 0.2 | 0.2 | 0.2 | 0.2 | 0
1.5 | 0.2 | 0.2 | 0.2 | 0.2 | 0.2 | 0.2 | 0.2 | 0.2 | 0
1.5833 | 0.2 | 0.2 | 0.2 | 0.2 | 0.2 | 0.2 | 0.2 | 0.2 | 0
1.6667 | 0.2 | 0.2 | 0.2 | 0.2 | 0.2 | 0.2 | 0.2 | 0.2 | 0
1.75 | 0 | 0 | 0 | 0 | 0 | 0 | 0 | 0 | 0
1.8333 | 0 | 0 | 0 | 0 | 0 | 0 | 0 | 0 | 0
1.9167 | 0 | 0 | 0 | 0 | 0 | 0 | 0 | 0 | 0
2 | 0 | 0 | 0 | 0 | 0 | 0 | 0 | 0 | 0
2.0833 | 0 | 0 | 0 | 0 | 0 | 0 | 0 | 0 | 0
2.1667 | 0 | 0 | 0 | 0 | 0 | 0 | 0 | 0 | 0
2.25 | 0 | 0 | 0 | 0 | 0 | 0 | 0 | 0 | 0
2.3333 | 0.2 | 0.2 | 0.2 | 0.2 | 0.2 | 0.2 | 0.2 | 0.2 | 0
2.4167 | 0.2 | 0.2 | 0.2 | 0.2 | 0.2 | 0.2 | 0.2 | 0.2 | 0
2.5 | 0.2 | 0.2 | 0.2 | 0.2 | 0.2 | 0.2 | 0.2 | 0.2 | 0
2.5833 | 0.2 | 0.2 | 0.2 | 0.2 | 0.2 | 0.2 | 0.2 | 0.2 | 0
2.6667 | 0.2 | 0.2 | 0.2 | 0.2 | 0.2 | 0.2 | 0.2 | 0.2 | 0
2.75 | 0 | 0 | 0 | 0 | 0 | 0 | 0 | 0 | 0
2.8333 | 0 | 0 | 0 | 0 | 0 | 0 | 0 | 0 | 0
2.9167 | 0 | 0 | 0 | 0 | 0 | 0 | 0 | 0 | 0
3 | 0 | 0 | 0 | 0 | 0 | 0 | 0 | 0 | 0
3.0833 | 0 | 0 | 0 | 0 | 0 | 0 | 0 | 0 | 0
3.1667 | 0 | 0 | 0 | 0 | 0 | 0 | 0 | 0 | 0
3.25 | 0 | 0 | 0 | 0 | 0 | 0 | 0 | 0 | 0
3.3333 | 0.2 | 0.2 | 0.2 | 0.2 | 0.2 | 0.2 | 0.2 | 0.2 | 0
3.4167 | 0.2 | 0.2 | 0.2 | 0.2 | 0.2 | 0.2 | 0.2 | 0.2 | 0
3.5 | 0.2 | 0.2 | 0.2 | 0.2 | 0.2 | 0.2 | 0.2 | 0.2 | 0
3.5833 | 0.2 | 0.2 | 0.2 | 0.2 | 0.2 | 0.2 | 0.2 | 0.2 | 0
3.6667 | 0.2 | 0.2 | 0.2 | 0.2 | 0.2 | 0.2 | 0.2 | 0.2 | 0
3.75 | 0 | 0 | 0 | 0 | 0 | 0 | 0 | 0 | 0
3.8333 | 0 | 0 | 0 | 0 | 0 | 0 | 0 | 0 | 0
3.9167 | 0 | 0 | 0 | 0 | 0 | 0 | 0 | 0 | 0
4 | 0 | 0 | 0 | 0 | 0 | 0 | 0 | 0 | 0
4.0833 | 0 | 0 | 0 | 0 | 0 | 0 | 0 | 0 | 0
4.1667 | 0 | 0 | 0 | 0 | 0 | 0 | 0 | 0 | 0
4.25 | 0 | 0 | 0 | 0 | 0 | 0 | 0 | 0 | 0
4.3333 | 0.2 | 0.2 | 0.2 | 0.2 | 0.2 | 0.2 | 0.2 | 0.2 | 0
4.4167 | 0.2 | 0.2 | 0.2 | 0.2 | 0.2 | 0.2 | 0.2 | 0.2 | 0
4.5 | 0.2 | 0.2 | 0.2 | 0.2 | 0.2 | 0.2 | 0.2 | 0.2 | 0
4.5833 | 0.2 | 0.2 | 0.2 | 0.2 | 0.2 | 0.2 | 0.2 | 0.2 | 0
4.6667 | 0.2 | 0.2 | 0.2 | 0.2 | 0.2 | 0.2 | 0.2 | 0.2 | 0
4.75 | 0 | 0 | 0 | 0 | 0 | 0 | 0 | 0 | 0
4.8333 | 0 | 0 | 0 | 0 | 0 | 0 | 0 | 0 | 0
4.9167 | 0 | 0 | 0 | 0 | 0 | 0 | 0 | 0 | 0
5 | 0 | 0 | 0 | 0 | 0 | 0 | 0 | 0 | 0
5.0833 | 0 | 0 | 0 | 0 | 0 | 0 | 0 | 0 | 0
5.1667 | 0 | 0 | 0 | 0 | 0 | 0 | 0 | 0 | 0
5.25 | 0 | 0 | 0 | 0 | 0 | 0 | 0 | 0 | 0
5.3333 | 0.2 | 0.2 | 0.2 | 0.2 | 0.2 | 0.2 | 0.2 | 0.2 | 0
5.4167 | 0.2 | 0.2 | 0.2 | 0.2 | 0.2 | 0.2 | 0.2 | 0.2 | 0
5.5 | 0.2 | 0.2 | 0.2 | 0.2 | 0.2 | 0.2 | 0.2 | 0.2 | 0
5.5833 | 0.2 | 0.2 | 0.2 | 0.2 | 0.2 | 0.2 | 0.2 | 0.2 | 0
5.6667 | 0.2 | 0.2 | 0.2 | 0.2 | 0.2 | 0.2 | 0.2 | 0.2 | 0
5.75 | 0 | 0 | 0 | 0 | 0 | 0 | 0 | 0 | 0
5.8333 | 0 | 0 | 0 | 0 | 0 | 0 | 0 | 0 | 0
5.9167 | 0 | 0 | 0 | 0 | 0 | 0 | 0 | 0 | 0
6 | 0 | 0 | 0 | 0 | 0 | 0 | 0 | 0 | 0
6.0833 | 0 | 0 | 0 | 0 | 0 | 0 | 0 | 0 | 0
6.1667 | 0 | 0 | 0 | 0 | 0 | 0 | 0 | 0 | 0
6.25 | 0 | 0 | 0 | 0 | 0 | 0 | 0 | 0 | 0
6.3333 | 0.2 | 0.2 | 0.2 | 0.2 | 0.2 | 0.2 | 0.2 | 0.2 | 0
6.4167 | 0.2 | 0.2 | 0.2 | 0.2 | 0.2 | 0.2 | 0.2 | 0.2 | 0
6.5 | 0.2 | 0.2 | 0.2 | 0.2 | 0.2 | 0.2 | 0.2 | 0.2 | 0
6.5833 | 0.2 | 0.2 | 0.2 | 0.2 | 0.2 | 0.2 | 0.2 | 0.2 | 0
6.6667 | 0.2 | 0.2 | 0.2 | 0.2 | 0.2 | 0.2 | 0.2 | 0.2 | 0
6.75 | 0 | 0 | 0 | 0 | 0 | 0 | 0 | 0 | 0
6.8333 | 0 | 0 | 0 | 0 | 0 | 0 | 0 | 0 | 0
6.9167 | 0 | 0 | 0 | 0 | 0 | 0 | 0 | 0 | 0
7 | 0 | 0 | 0 | 0 | 0 | 0 | 0 | 0 | 0
7.0833 | 0 | 0 | 0 | 0 | 0 | 0 | 0 | 0 | 0
7.1667 | 0 | 0 | 0 | 0 | 0 | 0 | 0 | 0 | 0
7.25 | 0 | 0 | 0 | 0 | 0 | 0 | 0 | 0 | 0
7.3333 | 0.2 | 0.2 | 0.2 | 0.2 | 0.2 | 0.2 | 0.2 | 0.2 | 0
7.4167 | 0.2 | 0.2 | 0.2 | 0.2 | 0.2 | 0.2 | 0.2 | 0.2 | 0
7.5 | 0.2 | 0.2 | 0.2 | 0.2 | 0.2 | 0.2 | 0.2 | 0.2 | 0
7.5833 | 0.2 | 0.2 | 0.2 | 0.2 | 0.2 | 0.2 | 0.2 | 0.2 | 0
7.6667 | 0.2 | 0.2 | 0.2 | 0.2 | 0.2 | 0.2 | 0.2 | 0.2 | 0
7.75 | 0 | 0 | 0 | 0 | 0 | 0 | 0 | 0 | 0
7.8333 | 0 | 0 | 0 | 0 | 0 | 0 | 0 | 0 | 0
7.9167 | 0 | 0 | 0 | 0 | 0 | 0 | 0 | 0 | 0
8 | 0 | 0 | 0 | 0 | 0 | 0 | 0 | 0 | 0
8.0833 | 0 | 0 | 0 | 0 | 0 | 0 | 0 | 0 | 0
8.1667 | 0 | 0 | 0 | 0 | 0 | 0 | 0 | 0 | 0
8.25 | 0 | 0 | 0 | 0 | 0 | 0 | 0 | 0 | 0
8.3333 | 0.2 | 0.2 | 0.2 | 0.2 | 0.2 | 0.2 | 0.2 | 0.2 | 0
8.4167 | 0.2 | 0.2 | 0.2 | 0.2 | 0.2 | 0.2 | 0.2 | 0.2 | 0
8.5 | 0.2 | 0.2 | 0.2 | 0.2 | 0.2 | 0.2 | 0.2 | 0.2 | 0
8.5833 | 0.2 | 0.2 | 0.2 | 0.2 | 0.2 | 0.2 | 0.2 | 0.2 | 0
8.6667 | 0.2 | 0.2 | 0.2 | 0.2 | 0.2 | 0.2 | 0.2 | 0.2 | 0
8.75 | 0 | 0 | 0 | 0 | 0 | 0 | 0 | 0 | 0
8.8333 | 0 | 0 | 0 | 0 | 0 | 0 | 0 | 0 | 0
8.9167 | 0 | 0 | 0 | 0 | 0 | 0 | 0 | 0 | 0
9 | 0 | 0 | 0 | 0 | 0 | 0 | 0 | 0 | 0
9.0833 | 0 | 0 | 0 | 0 | 0 | 0 | 0 | 0 | 0
9.1667 | 0 | 0 | 0 | 0 | 0 | 0 | 0 | 0 | 0
9.25 | 0 | 0 | 0 | 0 | 0 | 0 | 0 | 0 | 0
9.3333 | 0.2 | 0.2 | 0.2 | 0.2 | 0.2 | 0.2 | 0.2 | 0.2 | 0
9.4167 | 0.2 | 0.2 | 0.2 | 0.2 | 0.2 | 0.2 | 0.2 | 0.2 | 0
9.5 | 0.2 | 0.2 | 0.2 | 0.2 | 0.2 | 0.2 | 0.2 | 0.2 | 0
9.5833 | 0.2 | 0.2 | 0.2 | 0.2 | 0.2 | 0.2 | 0.2 | 0.2 | 0
9.6667 | 0.2 | 0.2 | 0.2 | 0.2 | 0.2 | 0.2 | 0.2 | 0.2 | 0
9.75 | 0 | 0 | 0 | 0 | 0 | 0 | 0 | 0 | 0
9.8333 | 0 | 0 | 0 | 0 | 0 | 0 | 0 | 0 | 0
9.9167 | 0 | 0 | 0 | 0 | 0 | 0 | 0 | 0 | 0
10 | 0 | 0 | 0 | 0 | 0 | 0 | 0 | 0 | 0