## Summary
Figure C-6
Scenario C-1g Results
Faro Mine Remediation Project
C-1g

## Data
X14 WQ | [9 empty] | FaroPitElevation | [9 empty] | WTP Flows | [9 empty] | WTP Concentration for Zn | [10 empty] | CVP | [9 empty] | CVP WQ | [9 empty] | CVPReleases
Time (yr) | SelectorWQ:Mean | SelectorWQ:Least Result | SelectorWQ:5% | SelectorWQ:25% | SelectorWQ:Median | SelectorWQ:75% | SelectorWQ:95% | SelectorWQ:Greatest Result | Greatest Result | Time (yr) | Faro_Elevation:Mean | Faro_Elevation:Least Result | Faro_Elevation:5% | Faro_Elevation:25% | Faro_Elevation:Median | Faro_Elevation:75% | Faro_Elevation:95% | Faro_Elevation:Greatest Result | Greatest Result | Time (yr) | Total_Faro_Discharge:Mean | Total_Faro_Discharge:Least Result | Total_Faro_Discharge:5% | Total_Faro_Discharge:25% | Total_Faro_Discharge:Median | Total_Faro_Discharge:75% | Total_Faro_Discharge:95% | Total_Faro_Discharge:Greatest Result | Greatest Result | Time (yr) | SelectorWQ:Mean | SelectorWQ:Least Result | SelectorWQ:5% | SelectorWQ:25% | SelectorWQ:Median | SelectorWQ:75% | SelectorWQ:95% | SelectorWQ:Greatest Result | Greatest Result |  | Time (yr) | CVD_Elevation:Mean | CVD_Elevation:Least Result | CVD_Elevation:5% | CVD_Elevation:25% | CVD_Elevation:Median | CVD_Elevation:75% | CVD_Elevation:95% | CVD_Elevation:Greatest Result | Greatest Result | Time (yr) | SelectorWQ:Mean | SelectorWQ:Least Result | SelectorWQ:5% | SelectorWQ:25% | SelectorWQ:Median | SelectorWQ:75% | SelectorWQ:95% | SelectorWQ:Greatest Result | Greatest Result | Time (yr) | X14:Mean | X14:Least Result | X14:5% | X14:25% | X14:Median | X14:75% | X14:95% | X14:Greatest Result
0 | 0.047619 | 0.038118 | 0.041441 | 0.044321 | 0.047181 | 0.050068 | 0.054432 | 0.066826 |  | 0 | 1141.6 | 1141.6 | 1141.6 | 1141.6 | 1141.6 | 1141.6 | 1141.6 | 1141.6 |  | 0 | 0 | 0 | 0 | 0 | 0 | 0 | 0 | 0 |  | 0 | 0 | 0 | 0 | 0 | 0 | 0 | 0 | 0 |  | jan | 0 | 1027.796 | 1027.796 | 1027.796 | 1027.796 | 1027.796 | 1027.796 | 1027.796 | 1027.796 |  | 0 | 0.299 | 0.299 | 0.299 | 0.299 | 0.299 | 0.299 | 0.299 | 0.299 |  | 0 | 1051.5066 | 916.1108 | 978.3126 | 1022.2575 | 1046.9385 | 1081.7149 | 1132.9825 | 1165.2664
0.083333 | 0.038043 | 0.019512 | 0.02995 | 0.033648 | 0.038114 | 0.042197 | 0.047894 | 0.052609 |  | 0.083333 | 1142.1144 | 1141.8608 | 1141.9574 | 1142.031 | 1142.094 | 1142.1949 | 1142.3311 | 1142.4292 |  | 0.083333 | 0 | 0 | 0 | 0 | 0 | 0 | 0 | 0 |  | 0.083333 | 0 | 0 | 0 | 0 | 0 | 0 | 0 | 0 |  | feb | 0.083333 | 1027.1583 | 1027.1583 | 1027.1583 | 1027.1583 | 1027.1583 | 1027.1583 | 1027.1583 | 1027.1583 |  | 0.083333 | 0.2193 | 0.065281 | 0.12177 | 0.17746 | 0.22008 | 0.25885 | 0.31498 | 0.37192 |  | 0.083333 | 586.7558 | 0 | 523.9767 | 580.0447 | 588.5939 | 619.7374 | 655.7254 | 689.6122
0.16667 | 0.03666 | 0.021283 | 0.025838 | 0.032062 | 0.036861 | 0.042078 | 0.046589 | 0.053057 |  | 0.16667 | 1142.732 | 1142.1022 | 1142.4265 | 1142.6091 | 1142.705 | 1142.897 | 1143.08 | 1143.1985 |  | 0.16667 | 0 | 0 | 0 | 0 | 0 | 0 | 0 | 0 |  | 0.16667 | 0 | 0 | 0 | 0 | 0 | 0 | 0 | 0 |  | mar | 0.16667 | 1026.8438 | 1026.8325 | 1026.8325 | 1026.8325 | 1026.8325 | 1026.8325 | 1026.8325 | 1027.3973 |  | 0.16667 | 0.22334 | 0.058038 | 0.11406 | 0.18309 | 0.21911 | 0.27506 | 0.32908 | 0.3656 |  | 0.16667 | 396.4682 | 0 | 308.8274 | 384.19 | 397.9128 | 429.6276 | 464.6994 | 494.787
0.25 | 0.031112 | 0.02353 | 0.025452 | 0.028051 | 0.031138 | 0.033807 | 0.037445 | 0.040401 |  | 0.25 | 1143.2349 | 1142.4604 | 1142.9292 | 1143.1226 | 1143.208 | 1143.3934 | 1143.5818 | 1143.7701 |  | 0.25 | 0 | 0 | 0 | 0 | 0 | 0 | 0 | 0 |  | 0.25 | 0 | 0 | 0 | 0 | 0 | 0 | 0 | 0 |  | apr | 0.25 | 1026.6895 | 1026.6663 | 1026.6663 | 1026.6663 | 1026.6663 | 1026.6663 | 1026.6663 | 1027.6312 |  | 0.25 | 0.19466 | 0.0048204 | 0.076548 | 0.14771 | 0.19563 | 0.24602 | 0.28784 | 0.34381 |  | 0.25 | 310.7126 | 0 | 0 | 309.343 | 328.4518 | 368.8512 | 408.6356 | 438.5432
0.33333 | 0.03504 | 0.012631 | 0.016048 | 0.023799 | 0.033305 | 0.044633 | 0.058348 | 0.078428 |  | 0.33333 | 1143.6577 | 1142.8105 | 1143.2725 | 1143.5042 | 1143.6125 | 1143.8727 | 1144.1201 | 1144.363 |  | 0.33333 | 8099.9999 | 8099.9999 | 8099.9999 | 8099.9999 | 8099.9999 | 8099.9999 | 8099.9999 | 8099.9999 |  | 0.33333 | 0.3 | 0.3 | 0.3 | 0.3 | 0.3 | 0.3 | 0.3 | 0.3 |  | may | 0.33333 | 1026.6325 | 1026.5831 | 1026.5831 | 1026.5831 | 1026.5831 | 1026.5831 | 1026.8901 | 1027.8916 |  | 0.33333 | 0.12267 | 0.0007614 | 0.0059164 | 0.082598 | 0.12828 | 0.17175 | 0.21408 | 0.2454 |  | 0.33333 | 6695.4072 | 4251.8998 | 4451.6885 | 4655.245 | 7841.7631 | 7908.7975 | 8084.3992 | 8178.6553
0.41667 | 0.043954 | 0.026365 | 0.02921 | 0.037846 | 0.044105 | 0.04883 | 0.057241 | 0.070595 |  | 0.41667 | 1142.0631 | 1141.0376 | 1141.5002 | 1141.7765 | 1141.8962 | 1142.4246 | 1142.9902 | 1143.2764 |  | 0.41667 | 8099.9999 | 8099.9999 | 8099.9999 | 8099.9999 | 8099.9999 | 8099.9999 | 8099.9999 | 8099.9999 |  | 0.41667 | 0.3 | 0.3 | 0.3 | 0.3 | 0.3 | 0.3 | 0.3 | 0.3 |  | jun | 0.41667 | 1027.6468 | 1026.5433 | 1026.5437 | 1026.5439 | 1026.5442 | 1029.4474 | 1029.4474 | 1029.4474 |  | 0.41667 | 0.23129 | 0.16538 | 0.1811 | 0.19923 | 0.22979 | 0.26115 | 0.28919 | 0.33727 |  | 0.41667 | 8376.1142 | 7517.5584 | 7636.7668 | 7710.3697 | 7797.8661 | 9370.7161 | 9508.4403 | 9589.7854
0.5 | 0.054197 | 0.03741 | 0.042388 | 0.048676 | 0.052964 | 0.05945 | 0.070055 | 0.075842 |  | 0.5 | 1140.9335 | 1139.5774 | 1140.314 | 1140.6885 | 1140.8474 | 1141.2874 | 1141.7146 | 1142.0573 |  | 0.5 | 7987.2214 | 4923.705 | 7602.1761 | 8099.9999 | 8099.9999 | 8099.9999 | 8099.9999 | 8099.9999 |  | 0.5 | 0.3 | 0.3 | 0.3 | 0.3 | 0.3 | 0.3 | 0.3 | 0.3 |  | jul | 0.5 | 1027.0889 | 1026.5216 | 1026.5219 | 1026.522 | 1026.5221 | 1028.0145 | 1028.0145 | 1028.0145 |  | 0.5 | 0.23202 | 0.14359 | 0.16909 | 0.20209 | 0.2261 | 0.25569 | 0.3124 | 0.35848 |  | 0.5 | 7846.2171 | 5978.9717 | 7438.5822 | 7558.0802 | 7635.4234 | 8397.8644 | 8490.5296 | 8591.6427
0.58333 | 0.047189 | 0.019966 | 0.029653 | 0.041091 | 0.04584 | 0.053319 | 0.063818 | 0.074028 |  | 0.58333 | 1139.7191 | 1138.9008 | 1138.9009 | 1139.306 | 1139.5647 | 1140.2234 | 1140.7085 | 1141.1641 |  | 0.58333 | 5825.3054 | 2720.0062 | 3087.1655 | 4624.9293 | 5532.2307 | 7828.6797 | 8099.9999 | 8099.9999 |  | 0.58333 | 0.3 | 0.3 | 0.3 | 0.3 | 0.3 | 0.3 | 0.3 | 0.3 |  | aug | 0.58333 | 1026.7985 | 1026.5109 | 1026.511 | 1026.511 | 1026.511 | 1027.2678 | 1027.2678 | 1027.2678 |  | 0.58333 | 0.22937 | 0.068688 | 0.14242 | 0.1781 | 0.23405 | 0.26249 | 0.35534 | 0.37278 |  | 0.58333 | 6644.3355 | 2457.2896 | 4085.6374 | 5911.6907 | 6964.4911 | 7572.7532 | 8011.5351 | 8049.33
0.66667 | 0.048037 | 0.040229 | 0.042878 | 0.045052 | 0.047513 | 0.049644 | 0.055263 | 0.072163 |  | 0.66667 | 1139.0147 | 1138.9271 | 1138.9271 | 1138.9276 | 1138.9277 | 1138.9281 | 1139.498 | 1140.1047 |  | 0.66667 | 3784.5922 | 2738.2638 | 3162.5402 | 3336.075 | 3441.2305 | 3733.4678 | 5702.2267 | 7783.3315 |  | 0.66667 | 0.3 | 0.3 | 0.3 | 0.3 | 0.3 | 0.3 | 0.3 | 0.3 |  | sep | 0.66667 | 1026.7105 | 1026.5054 | 1026.5055 | 1026.5055 | 1026.5055 | 1026.8896 | 1026.8896 | 1029.4597 |  | 0.66667 | 0.30775 | 0.2114 | 0.28673 | 0.30105 | 0.31076 | 0.31606 | 0.32747 | 0.36231 |  | 0.66667 | 5224.5529 | 3597.4501 | 4318.5596 | 4707.7364 | 4940.0119 | 5415.711 | 7482.979 | 7846.1401
0.75 | 0.026738 | 0.016406 | 0.019339 | 0.024015 | 0.026353 | 0.029393 | 0.033626 | 0.044986 |  | 0.75 | 1138.9722 | 1138.9702 | 1138.972 | 1138.9723 | 1138.9723 | 1138.9723 | 1138.9723 | 1138.9723 |  | 0.75 | 0 | 0 | 0 | 0 | 0 | 0 | 0 | 0 |  | 0.75 | 0 | 0 | 0 | 0 | 0 | 0 | 0 | 0 |  | oct | 0.75 | 1026.6075 | 1026.5027 | 1026.5027 | 1026.5027 | 1026.5028 | 1026.6948 | 1026.6948 | 1028.0208 |  | 0.75 | 0.27877 | 0.0078463 | 0.13243 | 0.22383 | 0.28164 | 0.34117 | 0.41204 | 0.50885 |  | 0.75 | 984.2791 | 0 | 728.6393 | 885.2939 | 982.377 | 1084.3783 | 1273.6481 | 1715.5892
0.83333 | 0.028228 | 0.017202 | 0.02267 | 0.025559 | 0.027967 | 0.030619 | 0.034644 | 0.043672 |  | 0.83333 | 1140.0595 | 1139.8254 | 1139.9614 | 1140.0159 | 1140.0496 | 1140.1162 | 1140.1825 | 1140.2637 |  | 0.83333 | 0 | 0 | 0 | 0 | 0 | 0 | 0 | 0 |  | 0.83333 | 0 | 0 | 0 | 0 | 0 | 0 | 0 | 0 |  | nov | 0.83333 | 1026.5715 | 1026.5013 | 1026.5013 | 1026.5013 | 1026.5013 | 1026.5974 | 1026.5974 | 1027.5341 |  | 0.83333 | 0.24577 | 0.012395 | 0.11862 | 0.19251 | 0.2465 | 0.3017 | 0.36442 | 0.44928 |  | 0.83333 | 517.5074 | 0 | 376.0406 | 469.7301 | 508.7792 | 568.0705 | 674.0343 | 895.3487
0.91667 | 0.025287 | 0.01368 | 0.019179 | 0.022389 | 0.02598 | 0.027987 | 0.030266 | 0.037819 |  | 0.91667 | 1140.7645 | 1140.2913 | 1140.5454 | 1140.672 | 1140.7366 | 1140.8896 | 1141.0347 | 1141.1713 |  | 0.91667 | 0 | 0 | 0 | 0 | 0 | 0 | 0 | 0 |  | 0.91667 | 0 | 0 | 0 | 0 | 0 | 0 | 0 | 0 |  | dec | 0.91667 | 1026.5537 | 1026.5007 | 1026.5007 | 1026.5007 | 1026.5007 | 1026.5487 | 1026.5487 | 1027.9835 |  | 0.91667 | 0.23175 | 0.017937 | 0.11789 | 0.18703 | 0.23261 | 0.28255 | 0.34469 | 0.4166 |  | 0.91667 | 406.8471 | 0 | 253.4072 | 376.2059 | 403.1207 | 460.9843 | 543.7848 | 588.7966
1 | 0.026634 | 0.017402 | 0.020977 | 0.023946 | 0.026678 | 0.028831 | 0.032591 | 0.035535 |  | 1 | 1141.2975 | 1140.5989 | 1140.9607 | 1141.1525 | 1141.2571 | 1141.4755 | 1141.7051 | 1141.9292 |  | 1 | 0 | 0 | 0 | 0 | 0 | 0 | 0 | 0 |  | 1 | 0 | 0 | 0 | 0 | 0 | 0 | 0 | 0 |  | jan | 1 | 1026.5482 | 1026.5004 | 1026.5004 | 1026.5004 | 1026.5004 | 1026.5243 | 1026.527 | 1028.3683 |  | 1 | 0.25799 | 0.047449 | 0.14876 | 0.21368 | 0.25984 | 0.30947 | 0.36702 | 0.43257 |  | 1 | 320.7187 | 0 | 224.0386 | 297.5279 | 316.8765 | 357.4374 | 433.8758 | 480.7042
1.0833 | 0.026217 | 0.018291 | 0.019646 | 0.022827 | 0.026618 | 0.029177 | 0.03285 | 0.038402 |  | 1.0833 | 1141.7774 | 1141.0784 | 1141.3789 | 1141.5887 | 1141.7236 | 1141.9694 | 1142.2542 | 1142.668 |  | 1.0833 | 0 | 0 | 0 | 0 | 0 | 0 | 0 | 0 |  | 1.0833 | 0 | 0 | 0 | 0 | 0 | 0 | 0 | 0 |  | feb | 1.0833 | 1026.548 | 1026.5001 | 1026.5001 | 1026.5001 | 1026.5001 | 1026.5122 | 1026.5244 | 1028.6973 |  | 1.0833 | 0.16397 | 2.5573e-05 | 0.028319 | 0.10084 | 0.15758 | 0.22155 | 0.31113 | 0.41148 |  | 1.0833 | 175.8084 | 0 | 0 | 0 | 219.4264 | 246.7151 | 296.7087 | 331.7261
1.1667 | 0.028701 | 0.012793 | 0.016152 | 0.024549 | 0.028888 | 0.033878 | 0.039089 | 0.04494 |  | 1.1667 | 1142.2475 | 1141.4377 | 1141.6199 | 1141.9014 | 1142.1235 | 1142.6199 | 1143.0229 | 1143.1787 |  | 1.1667 | 0 | 0 | 0 | 0 | 0 | 0 | 0 | 0 |  | 1.1667 | 0 | 0 | 0 | 0 | 0 | 0 | 0 | 0 |  | mar | 1.1667 | 1026.5976 | 1026.5001 | 1026.5001 | 1026.5001 | 1026.5061 | 1026.549 | 1026.7441 | 1028.9305 |  | 1.1667 | 0.17176 | 0.000481 | 0.032348 | 0.10713 | 0.16962 | 0.23169 | 0.33267 | 0.41752 |  | 1.1667 | 182.8485 | 0 | 0 | 171.2829 | 212.2193 | 252.0083 | 319.3678 | 419.2506
1.25 | 0.027879 | 0.017508 | 0.020674 | 0.024638 | 0.027393 | 0.030948 | 0.036335 | 0.038142 |  | 1.25 | 1142.7868 | 1141.7793 | 1141.8352 | 1142.3827 | 1142.814 | 1143.1853 | 1143.4741 | 1143.7036 |  | 1.25 | 0 | 0 | 0 | 0 | 0 | 0 | 0 | 0 |  | 1.25 | 0 | 0 | 0 | 0 | 0 | 0 | 0 | 0 |  | apr | 1.25 | 1026.6344 | 1026.5 | 1026.5 | 1026.5 | 1026.5031 | 1026.6046 | 1026.9663 | 1029.1433 |  | 1.25 | 0.14493 | 0.00038491 | 0.00077256 | 0.081589 | 0.14174 | 0.19247 | 0.31167 | 0.39205 |  | 1.25 | 159.3289 | 0 | 0 | 0 | 218.236 | 248.9433 | 350.4043 | 505.7897
1.3333 | 0.036451 | 0.011912 | 0.013482 | 0.022842 | 0.035333 | 0.047936 | 0.067106 | 0.07355 |  | 1.3333 | 1143.2843 | 1141.9697 | 1142.3933 | 1142.9424 | 1143.314 | 1143.6558 | 1143.9048 | 1144.3016 |  | 1.3333 | 8099.9999 | 8099.9999 | 8099.9999 | 8099.9999 | 8099.9999 | 8099.9999 | 8099.9999 | 8099.9999 |  | 1.3333 | 0.3 | 0.3 | 0.3 | 0.3 | 0.3 | 0.3 | 0.3 | 0.3 |  | may | 1.3333 | 1026.7127 | 1026.5 | 1026.5 | 1026.5 | 1026.5017 | 1026.7812 | 1027.2175 | 1029.3895 |  | 1.3333 | 0.081081 | 0.00040464 | 0.00066236 | 0.013343 | 0.064668 | 0.11859 | 0.25172 | 0.31547 |  | 1.3333 | 5886.1431 | 4162.315 | 4369.1412 | 4582.6998 | 5058.2558 | 7818.8859 | 7977.4154 | 8092.201
1.4167 | 0.042681 | 0.026072 | 0.026676 | 0.036892 | 0.042485 | 0.048049 | 0.061738 | 0.070421 |  | 1.4167 | 1141.6696 | 1140.5234 | 1141.0242 | 1141.2484 | 1141.6304 | 1142.0258 | 1142.454 | 1143.183 |  | 1.4167 | 8099.9999 | 8099.9999 | 8099.9999 | 8099.9999 | 8099.9999 | 8099.9999 | 8099.9999 | 8099.9999 |  | 1.4167 | 0.3 | 0.3 | 0.3 | 0.3 | 0.3 | 0.3 | 0.3 | 0.3 |  | jun | 1.4167 | 1028.3828 | 1026.5 | 1026.5 | 1026.5007 | 1029.443 | 1029.4468 | 1029.4481 | 1029.4481 |  | 1.4167 | 0.22049 | 0.16543 | 0.17135 | 0.18854 | 0.21096 | 0.24768 | 0.29704 | 0.34559 |  | 1.4167 | 8790.5239 | 7494.6618 | 7608.497 | 7737.8431 | 9335.8641 | 9436.6523 | 9570.7807 | 9590.22
1.5 | 0.053458 | 0.031021 | 0.039251 | 0.047942 | 0.054003 | 0.059304 | 0.068444 | 0.072979 |  | 1.5 | 1140.5373 | 1138.915 | 1139.7114 | 1140.1323 | 1140.5521 | 1140.999 | 1141.3802 | 1141.9174 |  | 1.5 | 7534.1359 | 2799.25 | 5655.5427 | 7373.2441 | 8099.9999 | 8099.9999 | 8099.9999 | 8099.9999 |  | 1.5 | 0.3 | 0.3 | 0.3 | 0.3 | 0.3 | 0.3 | 0.3 | 0.3 |  | jul | 1.5 | 1027.4727 | 1026.5 | 1026.5 | 1026.5004 | 1028.0122 | 1028.0145 | 1028.0149 | 1028.1882 |  | 1.5 | 0.23798 | 0.11913 | 0.16356 | 0.21373 | 0.23942 | 0.26859 | 0.30931 | 0.32739 |  | 1.5 | 7973.1816 | 4069.7505 | 7031.0508 | 7562.393 | 8345.8312 | 8425.6931 | 8510.221 | 8591.8656
1.5833 | 0.045376 | 0.014085 | 0.028929 | 0.039146 | 0.044656 | 0.05106 | 0.062305 | 0.077111 |  | 1.5833 | 1139.388 | 1138.9008 | 1138.901 | 1138.9014 | 1139.1667 | 1139.8013 | 1140.384 | 1141.0518 |  | 1.5833 | 4864.1709 | 2613.5021 | 2984.6386 | 3350.1767 | 4264.1211 | 6356.9593 | 8099.9999 | 8099.9999 |  | 1.5833 | 0.3 | 0.3 | 0.3 | 0.3 | 0.3 | 0.3 | 0.3 | 0.3 |  | aug | 1.5833 | 1026.9949 | 1026.5 | 1026.5 | 1026.5002 | 1027.2666 | 1027.2678 | 1027.3177 | 1027.3612 |  | 1.5833 | 0.2385 | 0.013408 | 0.15601 | 0.19715 | 0.23851 | 0.27606 | 0.33316 | 0.38219 |  | 1.5833 | 6038.8195 | 651.9841 | 4056.4786 | 4811.3456 | 5817.2154 | 7746.3648 | 8031.2531 | 8075.5525
1.6667 | 0.046198 | 0.038563 | 0.040822 | 0.043055 | 0.045681 | 0.048979 | 0.053299 | 0.060097 |  | 1.6667 | 1138.9659 | 1138.9215 | 1138.9272 | 1138.9276 | 1138.928 | 1138.9281 | 1139.1245 | 1140.0052 |  | 1.6667 | 3598.6205 | 2647.2088 | 2884.1296 | 3286.3234 | 3401.7861 | 3799.1173 | 4786.1046 | 7729.5179 |  | 1.6667 | 0.3 | 0.3 | 0.3 | 0.3 | 0.3 | 0.3 | 0.3 | 0.3 |  | sep | 1.6667 | 1026.7817 | 1026.5 | 1026.5 | 1026.5001 | 1026.889 | 1026.8898 | 1026.9312 | 1029.4597 |  | 1.6667 | 0.29546 | 0.14907 | 0.26607 | 0.28849 | 0.30037 | 0.30687 | 0.3189 | 0.32684 |  | 1.6667 | 5068.9698 | 3503.5202 | 3988.3407 | 4643.8432 | 4914.6581 | 5521.3273 | 6564.3916 | 7846.1958
1.75 | 0.026336 | 0.019292 | 0.02108 | 0.024186 | 0.025924 | 0.028181 | 0.032356 | 0.03662 |  | 1.75 | 1138.9725 | 1138.9613 | 1138.9719 | 1138.9723 | 1138.9723 | 1138.9723 | 1138.9723 | 1139.0193 |  | 1.75 | 0 | 0 | 0 | 0 | 0 | 0 | 0 | 0 |  | 1.75 | 0 | 0 | 0 | 0 | 0 | 0 | 0 | 0 |  | oct | 1.75 | 1026.6417 | 1026.5 | 1026.5 | 1026.5 | 1026.6946 | 1026.6948 | 1026.7164 | 1028.0208 |  | 1.75 | 0.26439 | 0.078225 | 0.12719 | 0.22782 | 0.26274 | 0.30691 | 0.39426 | 0.42991 |  | 1.75 | 996.3561 | 0 | 718.0673 | 902.9962 | 986.6925 | 1141.0248 | 1272.0692 | 1622.2007
1.8333 | 0.027996 | 0.018298 | 0.022131 | 0.025909 | 0.028585 | 0.029973 | 0.0326 | 0.035372 |  | 1.8333 | 1140.0562 | 1139.7988 | 1139.9592 | 1140.0117 | 1140.0427 | 1140.1143 | 1140.1881 | 1140.2639 |  | 1.8333 | 0 | 0 | 0 | 0 | 0 | 0 | 0 | 0 |  | 1.8333 | 0 | 0 | 0 | 0 | 0 | 0 | 0 | 0 |  | nov | 1.8333 | 1026.5884 | 1026.5 | 1026.5 | 1026.5 | 1026.5973 | 1026.5974 | 1026.6089 | 1027.4755 |  | 1.8333 | 0.23351 | 0.072269 | 0.11642 | 0.20089 | 0.23596 | 0.27584 | 0.3354 | 0.36985 |  | 1.8333 | 517.7246 | 0 | 351.2203 | 471.1125 | 515.7099 | 596.2523 | 668.1519 | 830.9382
1.9167 | 0.025432 | 0.018427 | 0.020178 | 0.023015 | 0.025689 | 0.027574 | 0.030323 | 0.0341 |  | 1.9167 | 1140.7561 | 1140.2578 | 1140.5227 | 1140.6682 | 1140.7258 | 1140.8872 | 1141.0491 | 1141.1718 |  | 1.9167 | 0 | 0 | 0 | 0 | 0 | 0 | 0 | 0 |  | 1.9167 | 0 | 0 | 0 | 0 | 0 | 0 | 0 | 0 |  | dec | 1.9167 | 1026.5676 | 1026.5 | 1026.5 | 1026.5 | 1026.5486 | 1026.5487 | 1026.5546 | 1027.8849 |  | 1.9167 | 0.22018 | 0.06655 | 0.10936 | 0.1873 | 0.22574 | 0.25762 | 0.31681 | 0.35523 |  | 1.9167 | 408.4776 | 0 | 266.6616 | 378.0227 | 406.4687 | 470.5258 | 527.4837 | 591.639
2 | 0.026953 | 0.01899 | 0.021158 | 0.024691 | 0.026672 | 0.029237 | 0.03258 | 0.039865 |  | 2 | 1141.284 | 1140.5554 | 1140.9231 | 1141.1455 | 1141.2435 | 1141.4783 | 1141.7295 | 1141.9308 |  | 2 | 0 | 0 | 0 | 0 | 0 | 0 | 0 | 0 |  | 2 | 0 | 0 | 0 | 0 | 0 | 0 | 0 | 0 |  | jan | 2 | 1026.5606 | 1026.5 | 1026.5 | 1026.5 | 1026.5243 | 1026.5244 | 1026.5273 | 1028.1938 |  | 2 | 0.24685 | 0.098652 | 0.14316 | 0.2132 | 0.25153 | 0.28147 | 0.33868 | 0.37135 |  | 2 | 341.1226 | 0 | 252.0403 | 300.1792 | 320.847 | 365.8594 | 423.5041 | 1293.7494
2.0833 | 0.026668 | 0.019192 | 0.019792 | 0.024641 | 0.027066 | 0.028747 | 0.03254 | 0.038178 |  | 2.0833 | 1141.763 | 1141.0205 | 1141.3271 | 1141.5441 | 1141.7153 | 1141.9592 | 1142.2778 | 1142.6766 |  | 2.0833 | 0 | 0 | 0 | 0 | 0 | 0 | 0 | 0 |  | 2.0833 | 0 | 0 | 0 | 0 | 0 | 0 | 0 | 0 |  | feb | 2.0833 | 1026.5425 | 1026.5 | 1026.5 | 1026.5 | 1026.5122 | 1026.5125 | 1026.5238 | 1028.4562 |  | 2.0833 | 0.16077 | 2.8281e-05 | 0.026916 | 0.11054 | 0.16283 | 0.21857 | 0.27741 | 0.33895 |  | 2.0833 | 183.4443 | 0 | 0 | 178.6146 | 221.9541 | 256.1271 | 291.7557 | 323.3812
2.1667 | 0.029882 | 0.016812 | 0.019911 | 0.026665 | 0.029779 | 0.033101 | 0.038267 | 0.049677 |  | 2.1667 | 1142.2329 | 1141.3694 | 1141.614 | 1141.8741 | 1142.172 | 1142.5791 | 1143.0239 | 1143.1865 |  | 2.1667 | 0 | 0 | 0 | 0 | 0 | 0 | 0 | 0 |  | 2.1667 | 0 | 0 | 0 | 0 | 0 | 0 | 0 | 0 |  | mar | 2.1667 | 1026.5857 | 1026.5 | 1026.5 | 1026.5 | 1026.5061 | 1026.5068 | 1026.7657 | 1028.6655 |  | 2.1667 | 0.16477 | 0.00050858 | 0.0073643 | 0.11093 | 0.16224 | 0.22499 | 0.2879 | 0.31607 |  | 2.1667 | 181.0796 | 0 | 0 | 150.7789 | 211.8512 | 250.6807 | 309.8568 | 417.3606
2.25 | 0.02794 | 0.019546 | 0.022608 | 0.025689 | 0.027977 | 0.030131 | 0.034098 | 0.036677 |  | 2.25 | 1142.765 | 1141.7386 | 1141.8872 | 1142.3221 | 1142.8921 | 1143.1974 | 1143.4851 | 1143.6523 |  | 2.25 | 0 | 0 | 0 | 0 | 0 | 0 | 0 | 0 |  | 2.25 | 0 | 0 | 0 | 0 | 0 | 0 | 0 | 0 |  | apr | 2.25 | 1026.6251 | 1026.5 | 1026.5 | 1026.5 | 1026.5031 | 1026.614 | 1026.9847 | 1028.8654 |  | 2.25 | 0.14783 | 0.00061867 | 0.0043831 | 0.097138 | 0.15239 | 0.2008 | 0.26822 | 0.34012 |  | 2.25 | 193.9401 | 0 | 0 | 0 | 230.4957 | 262.4842 | 335.0656 | 675.9911
2.3333 | 0.033729 | 0.012337 | 0.014376 | 0.02289 | 0.033494 | 0.042659 | 0.057625 | 0.076584 |  | 2.3333 | 1143.2642 | 1142.0103 | 1142.3247 | 1142.8677 | 1143.3347 | 1143.6693 | 1143.9526 | 1144.2413 |  | 2.3333 | 8099.9999 | 8099.9999 | 8099.9999 | 8099.9999 | 8099.9999 | 8099.9999 | 8099.9999 | 8099.9999 |  | 2.3333 | 0.3 | 0.3 | 0.3 | 0.3 | 0.3 | 0.3 | 0.3 | 0.3 |  | may | 2.3333 | 1026.6734 | 1026.5 | 1026.5 | 1026.5013 | 1026.5016 | 1026.7625 | 1027.1637 | 1029.0674 |  | 2.3333 | 0.082118 | 0.00057832 | 0.00071802 | 0.027763 | 0.07435 | 0.12918 | 0.18695 | 0.26921 |  | 2.3333 | 5945.3995 | 4197.6157 | 4374.2188 | 4545.9546 | 5092.9608 | 7818.2907 | 8028.9271 | 8133.737
2.4167 | 0.042531 | 0.026011 | 0.029574 | 0.034205 | 0.040856 | 0.050481 | 0.06161 | 0.078385 |  | 2.4167 | 1141.6723 | 1140.5691 | 1140.9667 | 1141.2017 | 1141.6349 | 1142.1104 | 1142.4819 | 1143.1497 |  | 2.4167 | 8099.9999 | 8099.9999 | 8099.9999 | 8099.9999 | 8099.9999 | 8099.9999 | 8099.9999 | 8099.9999 |  | 2.4167 | 0.3 | 0.3 | 0.3 | 0.3 | 0.3 | 0.3 | 0.3 | 0.3 |  | jun | 2.4167 | 1028.3026 | 1026.5 | 1026.5 | 1026.5007 | 1029.4426 | 1029.4481 | 1029.4481 | 1029.4481 |  | 2.4167 | 0.22503 | 0.13166 | 0.16793 | 0.18775 | 0.20786 | 0.26058 | 0.32203 | 0.34612 |  | 2.4167 | 8748.5728 | 7494.2055 | 7626.6872 | 7724.3851 | 9333.0478 | 9425.6497 | 9506.1228 | 9588.6762
2.5 | 0.052989 | 0.030631 | 0.04045 | 0.047764 | 0.05311 | 0.059132 | 0.064193 | 0.071098 |  | 2.5 | 1140.5727 | 1138.9934 | 1139.79 | 1140.0527 | 1140.5806 | 1141.106 | 1141.4341 | 1141.9462 |  | 2.5 | 7585.5178 | 3130.0327 | 6027.1999 | 7229.9255 | 8099.9999 | 8099.9999 | 8099.9999 | 8099.9999 |  | 2.5 | 0.3 | 0.3 | 0.3 | 0.3 | 0.3 | 0.3 | 0.3 | 0.3 |  | jul | 2.5 | 1027.4268 | 1026.5 | 1026.5 | 1026.5004 | 1028.012 | 1028.0149 | 1028.0149 | 1028.0945 |  | 2.5 | 0.23433 | 0.13969 | 0.17336 | 0.20979 | 0.23074 | 0.25926 | 0.28962 | 0.32407 |  | 2.5 | 7981.6549 | 4173.9166 | 7438.3442 | 7571.3928 | 8339.7064 | 8404.2321 | 8504.6612 | 8591.0739
2.5833 | 0.046085 | 0.020501 | 0.023635 | 0.039297 | 0.04681 | 0.054303 | 0.063984 | 0.066824 |  | 2.5833 | 1139.4636 | 1138.9008 | 1138.9011 | 1138.9014 | 1139.2595 | 1139.9847 | 1140.4983 | 1141.1387 |  | 2.5833 | 5232.0267 | 2714.6733 | 3122.8909 | 3528.6579 | 4762.2817 | 7330.8275 | 8099.9999 | 8099.9999 |  | 2.5833 | 0.3 | 0.3 | 0.3 | 0.3 | 0.3 | 0.3 | 0.3 | 0.3 |  | aug | 2.5833 | 1026.9718 | 1026.5 | 1026.5 | 1026.5002 | 1027.2665 | 1027.2679 | 1027.2679 | 1027.3483 |  | 2.5833 | 0.23366 | 0.08048 | 0.11725 | 0.185 | 0.24063 | 0.28248 | 0.33778 | 0.36872 |  | 2.5833 | 6221.9334 | 3552.9135 | 4342.0627 | 5015.0791 | 6179.0354 | 7582.2924 | 8017.7582 | 8093.1608
2.6667 | 0.048255 | 0.039485 | 0.041435 | 0.045238 | 0.048044 | 0.051084 | 0.055384 | 0.063403 |  | 2.6667 | 1138.99 | 1138.9272 | 1138.9272 | 1138.9277 | 1138.9281 | 1138.9281 | 1139.3094 | 1140.1824 |  | 2.6667 | 3896.5264 | 2752.0638 | 3033.7071 | 3487.167 | 3606.1839 | 4111.2261 | 5657.0047 | 8099.9999 |  | 2.6667 | 0.3 | 0.3 | 0.3 | 0.3 | 0.3 | 0.3 | 0.3 | 0.3 |  | sep | 2.6667 | 1026.7954 | 1026.5 | 1026.5 | 1026.5001 | 1026.8889 | 1026.8898 | 1026.9198 | 1029.4597 |  | 2.6667 | 0.29834 | 0.24999 | 0.25982 | 0.28998 | 0.3025 | 0.30934 | 0.32049 | 0.33314 |  | 2.6667 | 5357.7178 | 3608.4515 | 4307.4158 | 4852.5084 | 5138.7289 | 5865.2258 | 7394.9809 | 7845.9984
2.75 | 0.027327 | 0.019439 | 0.021893 | 0.025095 | 0.027331 | 0.029464 | 0.032735 | 0.039852 |  | 2.75 | 1138.9743 | 1138.9612 | 1138.972 | 1138.9723 | 1138.9723 | 1138.9723 | 1138.9723 | 1139.0986 |  | 2.75 | 0 | 0 | 0 | 0 | 0 | 0 | 0 | 0 |  | 2.75 | 0 | 0 | 0 | 0 | 0 | 0 | 0 | 0 |  | oct | 2.75 | 1026.6489 | 1026.5 | 1026.5 | 1026.5 | 1026.6945 | 1026.6948 | 1026.7137 | 1028.0208 |  | 2.75 | 0.2899 | 0.14737 | 0.1744 | 0.23852 | 0.293 | 0.32386 | 0.41483 | 0.5161 |  | 2.75 | 1019.5011 | 588.0307 | 773.335 | 903.2675 | 993.2146 | 1126.0869 | 1276.2074 | 1932.238
2.8333 | 0.028753 | 0.022403 | 0.024228 | 0.026408 | 0.028836 | 0.030515 | 0.03423 | 0.040185 |  | 2.8333 | 1140.0585 | 1139.8192 | 1139.9587 | 1140.0104 | 1140.0333 | 1140.1158 | 1140.1885 | 1140.3667 |  | 2.8333 | 0 | 0 | 0 | 0 | 0 | 0 | 0 | 0 |  | 2.8333 | 0 | 0 | 0 | 0 | 0 | 0 | 0 | 0 |  | nov | 2.8333 | 1026.5747 | 1026.5 | 1026.5 | 1026.5 | 1026.5973 | 1026.5974 | 1026.6069 | 1027.271 |  | 2.8333 | 0.25519 | 0.13936 | 0.15348 | 0.20999 | 0.25728 | 0.28995 | 0.35607 | 0.47638 |  | 2.8333 | 535.1749 | 297.7467 | 402.4808 | 479.1332 | 521.6997 | 591.8079 | 676.5962 | 1000.8422
2.9167 | 0.025554 | 0.015382 | 0.019345 | 0.022967 | 0.025906 | 0.027876 | 0.030863 | 0.037537 |  | 2.9167 | 1140.759 | 1140.2827 | 1140.5287 | 1140.6663 | 1140.728 | 1140.8816 | 1141.0383 | 1141.2739 |  | 2.9167 | 0 | 0 | 0 | 0 | 0 | 0 | 0 | 0 |  | 2.9167 | 0 | 0 | 0 | 0 | 0 | 0 | 0 | 0 |  | dec | 2.9167 | 1026.5375 | 1026.5 | 1026.5 | 1026.5 | 1026.5486 | 1026.5487 | 1026.5535 | 1026.8914 |  | 2.9167 | 0.24044 | 0.12439 | 0.14616 | 0.20044 | 0.24132 | 0.2732 | 0.33108 | 0.4668 |  | 2.9167 | 422.3722 | 239.8743 | 325.0593 | 381.9814 | 404.5969 | 470.3782 | 545.0982 | 685.6136
3 | 0.027704 | 0.017833 | 0.021885 | 0.025501 | 0.027767 | 0.030003 | 0.033044 | 0.041942 |  | 3 | 1141.289 | 1140.5869 | 1140.9382 | 1141.1512 | 1141.2402 | 1141.4752 | 1141.7131 | 1142.0446 |  | 3 | 0 | 0 | 0 | 0 | 0 | 0 | 0 | 0 |  | 3 | 0 | 0 | 0 | 0 | 0 | 0 | 0 | 0 |  | jan | 3 | 1026.5187 | 1026.5 | 1026.5 | 1026.5 | 1026.5243 | 1026.5244 | 1026.5267 | 1026.6957 |  | 3 | 0.266 | 0.15456 | 0.1784 | 0.2297 | 0.26894 | 0.29863 | 0.35291 | 0.48971 |  | 3 | 331.9547 | 186.2364 | 269.4746 | 299.6864 | 320.9179 | 356.6926 | 429.3071 | 507.3944
3.0833 | 0.027296 | 0.01738 | 0.020712 | 0.024862 | 0.027526 | 0.029837 | 0.033412 | 0.038103 |  | 3.0833 | 1141.7727 | 1141.0602 | 1141.3439 | 1141.5836 | 1141.7231 | 1141.959 | 1142.2832 | 1142.8317 |  | 3.0833 | 0 | 0 | 0 | 0 | 0 | 0 | 0 | 0 |  | 3.0833 | 0 | 0 | 0 | 0 | 0 | 0 | 0 | 0 |  | feb | 3.0833 | 1026.5094 | 1026.5 | 1026.5 | 1026.5 | 1026.5122 | 1026.5122 | 1026.5133 | 1026.5978 |  | 3.0833 | 0.18706 | 0.030505 | 0.064206 | 0.13265 | 0.18242 | 0.2348 | 0.33862 | 0.46194 |  | 3.0833 | 197.9027 | 0 | 0 | 194.8339 | 224.6071 | 252.5592 | 295.8674 | 343.4056
3.1667 | 0.031065 | 0.012108 | 0.021781 | 0.027514 | 0.031654 | 0.034198 | 0.041539 | 0.043566 |  | 3.1667 | 1142.2432 | 1141.415 | 1141.6263 | 1141.8934 | 1142.1599 | 1142.6238 | 1143.0292 | 1143.2766 |  | 3.1667 | 0 | 0 | 0 | 0 | 0 | 0 | 0 | 0 |  | 3.1667 | 0 | 0 | 0 | 0 | 0 | 0 | 0 | 0 |  | mar | 3.1667 | 1026.5403 | 1026.5 | 1026.5 | 1026.5 | 1026.5061 | 1026.5063 | 1026.7341 | 1026.8058 |  | 3.1667 | 0.19092 | 0.00061358 | 0.058467 | 0.12517 | 0.19143 | 0.2483 | 0.32985 | 0.38777 |  | 3.1667 | 206.9765 | 0 | 0 | 190.5784 | 218.5751 | 255.1763 | 328.9819 | 479.9511
3.25 | 0.028552 | 0.018289 | 0.020728 | 0.025377 | 0.028977 | 0.031686 | 0.035445 | 0.040399 |  | 3.25 | 1142.7845 | 1141.7899 | 1141.8955 | 1142.3679 | 1142.8831 | 1143.1863 | 1143.5115 | 1143.7314 |  | 3.25 | 0 | 0 | 0 | 0 | 0 | 0 | 0 | 0 |  | 3.25 | 0 | 0 | 0 | 0 | 0 | 0 | 0 | 0 |  | apr | 3.25 | 1026.5575 | 1026.5 | 1026.5 | 1026.5 | 1026.5031 | 1026.5033 | 1026.8972 | 1026.9961 |  | 3.25 | 0.16189 | 0.00044272 | 0.026928 | 0.10677 | 0.16027 | 0.22254 | 0.31394 | 0.3832 |  | 3.25 | 193.816 | 0 | 0 | 133.2958 | 236.3165 | 270.9752 | 321.4415 | 350.3368
3.3333 | 0.03523 | 0.012768 | 0.014911 | 0.022967 | 0.033106 | 0.044259 | 0.060597 | 0.071867 |  | 3.3333 | 1143.2863 | 1141.9885 | 1142.4846 | 1142.9955 | 1143.3621 | 1143.6703 | 1143.9933 | 1144.3344 |  | 3.3333 | 8099.9999 | 8099.9999 | 8099.9999 | 8099.9999 | 8099.9999 | 8099.9999 | 8099.9999 | 8099.9999 |  | 3.3333 | 0.3 | 0.3 | 0.3 | 0.3 | 0.3 | 0.3 | 0.3 | 0.3 |  | may | 3.3333 | 1026.6075 | 1026.5 | 1026.5 | 1026.5 | 1026.5015 | 1026.5122 | 1027.099 | 1027.2552 |  | 3.3333 | 0.097009 | 0.00057679 | 0.00076756 | 0.040563 | 0.089436 | 0.14537 | 0.2343 | 0.29614 |  | 3.3333 | 6114.1383 | 4162.3117 | 4394.7653 | 4564.4429 | 5111.0703 | 7823.228 | 7980.602 | 8134.559
3.4167 | 0.043844 | 0.02419 | 0.029473 | 0.037483 | 0.043927 | 0.049263 | 0.061445 | 0.0784 |  | 3.4167 | 1141.6996 | 1140.5575 | 1140.9951 | 1141.297 | 1141.6587 | 1142.0559 | 1142.5273 | 1143.2445 |  | 3.4167 | 8099.9999 | 8099.9999 | 8099.9999 | 8099.9999 | 8099.9999 | 8099.9999 | 8099.9999 | 8099.9999 |  | 3.4167 | 0.3 | 0.3 | 0.3 | 0.3 | 0.3 | 0.3 | 0.3 | 0.3 |  | jun | 3.4167 | 1028.1208 | 1026.5 | 1026.5 | 1026.5007 | 1029.4427 | 1029.4481 | 1029.4481 | 1029.4481 |  | 3.4167 | 0.2278 | 0.14099 | 0.16928 | 0.19549 | 0.21945 | 0.25706 | 0.3106 | 0.34155 |  | 3.4167 | 8645.7992 | 7494.205 | 7604.2494 | 7704.858 | 9328.0926 | 9418.1691 | 9547.1959 | 9590.2115
3.5 | 0.054128 | 0.03536 | 0.041261 | 0.048338 | 0.054758 | 0.059939 | 0.065358 | 0.076157 |  | 3.5 | 1140.6127 | 1138.986 | 1139.7177 | 1140.223 | 1140.5654 | 1141.1177 | 1141.4282 | 1142.0581 |  | 3.5 | 7693.0969 | 3125.1609 | 5914.4224 | 7735.6531 | 8099.9999 | 8099.9999 | 8099.9999 | 8099.9999 |  | 3.5 | 0.3 | 0.3 | 0.3 | 0.3 | 0.3 | 0.3 | 0.3 | 0.3 |  | jul | 3.5 | 1027.3328 | 1026.5 | 1026.5 | 1026.5004 | 1028.0121 | 1028.0149 | 1028.0149 | 1028.0149 |  | 3.5 | 0.24448 | 0.13475 | 0.18082 | 0.21743 | 0.24052 | 0.27335 | 0.314 | 0.34687 |  | 3.5 | 7925.189 | 4168.9259 | 7352.7018 | 7559.7978 | 8337.918 | 8418.1237 | 8496.4002 | 8591.8609
3.5833 | 0.045882 | 0.019101 | 0.027714 | 0.038063 | 0.045034 | 0.052936 | 0.064625 | 0.072699 |  | 3.5833 | 1139.4852 | 1138.901 | 1138.9011 | 1138.902 | 1139.2661 | 1140.0281 | 1140.4818 | 1141.2255 |  | 3.5833 | 5326.4457 | 2732.9422 | 3173.6647 | 3671.7072 | 4702.2984 | 7363.3327 | 8099.9999 | 8099.9999 |  | 3.5833 | 0.3 | 0.3 | 0.3 | 0.3 | 0.3 | 0.3 | 0.3 | 0.3 |  | aug | 3.5833 | 1026.9222 | 1026.5 | 1026.5 | 1026.5002 | 1027.2665 | 1027.2679 | 1027.2679 | 1027.2679 |  | 3.5833 | 0.22964 | 0.049054 | 0.12641 | 0.18777 | 0.23367 | 0.27295 | 0.34545 | 0.38497 |  | 3.5833 | 6275.5193 | 3437.7911 | 4161.9914 | 5100.7588 | 6202.0033 | 7573.748 | 8016.4526 | 8049.4405
3.6667 | 0.048168 | 0.040974 | 0.042169 | 0.045948 | 0.047721 | 0.049853 | 0.053137 | 0.067872 |  | 3.6667 | 1138.9954 | 1138.9272 | 1138.9272 | 1138.9277 | 1138.928 | 1138.9281 | 1139.3041 | 1140.2831 |  | 3.6667 | 3960.2173 | 2771.1549 | 3100.0838 | 3560.2793 | 3686.7085 | 4076.3236 | 5623.8434 | 8099.9999 |  | 3.6667 | 0.3 | 0.3 | 0.3 | 0.3 | 0.3 | 0.3 | 0.3 | 0.3 |  | sep | 3.6667 | 1026.7735 | 1026.5 | 1026.5 | 1026.5001 | 1026.889 | 1026.8898 | 1026.8898 | 1029.4597 |  | 3.6667 | 0.29992 | 0.2241 | 0.26933 | 0.29163 | 0.30223 | 0.30891 | 0.32702 | 0.35153 |  | 3.6667 | 5417.5896 | 3627.3447 | 4264.6492 | 4925.8005 | 5211.3114 | 5774.9604 | 7413.0692 | 7846.1944
3.75 | 0.02643 | 0.01876 | 0.020362 | 0.024028 | 0.0266 | 0.029243 | 0.032103 | 0.033319 |  | 3.75 | 1138.9753 | 1138.9719 | 1138.9722 | 1138.9723 | 1138.9723 | 1138.9723 | 1138.9723 | 1139.2056 |  | 3.75 | 0 | 0 | 0 | 0 | 0 | 0 | 0 | 0 |  | 3.75 | 0 | 0 | 0 | 0 | 0 | 0 | 0 | 0 |  | oct | 3.75 | 1026.6375 | 1026.5 | 1026.5 | 1026.5 | 1026.6945 | 1026.6948 | 1026.6948 | 1028.0208 |  | 3.75 | 0.26673 | 0.1068 | 0.14705 | 0.21257 | 0.27107 | 0.30907 | 0.39154 | 0.43091 |  | 3.75 | 1018.0429 | 588.0757 | 757.186 | 903.1825 | 1009.1465 | 1099.9008 | 1272.649 | 1896.5804
3.8333 | 0.027762 | 0.020641 | 0.02252 | 0.025634 | 0.027876 | 0.029896 | 0.033163 | 0.03436 |  | 3.8333 | 1140.0613 | 1139.8075 | 1139.9585 | 1140.0179 | 1140.0494 | 1140.1143 | 1140.1859 | 1140.4545 |  | 3.8333 | 0 | 0 | 0 | 0 | 0 | 0 | 0 | 0 |  | 3.8333 | 0 | 0 | 0 | 0 | 0 | 0 | 0 | 0 |  | nov | 3.8333 | 1026.5691 | 1026.5 | 1026.5 | 1026.5 | 1026.5973 | 1026.5974 | 1026.5974 | 1027.271 |  | 3.8333 | 0.23564 | 0.1011 | 0.13011 | 0.186 | 0.23855 | 0.2675 | 0.34591 | 0.38474 |  | 3.8333 | 534.8722 | 297.7789 | 395.176 | 478.9468 | 526.5497 | 565.7852 | 673.5943 | 973.2494
3.9167 | 0.025488 | 0.016383 | 0.019132 | 0.02298 | 0.025975 | 0.028144 | 0.030889 | 0.032402 |  | 3.9167 | 1140.7658 | 1140.2684 | 1140.5266 | 1140.6692 | 1140.7402 | 1140.8882 | 1141.0293 | 1141.3619 |  | 3.9167 | 0 | 0 | 0 | 0 | 0 | 0 | 0 | 0 |  | 3.9167 | 0 | 0 | 0 | 0 | 0 | 0 | 0 | 0 |  | dec | 3.9167 | 1026.5347 | 1026.5 | 1026.5 | 1026.5 | 1026.5486 | 1026.5487 | 1026.5487 | 1026.8914 |  | 3.9167 | 0.22197 | 0.095054 | 0.12195 | 0.17511 | 0.22304 | 0.25551 | 0.32595 | 0.37085 |  | 3.9167 | 415.4094 | 0 | 289.9169 | 379.4797 | 416.5427 | 469.8787 | 543.5261 | 657.6515
4 | 0.026751 | 0.015723 | 0.021266 | 0.024795 | 0.02686 | 0.029154 | 0.032299 | 0.033557 |  | 4 | 1141.2997 | 1140.5692 | 1140.9332 | 1141.1472 | 1141.2661 | 1141.4777 | 1141.6941 | 1142.2347 |  | 4 | 0 | 0 | 0 | 0 | 0 | 0 | 0 | 0 |  | 4 | 0 | 0 | 0 | 0 | 0 | 0 | 0 | 0 |  | jan | 4 | 1026.5245 | 1026.5 | 1026.5 | 1026.5 | 1026.5243 | 1026.5244 | 1026.5244 | 1026.8933 |  | 4 | 0.24917 | 0.12963 | 0.1547 | 0.20576 | 0.25013 | 0.28187 | 0.34637 | 0.39318 |  | 4 | 332.0823 | 186.1341 | 255.8804 | 299.0112 | 319.6236 | 365.6882 | 428.2761 | 616.9941
4.0833 | 0.026364 | 0.016477 | 0.019346 | 0.023029 | 0.026806 | 0.029584 | 0.032759 | 0.034904 |  | 4.0833 | 1141.7789 | 1141.0385 | 1141.3438 | 1141.5746 | 1141.7368 | 1141.9644 | 1142.2588 | 1143.0253 |  | 4.0833 | 0 | 0 | 0 | 0 | 0 | 0 | 0 | 0 |  | 4.0833 | 0 | 0 | 0 | 0 | 0 | 0 | 0 | 0 |  | feb | 4.0833 | 1026.5124 | 1026.5 | 1026.5 | 1026.5 | 1026.5122 | 1026.5122 | 1026.5137 | 1026.6967 |  | 4.0833 | 0.16837 | 3.3662e-05 | 0.029542 | 0.11237 | 0.17229 | 0.21689 | 0.3139 | 0.4067 |  | 4.0833 | 183.0392 | 0 | 0 | 136.6012 | 220.6044 | 261.5995 | 295.8862 | 398.2013
4.1667 | 0.03094 | 0.014453 | 0.020832 | 0.026874 | 0.030683 | 0.034655 | 0.041372 | 0.046214 |  | 4.1667 | 1142.2489 | 1141.3903 | 1141.6223 | 1141.8916 | 1142.1809 | 1142.6216 | 1143.054 | 1143.4141 |  | 4.1667 | 0 | 0 | 0 | 0 | 0 | 0 | 0 | 0 |  | 4.1667 | 0 | 0 | 0 | 0 | 0 | 0 | 0 | 0 |  | mar | 4.1667 | 1026.5556 | 1026.5 | 1026.5 | 1026.5 | 1026.5061 | 1026.549 | 1026.728 | 1026.7952 |  | 4.1667 | 0.17739 | 0.00054611 | 0.01863 | 0.10999 | 0.18113 | 0.23321 | 0.33366 | 0.43777 |  | 4.1667 | 180.6786 | 0 | 0 | 150.6799 | 211.9396 | 253.2983 | 310.9799 | 352.3618
4.25 | 0.027934 | 0.017462 | 0.021154 | 0.025337 | 0.027838 | 0.029826 | 0.035027 | 0.037586 |  | 4.25 | 1142.7806 | 1141.7627 | 1141.8384 | 1142.3645 | 1142.8989 | 1143.2056 | 1143.5176 | 1143.7974 |  | 4.25 | 0 | 0 | 0 | 0 | 0 | 0 | 0 | 0 |  | 4.25 | 0 | 0 | 0 | 0 | 0 | 0 | 0 | 0 |  | apr | 4.25 | 1026.5948 | 1026.5 | 1026.5 | 1026.5 | 1026.5031 | 1026.5955 | 1026.9487 | 1027.0774 |  | 4.25 | 0.15237 | 0.00051113 | 0.0011042 | 0.077701 | 0.1544 | 0.20883 | 0.326 | 0.42546 |  | 4.25 | 177.0573 | 0 | 0 | 0 | 224.2215 | 270.4704 | 319.1788 | 350.3639
4.3333 | 0.037945 | 0.01214 | 0.018144 | 0.02819 | 0.03733 | 0.045815 | 0.062261 | 0.083334 |  | 4.3333 | 1143.2775 | 1141.9821 | 1142.3408 | 1142.9487 | 1143.3713 | 1143.6635 | 1143.9564 | 1144.325 |  | 4.3333 | 8099.9999 | 8099.9999 | 8099.9999 | 8099.9999 | 8099.9999 | 8099.9999 | 8099.9999 | 8099.9999 |  | 4.3333 | 0.3 | 0.3 | 0.3 | 0.3 | 0.3 | 0.3 | 0.3 | 0.3 |  | may | 4.3333 | 1026.657 | 1026.5 | 1026.5 | 1026.5 | 1026.5015 | 1026.7419 | 1027.1721 | 1027.3795 |  | 4.3333 | 0.086788 | 0.00066399 | 0.00076592 | 0.014096 | 0.076589 | 0.1272 | 0.24192 | 0.32877 |  | 4.3333 | 5992.2346 | 4160.6437 | 4326.1385 | 4544.477 | 5111.3282 | 7821.0654 | 8016.7899 | 8133.737
4.4167 | 0.045207 | 0.025403 | 0.031627 | 0.03784 | 0.043456 | 0.05112 | 0.064841 | 0.07336 |  | 4.4167 | 1141.6935 | 1140.5511 | 1140.9902 | 1141.233 | 1141.6802 | 1142.072 | 1142.5586 | 1143.2344 |  | 4.4167 | 8099.9999 | 8099.9999 | 8099.9999 | 8099.9999 | 8099.9999 | 8099.9999 | 8099.9999 | 8099.9999 |  | 4.4167 | 0.3 | 0.3 | 0.3 | 0.3 | 0.3 | 0.3 | 0.3 | 0.3 |  | jun | 4.4167 | 1028.257 | 1026.5 | 1026.5 | 1026.5007 | 1029.4426 | 1029.4481 | 1029.4481 | 1029.4481 |  | 4.4167 | 0.22236 | 0.16157 | 0.16799 | 0.19099 | 0.21373 | 0.24334 | 0.30874 | 0.33965 |  | 4.4167 | 8720.4242 | 7494.205 | 7603.8393 | 7754.7098 | 9330.9486 | 9394.897 | 9528.5314 | 9590.2124
4.5 | 0.053281 | 0.034582 | 0.042143 | 0.047365 | 0.052438 | 0.059272 | 0.06668 | 0.073955 |  | 4.5 | 1140.5945 | 1138.9784 | 1139.7559 | 1140.0725 | 1140.6123 | 1141.1003 | 1141.4431 | 1142.0406 |  | 4.5 | 7616.0478 | 3101.9738 | 6014.28 | 7319.1773 | 8099.9999 | 8099.9999 | 8099.9999 | 8099.9999 |  | 4.5 | 0.3 | 0.3 | 0.3 | 0.3 | 0.3 | 0.3 | 0.3 | 0.3 |  | jul | 4.5 | 1027.4045 | 1026.5 | 1026.5 | 1026.5004 | 1028.0121 | 1028.0149 | 1028.0149 | 1028.1858 |  | 4.5 | 0.23731 | 0.1591 | 0.17665 | 0.21111 | 0.23195 | 0.26794 | 0.30262 | 0.35082 |  | 4.5 | 7963.1373 | 4302.7185 | 7415.1023 | 7571.4967 | 8339.1197 | 8408.1424 | 8495.5434 | 8693.8177
4.5833 | 0.046302 | 0.014062 | 0.030453 | 0.038356 | 0.047006 | 0.052856 | 0.060144 | 0.077641 |  | 4.5833 | 1139.486 | 1138.9009 | 1138.9011 | 1138.9015 | 1139.2816 | 1140.0261 | 1140.5149 | 1141.2152 |  | 4.5833 | 5293.1749 | 2732.0542 | 3172.583 | 3619.4671 | 4816.3258 | 7455.5519 | 8099.9999 | 8099.9999 |  | 4.5833 | 0.3 | 0.3 | 0.3 | 0.3 | 0.3 | 0.3 | 0.3 | 0.3 |  | aug | 4.5833 | 1026.9595 | 1026.5 | 1026.5 | 1026.5002 | 1027.2665 | 1027.2679 | 1027.2679 | 1027.3612 |  | 4.5833 | 0.23672 | 0.0031614 | 0.12534 | 0.1955 | 0.23468 | 0.28201 | 0.3323 | 0.4547 |  | 4.5833 | 6224.3173 | 1072.4336 | 4186.7997 | 5041.9101 | 6256.4636 | 7573.5052 | 8011.2234 | 8066.9799
4.6667 | 0.048858 | 0.033443 | 0.042905 | 0.046739 | 0.048894 | 0.050881 | 0.054914 | 0.061876 |  | 4.6667 | 1139.0005 | 1138.9215 | 1138.9272 | 1138.9277 | 1138.9281 | 1138.9281 | 1139.4022 | 1140.2723 |  | 4.6667 | 3957.1612 | 2770.2184 | 3105.2918 | 3513.6028 | 3673.4867 | 4122.668 | 5777.3298 | 8099.9999 |  | 4.6667 | 0.3 | 0.3 | 0.3 | 0.3 | 0.3 | 0.3 | 0.3 | 0.3 |  | sep | 4.6667 | 1026.8185 | 1026.5 | 1026.5 | 1026.5001 | 1026.889 | 1026.8898 | 1026.9354 | 1029.4597 |  | 4.6667 | 0.30063 | 0.15349 | 0.27314 | 0.29394 | 0.30289 | 0.31279 | 0.32027 | 0.32998 |  | 4.6667 | 5427.8257 | 3626.4791 | 4376.13 | 4902.1599 | 5225.469 | 5808.7698 | 7583.4431 | 7872.6305
4.75 | 0.027278 | 0.017015 | 0.021346 | 0.024556 | 0.026807 | 0.029933 | 0.033757 | 0.038334 |  | 4.75 | 1138.975 | 1138.963 | 1138.9722 | 1138.9723 | 1138.9723 | 1138.9723 | 1138.9723 | 1139.1919 |  | 4.75 | 0 | 0 | 0 | 0 | 0 | 0 | 0 | 0 |  | 4.75 | 0 | 0 | 0 | 0 | 0 | 0 | 0 | 0 |  | oct | 4.75 | 1026.6606 | 1026.5 | 1026.5 | 1026.5 | 1026.6945 | 1026.6948 | 1026.7177 | 1028.0208 |  | 4.75 | 0.28297 | 0.039026 | 0.14446 | 0.22807 | 0.27767 | 0.34318 | 0.42597 | 0.52539 |  | 4.75 | 1002.5228 | 0 | 718.1924 | 894.623 | 1000.2236 | 1088.5636 | 1330.9862 | 1910.3111
4.8333 | 0.028602 | 0.013982 | 0.02286 | 0.026356 | 0.02802 | 0.031149 | 0.035088 | 0.036967 |  | 4.8333 | 1140.0567 | 1139.8043 | 1139.9585 | 1140.007 | 1140.0345 | 1140.1143 | 1140.1844 | 1140.4429 |  | 4.8333 | 0 | 0 | 0 | 0 | 0 | 0 | 0 | 0 |  | 4.8333 | 0 | 0 | 0 | 0 | 0 | 0 | 0 | 0 |  | nov | 4.8333 | 1026.6006 | 1026.5 | 1026.5 | 1026.5 | 1026.5973 | 1026.5974 | 1026.6096 | 1027.5327 |  | 4.8333 | 0.24982 | 0.037738 | 0.12913 | 0.19882 | 0.24932 | 0.29834 | 0.36021 | 0.46249 |  | 4.8333 | 526.4432 | 0 | 369.53 | 473.8627 | 529.5069 | 567.5928 | 710.3508 | 982.0973
4.9167 | 0.025597 | 0.016954 | 0.019401 | 0.023482 | 0.025331 | 0.027898 | 0.032245 | 0.033879 |  | 4.9167 | 1140.7563 | 1140.2645 | 1140.522 | 1140.6531 | 1140.7261 | 1140.9008 | 1141.0328 | 1141.35 |  | 4.9167 | 0 | 0 | 0 | 0 | 0 | 0 | 0 | 0 |  | 4.9167 | 0 | 0 | 0 | 0 | 0 | 0 | 0 | 0 |  | dec | 4.9167 | 1026.5708 | 1026.5 | 1026.5 | 1026.5 | 1026.5486 | 1026.5487 | 1026.5548 | 1028.0669 |  | 4.9167 | 0.23447 | 0.043965 | 0.12145 | 0.18804 | 0.2336 | 0.2841 | 0.33667 | 0.43208 |  | 4.9167 | 413.3128 | 0 | 290.0461 | 376.9604 | 413.6845 | 467.2644 | 550.8716 | 657.2325
5 | 0.027104 | 0.018377 | 0.021073 | 0.024221 | 0.026997 | 0.029844 | 0.033713 | 0.035886 |  | 5 | 1141.2853 | 1140.5642 | 1140.9202 | 1141.1438 | 1141.2434 | 1141.4973 | 1141.6973 | 1142.2104 |  | 5 | 0 | 0 | 0 | 0 | 0 | 0 | 0 | 0 |  | 5 | 0 | 0 | 0 | 0 | 0 | 0 | 0 | 0 |  | jan | 5 | 1026.5588 | 1026.5 | 1026.5 | 1026.5 | 1026.5243 | 1026.5244 | 1026.5273 | 1028.4916 |  | 5 | 0.26015 | 0.073075 | 0.15137 | 0.21619 | 0.25789 | 0.3018 | 0.35468 | 0.44111 |  | 5 | 338.8694 | 0 | 258.8195 | 299.6248 | 317.6987 | 363.8376 | 440.2304 | 1436.4418
5.0833 | 0.027063 | 0.017777 | 0.020274 | 0.023889 | 0.026844 | 0.029532 | 0.034568 | 0.04198 |  | 5.0833 | 1141.7653 | 1141.032 | 1141.3269 | 1141.5378 | 1141.7175 | 1141.996 | 1142.2563 | 1143.009 |  | 5.0833 | 0 | 0 | 0 | 0 | 0 | 0 | 0 | 0 |  | 5.0833 | 0 | 0 | 0 | 0 | 0 | 0 | 0 | 0 |  | feb | 5.0833 | 1026.5421 | 1026.5 | 1026.5 | 1026.5 | 1026.5122 | 1026.5122 | 1026.5291 | 1028.6627 |  | 5.0833 | 0.17713 | 4.0051e-05 | 0.048368 | 0.12495 | 0.16674 | 0.22552 | 0.33208 | 0.45399 |  | 5.0833 | 217.2752 | 0 | 0 | 199.8494 | 226.7341 | 257.9632 | 326.6345 | 1493.812
5.1667 | 0.031462 | 0.017432 | 0.021159 | 0.027978 | 0.031472 | 0.035974 | 0.04061 | 0.045625 |  | 5.1667 | 1142.2344 | 1141.3828 | 1141.6157 | 1141.8616 | 1142.1376 | 1142.6025 | 1143.0503 | 1143.3971 |  | 5.1667 | 0 | 0 | 0 | 0 | 0 | 0 | 0 | 0 |  | 5.1667 | 0 | 0 | 0 | 0 | 0 | 0 | 0 | 0 |  | mar | 5.1667 | 1026.5563 | 1026.5 | 1026.5 | 1026.5 | 1026.5061 | 1026.5067 | 1026.7578 | 1027.6033 |  | 5.1667 | 0.18242 | 0.00060207 | 0.033989 | 0.11751 | 0.17666 | 0.24259 | 0.35759 | 0.48878 |  | 5.1667 | 195.2162 | 0 | 0 | 175.4967 | 214.4735 | 254.4105 | 314.0132 | 895.0261
5.25 | 0.027578 | 0.016281 | 0.019381 | 0.024114 | 0.027365 | 0.03113 | 0.035465 | 0.039131 |  | 5.25 | 1142.762 | 1141.7542 | 1141.8638 | 1142.3005 | 1142.8334 | 1143.2112 | 1143.5167 | 1143.7795 |  | 5.25 | 0 | 0 | 0 | 0 | 0 | 0 | 0 | 0 |  | 5.25 | 0 | 0 | 0 | 0 | 0 | 0 | 0 | 0 |  | apr | 5.25 | 1026.5836 | 1026.5 | 1026.5 | 1026.5 | 1026.5031 | 1026.5244 | 1026.9753 | 1027.0619 |  | 5.25 | 0.15708 | 0.00052262 | 0.0065317 | 0.082528 | 0.14156 | 0.21674 | 0.31816 | 0.43865 |  | 5.25 | 176.3302 | 0 | 0 | 0 | 233.2868 | 256.7636 | 339.373 | 596.0072
5.3333 | 0.035432 | 0.01288 | 0.014282 | 0.026716 | 0.03479 | 0.044493 | 0.060181 | 0.077509 |  | 5.3333 | 1143.2642 | 1142.0117 | 1142.3755 | 1142.8562 | 1143.3315 | 1143.6433 | 1143.973 | 1144.2712 |  | 5.3333 | 8099.9999 | 8099.9999 | 8099.9999 | 8099.9999 | 8099.9999 | 8099.9999 | 8099.9999 | 8099.9999 |  | 5.3333 | 0.3 | 0.3 | 0.3 | 0.3 | 0.3 | 0.3 | 0.3 | 0.3 |  | may | 5.3333 | 1026.648 | 1026.5 | 1026.5 | 1026.5015 | 1026.5015 | 1026.7625 | 1027.1621 | 1027.2981 |  | 5.3333 | 0.092899 | 0.00055852 | 0.00066064 | 0.014114 | 0.072511 | 0.15034 | 0.24591 | 0.35758 |  | 5.3333 | 5984.2513 | 4278.6623 | 4378.3672 | 4600.4352 | 5003.6684 | 7825.1553 | 8040.0988 | 8134.5599
5.4167 | 0.043646 | 0.024651 | 0.028698 | 0.036559 | 0.042892 | 0.050638 | 0.058541 | 0.074761 |  | 5.4167 | 1141.6847 | 1140.5742 | 1140.9653 | 1141.1909 | 1141.6499 | 1142.0947 | 1142.5627 | 1143.1655 |  | 5.4167 | 8099.9999 | 8099.9999 | 8099.9999 | 8099.9999 | 8099.9999 | 8099.9999 | 8099.9999 | 8099.9999 |  | 5.4167 | 0.3 | 0.3 | 0.3 | 0.3 | 0.3 | 0.3 | 0.3 | 0.3 |  | jun | 5.4167 | 1028.2509 | 1026.5 | 1026.5 | 1026.5007 | 1029.4434 | 1029.4478 | 1029.4481 | 1029.4481 |  | 5.4167 | 0.2278 | 0.15417 | 0.16457 | 0.19536 | 0.21779 | 0.25714 | 0.31229 | 0.33503 |  | 5.4167 | 8716.5317 | 7494.616 | 7608.9221 | 7737.8204 | 9327.0146 | 9409.638 | 9510.3524 | 9590.2115
5.5 | 0.053304 | 0.034201 | 0.039428 | 0.046969 | 0.052121 | 0.059539 | 0.067363 | 0.074106 |  | 5.5 | 1140.5869 | 1139.0049 | 1139.7112 | 1140.0908 | 1140.6167 | 1141.1376 | 1141.4174 | 1141.9486 |  | 5.5 | 7618.4055 | 3179.3491 | 5837.965 | 7455.5665 | 8099.9999 | 8099.9999 | 8099.9999 | 8099.9999 |  | 5.5 | 0.3 | 0.3 | 0.3 | 0.3 | 0.3 | 0.3 | 0.3 | 0.3 |  | jul | 5.5 | 1027.3996 | 1026.5 | 1026.5 | 1026.5004 | 1028.0123 | 1028.0146 | 1028.0149 | 1028.0149 |  | 5.5 | 0.2372 | 0.14458 | 0.16884 | 0.20833 | 0.23807 | 0.26779 | 0.30229 | 0.31943 |  | 5.5 | 7961.1 | 4223.1802 | 7372.8208 | 7561.5598 | 8333.6363 | 8418.9938 | 8490.386 | 8591.8609
5.5833 | 0.044769 | 0.012927 | 0.024733 | 0.036941 | 0.044782 | 0.052493 | 0.067103 | 0.078304 |  | 5.5833 | 1139.4781 | 1138.9009 | 1138.9011 | 1138.9014 | 1139.2963 | 1140.0432 | 1140.4678 | 1141.1384 |  | 5.5833 | 5285.8218 | 2727.9126 | 3176.5401 | 3600.6821 | 4823.3708 | 7482.6006 | 8099.9999 | 8099.9999 |  | 5.5833 | 0.3 | 0.3 | 0.3 | 0.3 | 0.3 | 0.3 | 0.3 | 0.3 |  | aug | 5.5833 | 1026.9568 | 1026.5 | 1026.5 | 1026.5002 | 1027.2667 | 1027.2678 | 1027.2679 | 1027.3406 |  | 5.5833 | 0.22317 | 0.060434 | 0.10615 | 0.1808 | 0.22755 | 0.25981 | 0.343 | 0.39454 |  | 5.5833 | 6182.7164 | 2003.4998 | 3779.718 | 4965.5538 | 6214.7636 | 7586.3128 | 8006.5185 | 8049.4396
5.6667 | 0.048525 | 0.036544 | 0.043021 | 0.045899 | 0.048267 | 0.05072 | 0.056504 | 0.061555 |  | 5.6667 | 1138.9968 | 1138.9243 | 1138.9272 | 1138.9277 | 1138.9281 | 1138.9281 | 1139.3136 | 1140.1786 |  | 5.6667 | 3958.6347 | 2765.6725 | 3106.6914 | 3537.4534 | 3676.9997 | 4111.3527 | 5561.51 | 8099.9999 |  | 5.6667 | 0.3 | 0.3 | 0.3 | 0.3 | 0.3 | 0.3 | 0.3 | 0.3 |  | sep | 5.6667 | 1026.8409 | 1026.5 | 1026.5 | 1026.5001 | 1026.8892 | 1026.8898 | 1026.9171 | 1029.4597 |  | 5.6667 | 0.29488 | 0.18735 | 0.26112 | 0.28588 | 0.30057 | 0.30889 | 0.32005 | 0.33075 |  | 5.6667 | 5449.0969 | 3622.0905 | 4373.7285 | 4912.5172 | 5206.0274 | 5876.0187 | 7283.3967 | 7846.1944
5.75 | 0.026916 | 0.018935 | 0.021996 | 0.024308 | 0.026756 | 0.029251 | 0.032868 | 0.042159 |  | 5.75 | 1138.9743 | 1138.9691 | 1138.9722 | 1138.9723 | 1138.9723 | 1138.9723 | 1138.9723 | 1139.0908 |  | 5.75 | 0 | 0 | 0 | 0 | 0 | 0 | 0 | 0 |  | 5.75 | 0 | 0 | 0 | 0 | 0 | 0 | 0 | 0 |  | oct | 5.75 | 1026.6721 | 1026.5 | 1026.5 | 1026.5 | 1026.6946 | 1026.6948 | 1026.7086 | 1028.0208 |  | 5.75 | 0.28358 | 0.10541 | 0.17938 | 0.22781 | 0.27614 | 0.33424 | 0.42877 | 0.49509 |  | 5.75 | 1033.8013 | 588.1653 | 767.1869 | 903.4351 | 992.8373 | 1140.8176 | 1331.078 | 1904.4199
5.8333 | 0.028676 | 0.019911 | 0.023896 | 0.026716 | 0.02871 | 0.03061 | 0.033515 | 0.03966 |  | 5.8333 | 1140.0598 | 1139.8181 | 1139.9597 | 1140.0121 | 1140.0537 | 1140.1145 | 1140.186 | 1140.3575 |  | 5.8333 | 0 | 0 | 0 | 0 | 0 | 0 | 0 | 0 |  | 5.8333 | 0 | 0 | 0 | 0 | 0 | 0 | 0 | 0 |  | nov | 5.8333 | 1026.5865 | 1026.5 | 1026.5 | 1026.5 | 1026.5973 | 1026.5974 | 1026.6042 | 1027.271 |  | 5.8333 | 0.24994 | 0.093836 | 0.1607 | 0.20262 | 0.2445 | 0.29161 | 0.36679 | 0.42604 |  | 5.8333 | 536.1128 | 0 | 394.0638 | 479.0315 | 519.6661 | 595.908 | 710.4163 | 987.6776
5.9167 | 0.025731 | 0.01107 | 0.020308 | 0.023913 | 0.025632 | 0.027926 | 0.031054 | 0.034596 |  | 5.9167 | 1140.7607 | 1140.2815 | 1140.5312 | 1140.6702 | 1140.7332 | 1140.894 | 1141.0192 | 1141.2628 |  | 5.9167 | 0 | 0 | 0 | 0 | 0 | 0 | 0 | 0 |  | 5.9167 | 0 | 0 | 0 | 0 | 0 | 0 | 0 | 0 |  | dec | 5.9167 | 1026.5491 | 1026.5 | 1026.5 | 1026.5 | 1026.5486 | 1026.5487 | 1026.5535 | 1027.0548 |  | 5.9167 | 0.23572 | 0.089387 | 0.1479 | 0.18473 | 0.23403 | 0.28199 | 0.34365 | 0.39442 |  | 5.9167 | 420.568 | 0 | 314.2367 | 381.9036 | 409.3257 | 470.0195 | 566.1203 | 671.402
6 | 0.026862 | 0.018211 | 0.020518 | 0.024417 | 0.02697 | 0.029123 | 0.032966 | 0.035996 |  | 6 | 1141.2908 | 1140.5856 | 1140.9409 | 1141.1504 | 1141.2521 | 1141.4993 | 1141.677 | 1142.0303 |  | 6 | 0 | 0 | 0 | 0 | 0 | 0 | 0 | 0 |  | 6 | 0 | 0 | 0 | 0 | 0 | 0 | 0 | 0 |  | jan | 6 | 1026.5317 | 1026.5 | 1026.5 | 1026.5 | 1026.5243 | 1026.5244 | 1026.5269 | 1027.4924 |  | 6 | 0.26175 | 0.1236 | 0.17609 | 0.21457 | 0.25924 | 0.30575 | 0.36099 | 0.41014 |  | 6 | 337.3171 | 186.1589 | 261.7895 | 303.2549 | 323.87 | 359.1534 | 442.0979 | 853.4923
6.0833 | 0.027088 | 0.017729 | 0.019468 | 0.024499 | 0.02711 | 0.029222 | 0.034751 | 0.036499 |  | 6.0833 | 1141.7713 | 1141.0588 | 1141.3492 | 1141.5607 | 1141.7146 | 1141.968 | 1142.2743 | 1142.8199 |  | 6.0833 | 0 | 0 | 0 | 0 | 0 | 0 | 0 | 0 |  | 6.0833 | 0 | 0 | 0 | 0 | 0 | 0 | 0 | 0 |  | feb | 6.0833 | 1026.516 | 1026.5 | 1026.5 | 1026.5 | 1026.5122 | 1026.5122 | 1026.5135 | 1027.0065 |  | 6.0833 | 0.17839 | 3.0237e-06 | 0.039563 | 0.11528 | 0.18088 | 0.23176 | 0.34398 | 0.40441 |  | 6.0833 | 189.9686 | 0 | 0 | 191.5693 | 226.2825 | 252.2852 | 296.5967 | 377.1048
6.1667 | 0.030493 | 0.015786 | 0.019613 | 0.026378 | 0.030815 | 0.034581 | 0.040423 | 0.043499 |  | 6.1667 | 1142.2394 | 1141.4138 | 1141.6512 | 1141.8545 | 1142.14 | 1142.6074 | 1143.073 | 1143.2706 |  | 6.1667 | 0 | 0 | 0 | 0 | 0 | 0 | 0 | 0 |  | 6.1667 | 0 | 0 | 0 | 0 | 0 | 0 | 0 | 0 |  | mar | 6.1667 | 1026.5529 | 1026.5 | 1026.5 | 1026.5 | 1026.5061 | 1026.5067 | 1026.7471 | 1027.1986 |  | 6.1667 | 0.18339 | 0.00054075 | 0.018159 | 0.1243 | 0.18097 | 0.24141 | 0.35965 | 0.45066 |  | 6.1667 | 195.5724 | 0 | 0 | 186.7808 | 216.0596 | 254.5663 | 315.9632 | 480.6593
6.25 | 0.02863 | 0.019811 | 0.022438 | 0.025691 | 0.028725 | 0.031107 | 0.035714 | 0.044731 |  | 6.25 | 1142.7703 | 1141.7891 | 1141.8939 | 1142.3223 | 1142.8756 | 1143.1782 | 1143.543 | 1143.6936 |  | 6.25 | 0 | 0 | 0 | 0 | 0 | 0 | 0 | 0 |  | 6.25 | 0 | 0 | 0 | 0 | 0 | 0 | 0 | 0 |  | apr | 6.25 | 1026.5793 | 1026.5 | 1026.5 | 1026.5 | 1026.5031 | 1026.5034 | 1026.9484 | 1027.3881 |  | 6.25 | 0.15728 | 0.00046065 | 0.0020022 | 0.091436 | 0.15477 | 0.20436 | 0.33945 | 0.45191 |  | 6.25 | 187.331 | 0 | 0 | 0 | 235.6026 | 261.6168 | 318.6068 | 431.506
6.3333 | 0.034795 | 0.011914 | 0.015401 | 0.025922 | 0.03369 | 0.042465 | 0.058663 | 0.071759 |  | 6.3333 | 1143.2742 | 1142.0763 | 1142.4617 | 1142.9086 | 1143.3318 | 1143.6494 | 1143.9949 | 1144.2897 |  | 6.3333 | 8099.9999 | 8099.9999 | 8099.9999 | 8099.9999 | 8099.9999 | 8099.9999 | 8099.9999 | 8099.9999 |  | 6.3333 | 0.3 | 0.3 | 0.3 | 0.3 | 0.3 | 0.3 | 0.3 | 0.3 |  | may | 6.3333 | 1026.6332 | 1026.5 | 1026.5 | 1026.5 | 1026.5015 | 1026.6636 | 1027.1714 | 1027.5942 |  | 6.3333 | 0.090803 | 0.00053986 | 0.00066326 | 0.023259 | 0.077919 | 0.1301 | 0.25883 | 0.37533 |  | 6.3333 | 6104.1867 | 4160.6447 | 4378.7555 | 4564.4561 | 5223.6928 | 7845.9785 | 7992.8385 | 8140.3314
6.4167 | 0.044708 | 0.025571 | 0.029134 | 0.037943 | 0.043348 | 0.051171 | 0.061396 | 0.072148 |  | 6.4167 | 1141.6874 | 1140.6091 | 1141.0078 | 1141.2114 | 1141.6406 | 1142.0847 | 1142.5431 | 1143.1968 |  | 6.4167 | 8099.9999 | 8099.9999 | 8099.9999 | 8099.9999 | 8099.9999 | 8099.9999 | 8099.9999 | 8099.9999 |  | 6.4167 | 0.3 | 0.3 | 0.3 | 0.3 | 0.3 | 0.3 | 0.3 | 0.3 |  | jun | 6.4167 | 1028.1254 | 1026.5 | 1026.5 | 1026.5007 | 1029.4418 | 1029.4481 | 1029.4481 | 1029.4481 |  | 6.4167 | 0.23336 | 0.16321 | 0.17436 | 0.19743 | 0.22762 | 0.26 | 0.30716 | 0.34949 |  | 6.4167 | 8646.6039 | 7494.6155 | 7626.8823 | 7724.3624 | 9270.1094 | 9394.4785 | 9545.8884 | 9589.8194
6.5 | 0.053186 | 0.032861 | 0.041429 | 0.047841 | 0.053005 | 0.058657 | 0.06778 | 0.072659 |  | 6.5 | 1140.5938 | 1139.0461 | 1139.8103 | 1140.0671 | 1140.6123 | 1141.1282 | 1141.4758 | 1141.9868 |  | 6.5 | 7648.6638 | 3302.3452 | 6107.2498 | 7389.3342 | 8099.9999 | 8099.9999 | 8099.9999 | 8099.9999 |  | 6.5 | 0.3 | 0.3 | 0.3 | 0.3 | 0.3 | 0.3 | 0.3 | 0.3 |  | jul | 6.5 | 1027.3361 | 1026.5 | 1026.5 | 1026.5004 | 1028.0116 | 1028.0148 | 1028.0149 | 1028.1099 |  | 6.5 | 0.23625 | 0.1332 | 0.17314 | 0.20708 | 0.23514 | 0.26634 | 0.3044 | 0.32395 |  | 6.5 | 7932.8504 | 4548.4034 | 7415.2468 | 7565.9812 | 8231.6947 | 8401.6623 | 8496.5731 | 8591.6597
6.5833 | 0.045792 | 0.016251 | 0.028143 | 0.038705 | 0.044786 | 0.05302 | 0.065407 | 0.074545 |  | 6.5833 | 1139.4747 | 1138.901 | 1138.9011 | 1138.9014 | 1139.2783 | 1140.0195 | 1140.5455 | 1141.178 |  | 6.5833 | 5275.7115 | 2726.1962 | 3171.6387 | 3647.6042 | 4750.0916 | 7195.6008 | 8099.9999 | 8099.9999 |  | 6.5833 | 0.3 | 0.3 | 0.3 | 0.3 | 0.3 | 0.3 | 0.3 | 0.3 |  | aug | 6.5833 | 1026.9239 | 1026.5 | 1026.5 | 1026.5002 | 1027.2662 | 1027.2679 | 1027.2679 | 1027.3171 |  | 6.5833 | 0.2336 | 0.075881 | 0.13432 | 0.18535 | 0.23124 | 0.27597 | 0.36185 | 0.414 |  | 6.5833 | 6233.8345 | 2301.9885 | 4133.8576 | 5175.4013 | 6300.4154 | 7566.7351 | 8011.5928 | 8049.4254
6.6667 | 0.048435 | 0.040543 | 0.043508 | 0.045469 | 0.048055 | 0.050233 | 0.056821 | 0.067971 |  | 6.6667 | 1138.9978 | 1138.9272 | 1138.9272 | 1138.9277 | 1138.928 | 1138.9281 | 1139.4209 | 1140.2285 |  | 6.6667 | 3952.3272 | 2763.6772 | 3104.402 | 3555.569 | 3666.9969 | 4041.0716 | 5873.7376 | 8099.9999 |  | 6.6667 | 0.3 | 0.3 | 0.3 | 0.3 | 0.3 | 0.3 | 0.3 | 0.3 |  | sep | 6.6667 | 1026.7743 | 1026.5 | 1026.5 | 1026.5001 | 1026.8889 | 1026.8898 | 1026.8898 | 1029.4597 |  | 6.6667 | 0.30071 | 0.21635 | 0.2737 | 0.29116 | 0.30248 | 0.31175 | 0.32174 | 0.36989 |  | 6.6667 | 5403.6488 | 3629.2262 | 4375.2042 | 4951.5365 | 5200.6442 | 5700.964 | 7606.8649 | 7846.1444
6.75 | 0.026214 | 0.017619 | 0.01945 | 0.023741 | 0.026279 | 0.028609 | 0.031944 | 0.035022 |  | 6.75 | 1138.9751 | 1138.9648 | 1138.9722 | 1138.9723 | 1138.9723 | 1138.9723 | 1138.9723 | 1139.1427 |  | 6.75 | 0 | 0 | 0 | 0 | 0 | 0 | 0 | 0 |  | 6.75 | 0 | 0 | 0 | 0 | 0 | 0 | 0 | 0 |  | oct | 6.75 | 1026.6381 | 1026.5 | 1026.5 | 1026.5 | 1026.6945 | 1026.6948 | 1026.6948 | 1028.0208 |  | 6.75 | 0.27304 | 0.099414 | 0.14743 | 0.2339 | 0.2704 | 0.33041 | 0.39133 | 0.4409 |  | 6.75 | 1004.9733 | 0 | 760.9588 | 903.6295 | 992.031 | 1071.3403 | 1273.0361 | 1762.5569
6.8333 | 0.028249 | 0.022376 | 0.023532 | 0.025916 | 0.028165 | 0.029935 | 0.03338 | 0.038884 |  | 6.8333 | 1140.06 | 1139.8372 | 1139.9583 | 1140.0154 | 1140.041 | 1140.1154 | 1140.1814 | 1140.4012 |  | 6.8333 | 0 | 0 | 0 | 0 | 0 | 0 | 0 | 0 |  | 6.8333 | 0 | 0 | 0 | 0 | 0 | 0 | 0 | 0 |  | nov | 6.8333 | 1026.577 | 1026.5 | 1026.5 | 1026.5 | 1026.5972 | 1026.5974 | 1026.5974 | 1027.3734 |  | 6.8333 | 0.2412 | 0.095347 | 0.13057 | 0.20796 | 0.23874 | 0.29174 | 0.33921 | 0.38715 |  | 6.8333 | 527.6749 | 0 | 400.5049 | 484.5582 | 522.6427 | 561.4755 | 673.7938 | 903.0882
6.9167 | 0.02577 | 0.012446 | 0.01991 | 0.022995 | 0.025909 | 0.028191 | 0.031489 | 0.034005 |  | 6.9167 | 1140.7601 | 1140.3051 | 1140.5325 | 1140.6746 | 1140.7235 | 1140.8828 | 1141.0359 | 1141.3075 |  | 6.9167 | 0 | 0 | 0 | 0 | 0 | 0 | 0 | 0 |  | 6.9167 | 0 | 0 | 0 | 0 | 0 | 0 | 0 | 0 |  | dec | 6.9167 | 1026.5465 | 1026.5 | 1026.5 | 1026.5 | 1026.5486 | 1026.5487 | 1026.5487 | 1027.7255 |  | 6.9167 | 0.22777 | 0.094305 | 0.11754 | 0.19259 | 0.22686 | 0.27157 | 0.3267 | 0.37244 |  | 6.9167 | 416.4027 | 0 | 315.2651 | 382.3959 | 408.8724 | 452.4544 | 543.7526 | 593.1083
7 | 0.026937 | 0.021032 | 0.022145 | 0.024288 | 0.026624 | 0.02909 | 0.032656 | 0.034688 |  | 7 | 1141.2894 | 1140.6155 | 1140.9376 | 1141.1533 | 1141.2408 | 1141.4771 | 1141.7126 | 1142.1227 |  | 7 | 0 | 0 | 0 | 0 | 0 | 0 | 0 | 0 |  | 7 | 0 | 0 | 0 | 0 | 0 | 0 | 0 | 0 |  | jan | 7 | 1026.5322 | 1026.5 | 1026.5 | 1026.5 | 1026.5243 | 1026.5244 | 1026.526 | 1028.002 |  | 7 | 0.25434 | 0.12419 | 0.15048 | 0.22136 | 0.25357 | 0.29764 | 0.34603 | 0.39514 |  | 7 | 335.6032 | 186.1011 | 252.1483 | 300.5369 | 318.8285 | 353.8725 | 413.5223 | 1148.8392
7.0833 | 0.02673 | 0.015755 | 0.020895 | 0.024514 | 0.02669 | 0.028959 | 0.032929 | 0.037847 |  | 7.0833 | 1141.7668 | 1141.097 | 1141.3552 | 1141.5597 | 1141.6973 | 1141.9509 | 1142.2758 | 1142.92 |  | 7.0833 | 0 | 0 | 0 | 0 | 0 | 0 | 0 | 0 |  | 7.0833 | 0 | 0 | 0 | 0 | 0 | 0 | 0 | 0 |  | feb | 7.0833 | 1026.5163 | 1026.5 | 1026.5 | 1026.5 | 1026.5122 | 1026.5122 | 1026.5129 | 1027.2612 |  | 7.0833 | 0.17831 | 2.8377e-05 | 0.070728 | 0.12453 | 0.16878 | 0.228 | 0.31812 | 0.44277 |  | 7.0833 | 205.2582 | 0 | 0 | 197.8231 | 225.2564 | 250.1593 | 296.6107 | 651.7452
7.1667 | 0.030179 | 0.010589 | 0.021966 | 0.02642 | 0.029987 | 0.0344 | 0.039583 | 0.042213 |  | 7.1667 | 1142.2268 | 1141.458 | 1141.6184 | 1141.8535 | 1142.0992 | 1142.5876 | 1143.0293 | 1143.3356 |  | 7.1667 | 0 | 0 | 0 | 0 | 0 | 0 | 0 | 0 |  | 7.1667 | 0 | 0 | 0 | 0 | 0 | 0 | 0 | 0 |  | mar | 7.1667 | 1026.5384 | 1026.5 | 1026.5 | 1026.5 | 1026.5061 | 1026.5061 | 1026.7327 | 1026.8862 |  | 7.1667 | 0.17952 | 0.0035972 | 0.030563 | 0.12108 | 0.18251 | 0.22656 | 0.30584 | 0.42478 |  | 7.1667 | 188.8279 | 0 | 0 | 173.4581 | 212.4683 | 247.238 | 319.5722 | 424.2596
7.25 | 0.028021 | 0.019542 | 0.021094 | 0.025037 | 0.028301 | 0.030927 | 0.035041 | 0.038214 |  | 7.25 | 1142.7525 | 1141.7883 | 1141.9065 | 1142.282 | 1142.7705 | 1143.1877 | 1143.5591 | 1143.7147 |  | 7.25 | 0 | 0 | 0 | 0 | 0 | 0 | 0 | 0 |  | 7.25 | 0 | 0 | 0 | 0 | 0 | 0 | 0 | 0 |  | apr | 7.25 | 1026.5691 | 1026.5 | 1026.5 | 1026.5 | 1026.5031 | 1026.5244 | 1026.8969 | 1027.0052 |  | 7.25 | 0.15355 | 0.00055453 | 0.03304 | 0.09281 | 0.14812 | 0.20664 | 0.27143 | 0.36386 |  | 7.25 | 176.8955 | 0 | 0 | 0 | 226.8997 | 255.087 | 343.1247 | 463.4208
7.3333 | 0.035547 | 0.012614 | 0.013701 | 0.023243 | 0.03349 | 0.046768 | 0.060554 | 0.081575 |  | 7.3333 | 1143.2571 | 1141.98 | 1142.5005 | 1142.9113 | 1143.2788 | 1143.6538 | 1143.9718 | 1144.2596 |  | 7.3333 | 8099.9999 | 8099.9999 | 8099.9999 | 8099.9999 | 8099.9999 | 8099.9999 | 8099.9999 | 8099.9999 |  | 7.3333 | 0.3 | 0.3 | 0.3 | 0.3 | 0.3 | 0.3 | 0.3 | 0.3 |  | may | 7.3333 | 1026.6306 | 1026.5 | 1026.5 | 1026.5 | 1026.5015 | 1026.7275 | 1027.1041 | 1027.269 |  | 7.3333 | 0.086115 | 0.00060625 | 0.00075485 | 0.021928 | 0.08391 | 0.13416 | 0.18711 | 0.27843 |  | 7.3333 | 6021.9055 | 4278.6627 | 4374.1012 | 4544.6078 | 5087.9857 | 7825.6957 | 7970.3524 | 8134.5609
7.4167 | 0.043709 | 0.025542 | 0.027904 | 0.0359 | 0.042376 | 0.050287 | 0.061099 | 0.077978 |  | 7.4167 | 1141.6685 | 1140.5497 | 1140.9993 | 1141.249 | 1141.606 | 1142.0554 | 1142.5542 | 1143.1541 |  | 7.4167 | 8099.9999 | 8099.9999 | 8099.9999 | 8099.9999 | 8099.9999 | 8099.9999 | 8099.9999 | 8099.9999 |  | 7.4167 | 0.3 | 0.3 | 0.3 | 0.3 | 0.3 | 0.3 | 0.3 | 0.3 |  | jun | 7.4167 | 1028.1966 | 1026.5 | 1026.5 | 1026.5007 | 1029.4427 | 1029.4473 | 1029.4481 | 1029.4481 |  | 7.4167 | 0.22689 | 0.16674 | 0.18049 | 0.19118 | 0.2131 | 0.25662 | 0.31732 | 0.34009 |  | 7.4167 | 8682.8794 | 7494.205 | 7608.9004 | 7715.331 | 9327.1318 | 9398.9708 | 9547.9904 | 9588.5459
7.5 | 0.054898 | 0.037482 | 0.041851 | 0.049432 | 0.054185 | 0.06111 | 0.070831 | 0.078444 |  | 7.5 | 1140.5697 | 1138.9775 | 1139.73 | 1140.1545 | 1140.5289 | 1141.0806 | 1141.4305 | 1141.9369 |  | 7.5 | 7632.6581 | 3101.2043 | 5891.233 | 7641.2478 | 8099.9999 | 8099.9999 | 8099.9999 | 8099.9999 |  | 7.5 | 0.3 | 0.3 | 0.3 | 0.3 | 0.3 | 0.3 | 0.3 | 0.3 |  | jul | 7.5 | 1027.3716 | 1026.5 | 1026.5 | 1026.5004 | 1028.0121 | 1028.0144 | 1028.0149 | 1028.0149 |  | 7.5 | 0.24239 | 0.16009 | 0.18791 | 0.21537 | 0.2372 | 0.26595 | 0.31085 | 0.37777 |  | 7.5 | 7940.618 | 4144.7251 | 7358.7922 | 7559.7643 | 8333.6259 | 8403.7502 | 8496.0384 | 8591.0078
7.5833 | 0.046892 | 0.013349 | 0.032101 | 0.038372 | 0.045781 | 0.054738 | 0.064024 | 0.07284 |  | 7.5833 | 1139.4473 | 1138.9008 | 1138.901 | 1138.9014 | 1139.2103 | 1140.0042 | 1140.5023 | 1141.1204 |  | 7.5833 | 5175.0211 | 2735.3563 | 3173.3109 | 3593.682 | 4447.3417 | 7195.665 | 8099.9999 | 8099.9999 |  | 7.5833 | 0.3 | 0.3 | 0.3 | 0.3 | 0.3 | 0.3 | 0.3 | 0.3 |  | aug | 7.5833 | 1026.9439 | 1026.5 | 1026.5 | 1026.5002 | 1027.2666 | 1027.2677 | 1027.2679 | 1027.3613 |  | 7.5833 | 0.23849 | 0.06731 | 0.13556 | 0.1905 | 0.23435 | 0.28323 | 0.34454 | 0.44706 |  | 7.5833 | 6206.3438 | 1673.615 | 4367.6684 | 5089.3249 | 6095.5391 | 7555.657 | 8031.221 | 8049.0645
7.6667 | 0.04846 | 0.041702 | 0.043198 | 0.046377 | 0.047993 | 0.051049 | 0.054421 | 0.057614 |  | 7.6667 | 1138.9953 | 1138.9225 | 1138.9274 | 1138.9277 | 1138.9281 | 1138.9281 | 1139.3215 | 1140.1478 |  | 7.6667 | 3925.0263 | 2773.7712 | 3101.1119 | 3520.5638 | 3658.2065 | 4014.0181 | 5730.0549 | 8099.9999 |  | 7.6667 | 0.3 | 0.3 | 0.3 | 0.3 | 0.3 | 0.3 | 0.3 | 0.3 |  | sep | 7.6667 | 1026.7513 | 1026.5 | 1026.5 | 1026.5001 | 1026.889 | 1026.8896 | 1026.8898 | 1029.4545 |  | 7.6667 | 0.30008 | 0.18321 | 0.27362 | 0.291 | 0.30267 | 0.30959 | 0.32397 | 0.35039 |  | 7.6667 | 5354.2674 | 3629.9085 | 4399.7479 | 4872.0152 | 5149.6181 | 5668.5486 | 7453.7498 | 7845.9819
7.75 | 0.026698 | 0.015882 | 0.020209 | 0.02374 | 0.026901 | 0.029002 | 0.033637 | 0.040224 |  | 7.75 | 1138.9734 | 1138.9614 | 1138.9722 | 1138.9723 | 1138.9723 | 1138.9723 | 1138.9723 | 1139.0503 |  | 7.75 | 0 | 0 | 0 | 0 | 0 | 0 | 0 | 0 |  | 7.75 | 0 | 0 | 0 | 0 | 0 | 0 | 0 | 0 |  | oct | 7.75 | 1026.6267 | 1026.5 | 1026.5 | 1026.5 | 1026.6945 | 1026.6948 | 1026.7102 | 1028.0181 |  | 7.75 | 0.27728 | 0.08952 | 0.12775 | 0.20893 | 0.27339 | 0.34041 | 0.41852 | 0.59737 |  | 7.75 | 988.9901 | 0 | 767.0653 | 902.6788 | 977.2059 | 1085.6137 | 1269.1706 | 1602.9998
7.8333 | 0.028109 | 0.018493 | 0.022143 | 0.025492 | 0.027983 | 0.03062 | 0.034032 | 0.038994 |  | 7.8333 | 1140.0532 | 1139.8022 | 1139.9587 | 1140.0073 | 1140.0337 | 1140.1101 | 1140.1825 | 1140.318 |  | 7.8333 | 0 | 0 | 0 | 0 | 0 | 0 | 0 | 0 |  | 7.8333 | 0 | 0 | 0 | 0 | 0 | 0 | 0 | 0 |  | nov | 7.8333 | 1026.5733 | 1026.5 | 1026.5 | 1026.5 | 1026.5973 | 1026.5974 | 1026.6074 | 1027.5665 |  | 7.8333 | 0.24504 | 0.084183 | 0.11686 | 0.18606 | 0.24066 | 0.29995 | 0.36958 | 0.54723 |  | 7.8333 | 511.1717 | 0 | 297.7329 | 476.0185 | 512.2563 | 561.4081 | 664.1994 | 817.8505
7.9167 | 0.02543 | 0.013787 | 0.019147 | 0.02228 | 0.024957 | 0.027588 | 0.03355 | 0.040484 |  | 7.9167 | 1140.7494 | 1140.2621 | 1140.526 | 1140.6582 | 1140.7175 | 1140.8547 | 1141.0353 | 1141.2186 |  | 7.9167 | 0 | 0 | 0 | 0 | 0 | 0 | 0 | 0 |  | 7.9167 | 0 | 0 | 0 | 0 | 0 | 0 | 0 | 0 |  | dec | 7.9167 | 1026.5555 | 1026.5 | 1026.5 | 1026.5 | 1026.5486 | 1026.5487 | 1026.5601 | 1028.0111 |  | 7.9167 | 0.23193 | 0.0815 | 0.1101 | 0.17831 | 0.22694 | 0.29005 | 0.34734 | 0.52862 |  | 7.9167 | 400.3074 | 0 | 239.8079 | 374.836 | 403.8972 | 453.4837 | 525.5915 | 588.7524
8 | 0.027273 | 0.01853 | 0.021878 | 0.024806 | 0.026966 | 0.029759 | 0.034401 | 0.036113 |  | 8 | 1141.2746 | 1140.5613 | 1140.9277 | 1141.1392 | 1141.2335 | 1141.4265 | 1141.7051 | 1141.9762 |  | 8 | 0 | 0 | 0 | 0 | 0 | 0 | 0 | 0 |  | 8 | 0 | 0 | 0 | 0 | 0 | 0 | 0 | 0 |  | jan | 8 | 1026.5547 | 1026.5 | 1026.5 | 1026.5 | 1026.5243 | 1026.5244 | 1026.5308 | 1028.3748 |  | 8 | 0.2586 | 0.10751 | 0.14285 | 0.2077 | 0.25422 | 0.31168 | 0.37196 | 0.55315 |  | 8 | 350.3767 | 186.1576 | 258.7506 | 303.24 | 321.2166 | 366.5557 | 440.2045 | 1466.951
8.0833 | 0.027511 | 0.014396 | 0.020459 | 0.024458 | 0.027484 | 0.030224 | 0.035176 | 0.039588 |  | 8.0833 | 1141.7533 | 1141.0284 | 1141.3379 | 1141.5796 | 1141.6968 | 1141.9543 | 1142.2618 | 1142.7498 |  | 8.0833 | 0 | 0 | 0 | 0 | 0 | 0 | 0 | 0 |  | 8.0833 | 0 | 0 | 0 | 0 | 0 | 0 | 0 | 0 |  | feb | 8.0833 | 1026.5281 | 1026.5 | 1026.5 | 1026.5 | 1026.5122 | 1026.5122 | 1026.5154 | 1027.4543 |  | 8.0833 | 0.1822 | 2.7673e-05 | 0.060818 | 0.10547 | 0.17746 | 0.23013 | 0.34965 | 0.54719 |  | 8.0833 | 194.2931 | 0 | 0 | 186.0818 | 224.3999 | 250.3473 | 309.7408 | 823.4773
8.1667 | 0.030983 | 0.015887 | 0.021499 | 0.026199 | 0.030926 | 0.035384 | 0.03967 | 0.051056 |  | 8.1667 | 1142.2137 | 1141.3789 | 1141.6284 | 1141.8823 | 1142.1086 | 1142.5635 | 1143.0867 | 1143.2284 |  | 8.1667 | 0 | 0 | 0 | 0 | 0 | 0 | 0 | 0 |  | 8.1667 | 0 | 0 | 0 | 0 | 0 | 0 | 0 | 0 |  | mar | 8.1667 | 1026.5619 | 1026.5 | 1026.5 | 1026.5 | 1026.5061 | 1026.5074 | 1026.7655 | 1027.0939 |  | 8.1667 | 0.18693 | 0.00054013 | 0.044351 | 0.11617 | 0.17837 | 0.25885 | 0.33476 | 0.50945 |  | 8.1667 | 198.31 | 0 | 0 | 185.0961 | 216.1053 | 252.8447 | 333.4098 | 549.3535
8.25 | 0.027723 | 0.016565 | 0.01981 | 0.024904 | 0.028313 | 0.030868 | 0.034659 | 0.038072 |  | 8.25 | 1142.7473 | 1141.7501 | 1141.874 | 1142.3514 | 1142.7837 | 1143.165 | 1143.5066 | 1143.7527 |  | 8.25 | 0 | 0 | 0 | 0 | 0 | 0 | 0 | 0 |  | 8.25 | 0 | 0 | 0 | 0 | 0 | 0 | 0 | 0 |  | apr | 8.25 | 1026.5845 | 1026.5 | 1026.5 | 1026.5 | 1026.5031 | 1026.6033 | 1026.9762 | 1027.2748 |  | 8.25 | 0.15766 | 0.00041361 | 0.0026803 | 0.087968 | 0.15104 | 0.22701 | 0.32587 | 0.4196 |  | 8.25 | 182.0388 | 0 | 0 | 0 | 234.918 | 256.9821 | 335.001 | 502.4778
8.3333 | 0.037104 | 0.012719 | 0.013892 | 0.027528 | 0.035479 | 0.045374 | 0.06172 | 0.077039 |  | 8.3333 | 1143.2507 | 1141.9718 | 1142.3716 | 1142.8752 | 1143.3027 | 1143.6342 | 1143.9431 | 1144.3593 |  | 8.3333 | 8099.9999 | 8099.9999 | 8099.9999 | 8099.9999 | 8099.9999 | 8099.9999 | 8099.9999 | 8099.9999 |  | 8.3333 | 0.3 | 0.3 | 0.3 | 0.3 | 0.3 | 0.3 | 0.3 | 0.3 |  | may | 8.3333 | 1026.6427 | 1026.5 | 1026.5 | 1026.5 | 1026.5015 | 1026.7296 | 1027.2029 | 1027.4761 |  | 8.3333 | 0.092823 | 0.00034021 | 0.00065948 | 0.010974 | 0.086084 | 0.14859 | 0.24889 | 0.35716 |  | 8.3333 | 6180.5903 | 4278.6618 | 4408.7599 | 4652.7069 | 5330.1542 | 7837.4111 | 8012.0576 | 8052.2342
8.4167 | 0.04504 | 0.023135 | 0.032619 | 0.037706 | 0.044067 | 0.050213 | 0.063742 | 0.08382 |  | 8.4167 | 1141.6626 | 1140.5392 | 1140.9729 | 1141.2073 | 1141.624 | 1141.9825 | 1142.5718 | 1143.2706 |  | 8.4167 | 8099.9999 | 8099.9999 | 8099.9999 | 8099.9999 | 8099.9999 | 8099.9999 | 8099.9999 | 8099.9999 |  | 8.4167 | 0.3 | 0.3 | 0.3 | 0.3 | 0.3 | 0.3 | 0.3 | 0.3 |  | jun | 8.4167 | 1028.0913 | 1026.5 | 1026.5 | 1026.5007 | 1029.441 | 1029.4464 | 1029.4481 | 1029.4481 |  | 8.4167 | 0.23097 | 0.1609 | 0.1773 | 0.20042 | 0.21954 | 0.25621 | 0.30185 | 0.34859 |  | 8.4167 | 8625.4467 | 7494.2055 | 7626.6764 | 7710.1897 | 9271.0088 | 9396.3217 | 9545.8619 | 9590.2209
8.5 | 0.053932 | 0.036091 | 0.038246 | 0.048723 | 0.05349 | 0.058586 | 0.066764 | 0.072149 |  | 8.5 | 1140.5716 | 1138.9619 | 1139.749 | 1140.084 | 1140.5605 | 1141.0542 | 1141.5189 | 1142.1019 |  | 8.5 | 7627.8529 | 3047.6021 | 5959.0422 | 7459.2955 | 8099.9999 | 8099.9999 | 8099.9999 | 8099.9999 |  | 8.5 | 0.3 | 0.3 | 0.3 | 0.3 | 0.3 | 0.3 | 0.3 | 0.3 |  | jul | 8.5 | 1027.3207 | 1026.5 | 1026.5 | 1026.5004 | 1028.0112 | 1028.014 | 1028.0149 | 1028.1775 |  | 8.5 | 0.24518 | 0.14056 | 0.17505 | 0.2209 | 0.24901 | 0.27304 | 0.301 | 0.3334 |  | 8.5 | 7917.0827 | 4548.3287 | 7392.6975 | 7549.2629 | 8202.8107 | 8418.256 | 8493.8475 | 8591.8656
8.5833 | 0.045237 | 0.019762 | 0.028902 | 0.038144 | 0.045293 | 0.053211 | 0.060524 | 0.06309 |  | 8.5833 | 1139.4544 | 1138.9008 | 1138.901 | 1138.9014 | 1139.2596 | 1139.9138 | 1140.5936 | 1141.2507 |  | 8.5833 | 5198.9222 | 2728.7518 | 3174.3237 | 3599.7478 | 4610.5105 | 7149.0693 | 8099.9999 | 8099.9999 |  | 8.5833 | 0.3 | 0.3 | 0.3 | 0.3 | 0.3 | 0.3 | 0.3 | 0.3 |  | aug | 8.5833 | 1026.9164 | 1026.5 | 1026.5 | 1026.5002 | 1027.2661 | 1027.2676 | 1027.2679 | 1027.3522 |  | 8.5833 | 0.22917 | 0.06196 | 0.12169 | 0.18855 | 0.22752 | 0.2691 | 0.323 | 0.37522 |  | 8.5833 | 6202.8767 | 3575.8869 | 4273.1444 | 5011.4026 | 6029.1627 | 7579.2068 | 8011.5503 | 8048.7395
8.6667 | 0.048624 | 0.041152 | 0.042619 | 0.045592 | 0.048364 | 0.050446 | 0.056703 | 0.061312 |  | 8.6667 | 1138.9999 | 1138.9215 | 1138.9274 | 1138.9277 | 1138.928 | 1138.9281 | 1139.4894 | 1140.309 |  | 8.6667 | 3946.7261 | 2766.2932 | 3107.8624 | 3539.3889 | 3670.7712 | 4048.0046 | 6096.7994 | 8099.9999 |  | 8.6667 | 0.3 | 0.3 | 0.3 | 0.3 | 0.3 | 0.3 | 0.3 | 0.3 |  | sep | 8.6667 | 1026.7666 | 1026.5 | 1026.5 | 1026.5001 | 1026.8888 | 1026.8895 | 1026.8898 | 1029.4597 |  | 8.6667 | 0.301 | 0.23534 | 0.26806 | 0.29459 | 0.30497 | 0.31082 | 0.32324 | 0.35104 |  | 8.6667 | 5386.4752 | 3633.2041 | 4369.735 | 4872.9075 | 5144.1036 | 5728.2622 | 7584.9585 | 7846.1963
8.75 | 0.026954 | 0.017553 | 0.021139 | 0.02415 | 0.027311 | 0.029379 | 0.033194 | 0.038298 |  | 8.75 | 1138.9764 | 1138.9612 | 1138.972 | 1138.9723 | 1138.9723 | 1138.9723 | 1138.9723 | 1139.2383 |  | 8.75 | 0 | 0 | 0 | 0 | 0 | 0 | 0 | 0 |  | 8.75 | 0 | 0 | 0 | 0 | 0 | 0 | 0 | 0 |  | oct | 8.75 | 1026.6343 | 1026.5 | 1026.5 | 1026.5 | 1026.6945 | 1026.6948 | 1026.7039 | 1028.0208 |  | 8.75 | 0.27938 | 0.11768 | 0.14909 | 0.22738 | 0.27877 | 0.32949 | 0.41669 | 0.52718 |  | 8.75 | 1009.1439 | 587.9794 | 766.9638 | 883.853 | 984.3317 | 1099.5358 | 1326.6506 | 1831.9035
8.8333 | 0.028441 | 0.021685 | 0.023414 | 0.026291 | 0.027902 | 0.030494 | 0.034273 | 0.037663 |  | 8.8333 | 1140.0588 | 1139.8018 | 1139.959 | 1140.0098 | 1140.0352 | 1140.1143 | 1140.1847 | 1140.4819 |  | 8.8333 | 0 | 0 | 0 | 0 | 0 | 0 | 0 | 0 |  | 8.8333 | 0 | 0 | 0 | 0 | 0 | 0 | 0 | 0 |  | nov | 8.8333 | 1026.5683 | 1026.5 | 1026.5 | 1026.5 | 1026.5972 | 1026.5974 | 1026.6019 | 1027.3602 |  | 8.8333 | 0.24617 | 0.1094 | 0.13615 | 0.20232 | 0.24563 | 0.29076 | 0.36494 | 0.46447 |  | 8.8333 | 530.6138 | 297.7103 | 401.3639 | 468.9519 | 515.8167 | 578.5887 | 700.4744 | 973.6613
8.9167 | 0.025792 | 0.016423 | 0.020477 | 0.023156 | 0.025611 | 0.028014 | 0.031996 | 0.035592 |  | 8.9167 | 1140.7582 | 1140.2611 | 1140.53 | 1140.6625 | 1140.7185 | 1140.894 | 1141.0411 | 1141.3899 |  | 8.9167 | 0 | 0 | 0 | 0 | 0 | 0 | 0 | 0 |  | 8.9167 | 0 | 0 | 0 | 0 | 0 | 0 | 0 | 0 |  | dec | 8.9167 | 1026.5343 | 1026.5 | 1026.5 | 1026.5 | 1026.5486 | 1026.5487 | 1026.5509 | 1026.9379 |  | 8.9167 | 0.23184 | 0.096078 | 0.12847 | 0.18979 | 0.22568 | 0.26883 | 0.34571 | 0.44093 |  | 8.9167 | 415.5469 | 0 | 314.141 | 377.2481 | 403.8971 | 470.1379 | 556.9162 | 642.6806
9 | 0.027109 | 0.019469 | 0.021704 | 0.025 | 0.027167 | 0.029375 | 0.032008 | 0.0343 |  | 9 | 1141.2886 | 1140.5596 | 1140.9392 | 1141.1431 | 1141.2297 | 1141.4871 | 1141.7159 | 1142.2931 |  | 9 | 0 | 0 | 0 | 0 | 0 | 0 | 0 | 0 |  | 9 | 0 | 0 | 0 | 0 | 0 | 0 | 0 | 0 |  | jan | 9 | 1026.5209 | 1026.5 | 1026.5 | 1026.5 | 1026.5243 | 1026.5243 | 1026.5264 | 1026.8973 |  | 9 | 0.25794 | 0.12747 | 0.15945 | 0.21652 | 0.25433 | 0.29395 | 0.36633 | 0.4594 |  | 9 | 330.1229 | 186.2117 | 256.0569 | 299.617 | 320.0582 | 356.5461 | 423.4648 | 533.4521
9.0833 | 0.027465 | 0.018938 | 0.021303 | 0.025422 | 0.027697 | 0.02927 | 0.032999 | 0.03788 |  | 9.0833 | 1141.7708 | 1141.0251 | 1141.3467 | 1141.5737 | 1141.698 | 1141.9666 | 1142.3013 | 1143.0642 |  | 9.0833 | 0 | 0 | 0 | 0 | 0 | 0 | 0 | 0 |  | 9.0833 | 0 | 0 | 0 | 0 | 0 | 0 | 0 | 0 |  | feb | 9.0833 | 1026.5105 | 1026.5 | 1026.5 | 1026.5 | 1026.5122 | 1026.5122 | 1026.5133 | 1026.6987 |  | 9.0833 | 0.18406 | 0.015941 | 0.056426 | 0.13211 | 0.1938 | 0.22962 | 0.31046 | 0.3618 |  | 9.0833 | 195.3678 | 0 | 0 | 196.4613 | 221.6721 | 243.3802 | 295.9297 | 330.0968
9.1667 | 0.030371 | 0.0144 | 0.01997 | 0.026584 | 0.031212 | 0.034423 | 0.039661 | 0.043927 |  | 9.1667 | 1142.2278 | 1141.3745 | 1141.6488 | 1141.8795 | 1142.1255 | 1142.5916 | 1143.1176 | 1143.4552 |  | 9.1667 | 0 | 0 | 0 | 0 | 0 | 0 | 0 | 0 |  | 9.1667 | 0 | 0 | 0 | 0 | 0 | 0 | 0 | 0 |  | mar | 9.1667 | 1026.5422 | 1026.5 | 1026.5 | 1026.5 | 1026.5061 | 1026.5061 | 1026.7605 | 1026.8987 |  | 9.1667 | 0.19219 | 0.0005576 | 0.06132 | 0.13559 | 0.18507 | 0.25806 | 0.34899 | 0.42781 |  | 9.1667 | 201.2299 | 0 | 0 | 186.7946 | 215.0058 | 256.1226 | 314.0613 | 480.6207
9.25 | 0.028096 | 0.016202 | 0.020497 | 0.025103 | 0.027809 | 0.031245 | 0.036154 | 0.038621 |  | 9.25 | 1142.7598 | 1141.7439 | 1141.8706 | 1142.3505 | 1142.8225 | 1143.1951 | 1143.6089 | 1143.8408 |  | 9.25 | 0 | 0 | 0 | 0 | 0 | 0 | 0 | 0 |  | 9.25 | 0 | 0 | 0 | 0 | 0 | 0 | 0 | 0 |  | apr | 9.25 | 1026.563 | 1026.5 | 1026.5 | 1026.5 | 1026.5031 | 1026.5032 | 1026.9132 | 1027.095 |  | 9.25 | 0.16935 | 0.00059369 | 0.029984 | 0.10187 | 0.15647 | 0.23028 | 0.31314 | 0.40391 |  | 9.25 | 188.0057 | 0 | 0 | 131.698 | 230.4964 | 256.2047 | 320.6117 | 370.2453
9.3333 | 0.034669 | 0.012182 | 0.015512 | 0.02367 | 0.033552 | 0.042223 | 0.061058 | 0.070822 |  | 9.3333 | 1143.2647 | 1141.97 | 1142.4524 | 1142.9092 | 1143.2957 | 1143.6561 | 1144.0088 | 1144.3259 |  | 9.3333 | 8099.9999 | 8099.9999 | 8099.9999 | 8099.9999 | 8099.9999 | 8099.9999 | 8099.9999 | 8099.9999 |  | 9.3333 | 0.3 | 0.3 | 0.3 | 0.3 | 0.3 | 0.3 | 0.3 | 0.3 |  | may | 9.3333 | 1026.6166 | 1026.5 | 1026.5 | 1026.5 | 1026.5015 | 1026.5581 | 1027.1195 | 1027.3099 |  | 9.3333 | 0.099451 | 0.00055854 | 0.00076238 | 0.036946 | 0.083566 | 0.15237 | 0.252 | 0.33323 |  | 9.3333 | 6014.5991 | 4160.6437 | 4336.6616 | 4494.5855 | 5089.2918 | 7818.2907 | 8016.8824 | 8134.559
9.4167 | 0.044676 | 0.027507 | 0.03015 | 0.037791 | 0.045171 | 0.050011 | 0.061259 | 0.089674 |  | 9.4167 | 1141.6779 | 1140.5372 | 1141.0125 | 1141.2251 | 1141.6094 | 1142.0443 | 1142.5305 | 1143.2275 |  | 9.4167 | 8099.9999 | 8099.9999 | 8099.9999 | 8099.9999 | 8099.9999 | 8099.9999 | 8099.9999 | 8099.9999 |  | 9.4167 | 0.3 | 0.3 | 0.3 | 0.3 | 0.3 | 0.3 | 0.3 | 0.3 |  | jun | 9.4167 | 1028.1503 | 1026.5 | 1026.5 | 1026.5007 | 1029.4423 | 1029.4481 | 1029.4481 | 1029.4481 |  | 9.4167 | 0.23107 | 0.15588 | 0.18111 | 0.19964 | 0.21938 | 0.26031 | 0.32821 | 0.3404 |  | 9.4167 | 8656.8353 | 7494.205 | 7608.9004 | 7699.3983 | 9299.6499 | 9404.9199 | 9528.0977 | 9587.7636
9.5 | 0.052626 | 0.03181 | 0.038801 | 0.0454 | 0.053942 | 0.058637 | 0.066634 | 0.073522 |  | 9.5 | 1140.5832 | 1138.9594 | 1139.7776 | 1140.0991 | 1140.5708 | 1141.1189 | 1141.418 | 1142.0172 |  | 9.5 | 7645.3176 | 3039.489 | 6033.8359 | 7513.3854 | 8099.9999 | 8099.9999 | 8099.9999 | 8099.9999 |  | 9.5 | 0.3 | 0.3 | 0.3 | 0.3 | 0.3 | 0.3 | 0.3 | 0.3 |  | jul | 9.5 | 1027.3495 | 1026.5 | 1026.5 | 1026.5004 | 1028.0118 | 1028.0149 | 1028.0149 | 1028.1864 |  | 9.5 | 0.22953 | 0.12176 | 0.16402 | 0.20041 | 0.2311 | 0.25517 | 0.28829 | 0.32889 |  | 9.5 | 7941.203 | 4083.1348 | 7386.8688 | 7556.3934 | 8270.7196 | 8405.2136 | 8495.5443 | 8590.6072
9.5833 | 0.046219 | 0.022652 | 0.028991 | 0.039617 | 0.045984 | 0.053223 | 0.063205 | 0.083288 |  | 9.5833 | 1139.4645 | 1138.901 | 1138.9011 | 1138.9019 | 1139.2542 | 1139.9905 | 1140.4709 | 1141.1973 |  | 9.5833 | 5237.7448 | 2728.4263 | 3177.785 | 3666.2437 | 4603.2845 | 7099.407 | 8099.9999 | 8099.9999 |  | 9.5833 | 0.3 | 0.3 | 0.3 | 0.3 | 0.3 | 0.3 | 0.3 | 0.3 |  | aug | 9.5833 | 1026.9334 | 1026.5 | 1026.5 | 1026.5002 | 1027.2664 | 1027.2679 | 1027.2679 | 1027.3612 |  | 9.5833 | 0.23276 | 0.08903 | 0.13164 | 0.1909 | 0.23192 | 0.27588 | 0.33568 | 0.39464 |  | 9.5833 | 6253.1534 | 3566.5267 | 4367.3873 | 5195.2293 | 5913.0289 | 7555.5488 | 8006.2814 | 8096.3636
9.6667 | 0.048561 | 0.039923 | 0.043256 | 0.04577 | 0.047505 | 0.050973 | 0.057016 | 0.063241 |  | 9.6667 | 1138.9989 | 1138.9218 | 1138.9272 | 1138.9277 | 1138.928 | 1138.9281 | 1139.333 | 1140.2474 |  | 9.6667 | 3939.5968 | 2765.9193 | 3103.5414 | 3527.3873 | 3660.766 | 4099.5617 | 5634.6537 | 8099.9999 |  | 9.6667 | 0.3 | 0.3 | 0.3 | 0.3 | 0.3 | 0.3 | 0.3 | 0.3 |  | sep | 9.6667 | 1026.7465 | 1026.5 | 1026.5 | 1026.5001 | 1026.8889 | 1026.8898 | 1026.9344 | 1029.4545 |  | 9.6667 | 0.29888 | 0.25343 | 0.25969 | 0.29172 | 0.30194 | 0.311 | 0.31967 | 0.3371 |  | 9.6667 | 5373.3544 | 3622.2137 | 4383.5615 | 4832.029 | 5189.3653 | 5683.4691 | 7400.607 | 7845.8817
9.75 | 0.027285 | 0.015397 | 0.021275 | 0.024354 | 0.027404 | 0.030014 | 0.033244 | 0.039663 |  | 9.75 | 1138.9766 | 1138.962 | 1138.9722 | 1138.9723 | 1138.9723 | 1138.9723 | 1138.9723 | 1139.1561 |  | 9.75 | 0 | 0 | 0 | 0 | 0 | 0 | 0 | 0 |  | 9.75 | 0 | 0 | 0 | 0 | 0 | 0 | 0 | 0 |  | oct | 9.75 | 1026.6243 | 1026.5 | 1026.5 | 1026.5 | 1026.6945 | 1026.6948 | 1026.7173 | 1028.0181 |  | 9.75 | 0.29728 | 0.096663 | 0.16792 | 0.24407 | 0.30284 | 0.35392 | 0.40411 | 0.52665 |  | 9.75 | 991.9308 | 0 | 750.7772 | 878.3026 | 1002.3705 | 1082.3509 | 1276.5402 | 1908.4664
9.8333 | 0.028808 | 0.018084 | 0.023012 | 0.026269 | 0.028659 | 0.031598 | 0.03463 | 0.036855 |  | 9.8333 | 1140.0576 | 1139.801 | 1139.9581 | 1140.0089 | 1140.0341 | 1140.1133 | 1140.1846 | 1140.4088 |  | 9.8333 | 0 | 0 | 0 | 0 | 0 | 0 | 0 | 0 |  | 9.8333 | 0 | 0 | 0 | 0 | 0 | 0 | 0 | 0 |  | nov | 9.8333 | 1026.5717 | 1026.5 | 1026.5 | 1026.5 | 1026.5973 | 1026.5974 | 1026.609 | 1027.4344 |  | 9.8333 | 0.26127 | 0.091326 | 0.15213 | 0.2078 | 0.26037 | 0.31112 | 0.35713 | 0.45088 |  | 9.8333 | 520.9977 | 0 | 394.0321 | 463.2607 | 522.4836 | 564.2856 | 669.3421 | 981.1263
9.9167 | 0.026652 | 0.017841 | 0.020596 | 0.024062 | 0.026205 | 0.029105 | 0.03319 | 0.037601 |  | 9.9167 | 1140.7555 | 1140.2603 | 1140.5199 | 1140.6594 | 1140.723 | 1140.871 | 1141.0151 | 1141.3132 |  | 9.9167 | 0 | 0 | 0 | 0 | 0 | 0 | 0 | 0 |  | 9.9167 | 0 | 0 | 0 | 0 | 0 | 0 | 0 | 0 |  | dec | 9.9167 | 1026.5456 | 1026.5 | 1026.5 | 1026.5 | 1026.5486 | 1026.5487 | 1026.5544 | 1027.9248 |  | 9.9167 | 0.24632 | 0.091082 | 0.14111 | 0.19631 | 0.24561 | 0.29175 | 0.34754 | 0.41801 |  | 9.9167 | 412.6783 | 0 | 314.2066 | 372.6773 | 407.8591 | 455.9535 | 527.7327 | 656.6547
10 | 0.027698 | 0.016475 | 0.021186 | 0.025117 | 0.028114 | 0.030735 | 0.033097 | 0.034041 |  | 10 | 1141.2844 | 1140.5583 | 1140.9226 | 1141.139 | 1141.2405 | 1141.4524 | 1141.667 | 1142.1464 |  | 10 | 0 | 0 | 0 | 0 | 0 | 0 | 0 | 0 |  | 10 | 0 | 0 | 0 | 0 | 0 | 0 | 0 | 0 |  | jan | 10 | 1026.5339 | 1026.5 | 1026.5 | 1026.5 | 1026.5243 | 1026.5244 | 1026.5273 | 1028.3171 |  | 10 | 0.27137 | 0.11495 | 0.16914 | 0.22656 | 0.27164 | 0.31471 | 0.36563 | 0.42849 |  | 10 | 338.709 | 186.1375 | 256.036 | 300.2648 | 318.3393 | 362.4385 | 413.3183 | 1470.9177
Note on A2: GoldSim Version: 10.50.200 Model: C:\Projects\Faro\Model\Current Model\FMC_WB_WQModel_V2.0\X14Analysis\FMC_WB_WQModel_V2.07_S1g.gsm Element ID: \Faro_SWWQM\Results\SingleWQ_4Dash\SingleWQ_X14\R_SingleWQ Element Description: Simulated on: 6/17/2013 16:54:15 Exported on: 6/17/2013 16:54:48 # of Realizations: 100 # of Time Values: 121 Time Display Units: yr
Note on L2: GoldSim Version: 10.50.200 Model: C:\Projects\Faro\Model\Current Model\FMC_WB_WQModel_V2.0\X14Analysis\FMC_WB_WQModel_V2.07_S1g.gsm Element ID: \Faro_SWWQM\Results\StorageResults\R_Elev_FaroPit Element Description: Simulated on: 6/17/2013 16:54:15 Exported on: 6/17/2013 16:54:53 # of Realizations: 100 # of Time Values: 121 Time Display Units: yr
Note on W2: GoldSim Version: 10.50.200 Model: C:\Projects\Faro\Model\Current Model\FMC_WB_WQModel_V2.0\X14Analysis\FMC_WB_WQModel_V2.07_S1g.gsm Element ID: \Faro_SWWQM\Results\FlowsResults\R_Faro_WTP Element Description: Simulated on: 6/17/2013 16:54:15 Exported on: 6/17/2013 16:54:51 # of Realizations: 100 # of Time Values: 121 Time Display Units: yr
Note on AH2: GoldSim Version: 10.50.200 Model: C:\Projects\Faro\Model\Current Model\FMC_WB_WQModel_V2.0\X14Analysis\FMC_WB_WQModel_V2.07_S1g.gsm Element ID: \Faro_SWWQM\Results\SingleWQ_4Dash\SingleWQ_EfluentWTP_Faro\R_SingleWQ Element Description: Simulated on: 6/17/2013 16:54:15 Exported on: 6/17/2013 16:54:50 # of Realizations: 100 # of Time Values: 121 Time Display Units: yr
Note on AS2: GoldSim Version: 10.50.200 Model: C:\Projects\Faro\Model\Current Model\FMC_WB_WQModel_V2.0\X14Analysis\FMC_WB_WQModel_V2.07_S1g.gsm Element ID: \Faro_SWWQM\Results\StorageResults\R_Elev_CVD Element Description: Simulated on: 6/17/2013 16:54:15 Exported on: 6/17/2013 16:54:54 # of Realizations: 100 # of Time Values: 121 Time Display Units: yr
Note on BD2: GoldSim Version: 10.50.200 Model: C:\Projects\Faro\Model\Current Model\FMC_WB_WQModel_V2.0\X14Analysis\FMC_WB_WQModel_V2.07_S1g.gsm Element ID: \Faro_SWWQM\Results\SingleWQ_4Dash\SingleWQ_CVD\R_SingleWQ Element Description: Simulated on: 6/17/2013 16:54:15 Exported on: 6/17/2013 16:54:49 # of Realizations: 100 # of Time Values: 121 Time Display Units: yr
Note on BO2: GoldSim Version: 10.50.200 Model: C:\Projects\Faro\Model\Current Model\FMC_WB_WQModel_V2.0\X14Analysis\FMC_WB_WQModel_V2.07_S1g.gsm Element ID: \Faro_SWWQM\Results\FlowsResults\R_Q_CVPOUT Element Description: Simulated on: 6/17/2013 16:54:15 Exported on: 6/17/2013 16:54:52 # of Realizations: 100 # of Time Values: 121 Time Display Units: yr
Note on AH4: GoldSim Version: 10.50.200 Model: C:\Projects\Faro\Model\Current Model\FMC_WB_WQModel_V2.0\X14Analysis\FMC_WB_WQModel_V2.04_S4.gsm Element ID: \Faro_SWWQM\Results\SingleWQ_4Dash\SingleWQ_EfluentWTP_Faro\R_SingleWQ Element Description: Simulated on: 5/10/2013 12:06:40 Exported on: 5/10/2013 12:10:14 # of Realizations: 100 # of Time Values: 121 Time Display Units: yr

## Calcs
| C-1g | - Scenario C-1g
|  | Plot A- Zinc Concentrations at X14 | [6 empty] | Plot C - Faro Pit Elevation |  |  |  | Plot B - CVP Operation |  |  |  | Plot D - CVP Zinc Concentration |  |  |  | Plot D - CVP Discharges
|  | Plot A- Zinc Concentrations at X14 - Scenario C-1g | [6 empty] | Plot C - Faro Pit Elevation - Scenario C-1g |  |  |  | Plot B - CVP Operation - Scenario C-1g |  |  |  | Plot D - CVP Zinc Concentration - Scenario C-1g |  |  |  | Plot D - CVP Discharges | [7 empty] | X2 Zinc
[9 empty] | 2004-01-15 | 1141.6951 |  |  | 2004-02-12 | 1030.329 |  |  | 2004-04-14 | 0.2415 |  |  | 2005-01-31 |  | 0 |  | Date/Time | CVP_Outflow [l/s] | 31778 | 1987-01-01 | 0.05
[9 empty] | 2004-01-30 | 1141.7956 |  |  | 2004-02-23 | 1030.23 |  |  | 2004-07-12 | 0.11 |  |  | 2005-02-28 | 110.2678 | 1747.7804 |  | 2004-02-12 | 0 |  | 1987-02-01 | 0.07
| 27395 | 1975-01-01 | [6 empty] | 2004-02-15 | 1141.884 |  |  | 2004-02-29 | 1030.065 |  |  | 2004-08-09 | 0.17 |  |  | 2005-03-31 | 267.8995 | 4246.2935 |  | 2004-02-13 | 21.343 |  | 1987-03-01 | 0.06
| 27548 | 1975-06-03 | 0.1 | 0-0.1 | 0.1 | 750 | 84.55% |  | 2004-02-29 | 1141.945 |  |  | 2004-03-04 | 1030.038 |  |  | 2004-10-12 | 0.4 |  |  | 2005-04-30 | 0 | 0 |  | 2004-02-14 | 21.343 |  | 1987-04-01 | 0.04 | 0.04
|  | 1975-06-11 | 0.08 | 0.1-0.2 | 0.2 | 117 | 13.19% |  | 2004-03-15 | 1142.0364 |  |  | 2004-03-08 | 1029.715 |  |  | 2004-10-26 |  |  |  | 2005-05-31 | 297.432 | 4714.3939 |  | 2004-02-15 | 21.343 |  | 1987-05-01 | 0.1
|  | 1975-06-17 | 0.04 | 0.2-0.3 | 0.3 | 8 | 0.9019% |  | 2004-03-31 | 1142.1248 |  |  | 2004-04-19 | 1030.165 |  |  | 2004-11-15 | 0.52 |  |  | 2005-06-30 | 435.828 | 6908.0151 |  | 2004-02-16 | 21.343 |  | 1987-06-01 | 0.03
|  | 1975-07-02 | 0.05 | 0.3-0.4 | 0.4 | 4 | 0.451% |  | 2004-04-15 | 1142.1858 |  |  | 2004-04-22 | 1030.3 |  |  | 2005-01-21 | 0.4 |  |  | 2005-07-31 | 351.6432 | 5573.6583 |  | 2004-02-17 | 21.343 |  | 1987-07-01 | 0.03
|  | 1975-07-08 | 0.1 | 0.4-0.5 | 0.5 | 0 | 0% |  | 2004-04-30 | 1142.2742 |  |  | 2004-04-23 | 1030.27 |  |  | 2005-02-08 | 0.27 |  |  | 2005-08-31 | 273.2532 | 4331.1515 |  | 2004-02-18 | 21.343 |  | 1987-08-01 | 0.05
|  | 1975-07-16 | 0.02 | 0.5-1 | 1 | 7 | 0.7892% |  | 2004-05-15 | 1142.4662 |  |  | 2004-04-26 | 1030.15 |  |  | 2005-04-11 | 0.22 |  |  | 2005-09-30 | 274.1472 | 4345.3219 |  | 2004-02-19 | 21.343 |  | 1987-08-11 | 0.05
|  | 1975-07-24 | 0.02 | 1-2 | 2 | 1 | 0.1127% |  | 2004-05-18 | 1142.515 |  |  | 2004-04-30 | 1029.882 |  |  | 2005-05-31 | 0.2 |  |  | 2005-10-31 | 36.7835 | 583.0308 |  | 2004-02-20 | 21.343 |  | 1987-09-01 | 0.04
|  | 1975-07-28 | 0.01 |  | 10 | 0 | 0% |  | 2004-05-23 | 1142.4754 |  |  | 2004-05-03 | 1029.795 |  |  | 2005-11-02 | 0.65 |  |  | 2005-11-30 | 0 | 0 |  | 2004-02-21 | 21.343 |  | 1987-09-08 | 0.04
|  | 1975-08-05 | 0.01 |  | 20 | 0 | 0% |  | 2004-05-25 | 1142.4357 |  |  | 2004-05-06 | 1029.702 |  |  | 2005-12-15 | 0.61 |  |  | 2005-12-31 | 0 | 0 |  | 2004-02-22 | 21.343 |  | 1987-10-01 | 0.06
|  | 1975-08-12 | 0.01 | [5 empty] | 2004-05-31 | 1142.326 |  |  | 2004-05-10 | 1029.61 |  |  | 2006-01-23 | 0.39 |  |  | 2006-01-31 | 0 | 0 |  | 2004-02-23 | 21.343 |  | 1987-10-06 | 0.06
|  | 1975-08-19 | 0.07 |  |  | 887 |  |  | 2004-06-07 | 1142.2711 |  |  | 2004-05-11 | 1029.644 |  |  | 2006-02-14 |  |  |  | 2006-02-28 | 0 | 0 |  | 2004-02-24 | 65.213 |  | 1987-11-01 | 0.05
|  | 1975-08-27 | 0.01 | [5 empty] | 2004-06-14 | 1142.1949 |  |  | 2004-05-12 | 1029.645 |  |  | 2006-03-24 | 0.59 |  |  | 2006-03-31 | 0 | 0 |  | 2004-02-25 | 65.213 |  | 1987-11-10 | 0.05
|  | 1975-09-02 | 146 | [5 empty] | 2004-06-21 | 1142.0608 |  |  | 2004-05-13 | 1029.658 |  |  | 2006-04-25 | 0.049 |  |  | 2006-04-30 | 0 | 0 |  | 2004-02-26 | 65.213 |  | 1987-12-01 | 0.02
|  | 1975-09-09 | 0.03 | [5 empty] | 2004-06-28 | 1142.0944 |  |  | 2004-05-16 | 1029.642 |  |  | 2006-05-18 | 0.047 |  |  | 2006-05-31 | 286.9323 | 4547.9689 |  | 2004-02-27 | 65.213 |  | 1987-12-09 | 0.02
|  | 1975-09-16 | 0.08 | [5 empty] | 2004-07-05 | 1142.1462 |  |  | 2004-05-21 | 1029.61 |  |  | 2006-09-12 | 0.23 |  |  | 2006-06-30 | 286.3384 | 4538.5554 |  | 2004-02-28 | 65.213 |  | 1988-01-27 | 0.045
|  | 1975-09-24 | 0.01 | [5 empty] | 2004-07-09 | 1142.1797 |  |  | 2004-05-28 | 1029.73 |  |  | 2006-10-17 | 0.49 |  |  | 2006-07-31 | 314.195 | 4980.0929 |  | 2004-02-29 | 65.213 |  | 1988-02-17 | 0.036
|  | 1975-10-14 | 0.01 | [5 empty] | 2004-07-12 | 1142.1949 |  |  | 2004-06-02 | 1029.803 |  |  | 2006-11-14 | 0.5 |  |  | 2006-08-31 | 234.7973 | 3721.6128 |  | 2004-03-01 | 16.007 |  | 1988-03-24 | 0.035
|  | 1977-01-04 | 0.02 | [5 empty] | 2004-07-19 | 1142.0669 |  |  | 2004-06-07 | 1029.868 |  |  | 2006-12-13 | 0.35 |  |  | 2006-09-30 | 93.8675 | 1487.8302 |  | 2004-03-02 | 16.007 |  | 1988-04-25 | 0.15 | 0.15
|  | 1977-01-11 | 0.1 | [5 empty] | 2004-07-26 | 1142.1157 |  |  | 2004-06-21 | 1029.698 |  |  | 2007-01-16 | 0.39 |  |  | 2006-10-31 | 0 | 0 |  | 2004-03-03 | 16.007 |  | 1988-05-25 | 0.017
|  | 1977-01-13 | 0.03 | [5 empty] | 2004-07-31 | 1142.1553 |  |  | 2004-07-08 | 1029.868 |  |  | 2007-02-15 | 0.3 |  |  | 2006-11-30 | 0 | 0 |  | 2004-03-04 | 16.007 |  | 1988-06-07 | 0.015
|  | 1977-01-17 | 0.06 | [5 empty] | 2004-08-15 | 1142.2407 |  |  | 2004-07-16 | 1029.805 |  |  | 2007-03-12 | 0.29 |  |  | 2006-12-31 | 0 | 0 |  | 2004-03-05 | 188.19 |  | 1988-07-11 | 0.027
|  | 1977-01-24 | 0.04 | [5 empty] | 2004-08-23 | 1142.2711 |  |  | 2004-07-30 | 1029.74 |  |  | 2007-04-19 | 0.24 |  |  | 2007-01-31 | 0 | 0 |  | 2004-03-06 | 188.19 |  | 1988-08-16 | 0.013
|  | 1977-01-27 | 0.04 | [5 empty] | 2004-08-31 | 1142.0334 |  |  | 2004-08-12 | 1029.868 |  |  | 2007-05-15 | 0.032 |  |  | 2007-02-28 | 0 | 0 |  | 2004-03-07 | 188.19 |  | 1988-09-13 | 0.025
|  | 1977-02-01 | 0.03 | [5 empty] | 2004-09-07 | 1141.8597 |  |  | 2004-08-19 | 1029.93 |  |  | 2007-11-14 | 0.19 |  |  | 2007-03-31 | 0 | 0 |  | 2004-03-08 | 188.19 |  | 1988-10-06 | 0.082
|  | 1977-02-08 | 0.04 | [5 empty] | 2004-09-15 | 1141.689 |  |  | 2004-09-17 | 1028.902 |  |  | 2007-12-10 | 0.21 |  |  | 2007-04-30 | 75.8628 | 1202.4505 |  | 2004-03-09 | 0 |  | 1988-11-01 | 0.021
|  | 1977-02-14 | 0.06 | [5 empty] | 2004-09-18 | 1141.6798 |  |  | 2004-09-24 | 1029.03 |  |  | 2007-12-11 |  |  |  | 2007-05-31 | 182.2493 | 2888.7098 |  | 2004-03-10 | 0 |  | 1988-11-30 | 0.022
|  | 1977-02-21 | 0.05 | [5 empty] | 2004-09-30 | 1141.7499 |  |  | 2004-10-05 | 1029.202 |  |  | 2008-01-08 | 0.16 |  |  | 2007-06-30 | 223.0797 | 3535.8851 |  | 2004-03-11 | 0 |  | 1989-02-07 | 0.025
|  | 1977-03-01 | 0.02 | [5 empty] | 2004-10-15 | 1141.8566 |  |  | 2004-10-08 | 1029.252 |  |  | 2008-02-19 | 0.12 |  |  | 2007-07-31 | 225.2206 | 3569.8185 |  | 2004-03-12 | 0 |  | 1989-05-09 | 0.024
|  | 1977-03-07 | 0.03 | [5 empty] | 2004-10-31 | 1141.9511 |  |  | 2004-10-14 | 1029.345 |  |  | 2008-03-18 | 0.12 |  |  | 2007-08-31 | 239.9144 | 3802.7214 |  | 2004-03-13 | 0 |  | 1989-05-31 | 0.0145
|  | 1977-03-15 | 0.1 | [5 empty] | 2004-11-15 | 1142.0395 |  |  | 2004-10-21 | 1029.261 |  |  | 2008-11-04 | 0.17 |  |  | 2007-09-30 | 119.7801 | 1898.5539 |  | 2004-03-14 | 0 |  | 1989-06-13 | 0.024
|  | 1977-03-21 | 0.02 | [5 empty] | 2004-11-30 | 1142.1248 |  |  | 2004-10-25 | 1028.782 |  |  | 2008-11-04 10:30 |  |  |  | 2007-10-31 | 49.5412 | 785.2439 |  | 2004-03-15 | 0 |  | 1989-07-10 | 0.037
|  | 1977-03-28 | 0.01 | [5 empty] | 2004-12-15 | 1142.2346 |  |  | 2004-10-26 | 1028.748 |  |  | 2008-12-01 | 0.19 |  |  | 2007-11-30 | 0 | 0 |  | 2004-03-16 | 0 |  | 1989-07-25 | 0.012
|  | 1977-04-04 | 0.12 | [5 empty] | 2004-12-31 | 1142.3351 |  |  | 2004-10-28 | 1028.795 |  |  | 2008-12-01 12:10 |  |  |  | 2007-12-31 | 0 | 0 |  | 2004-03-17 | 0 |  | 1989-07-28 | 0.042
|  | 1977-04-11 | 0.24 | [5 empty] | 2005-01-15 | 1142.4144 |  |  | 2004-10-28 | 1028.795 |  |  | 2008-12-03 |  |  |  | 2010-04-01 | 96.996 | 1537.4179 |  | 2004-03-18 | 0 |  | 1989-08-14 | 0.017
|  | 1977-04-18 | 0.05 | [5 empty] | 2005-01-31 | 1142.4845 |  |  | 2004-11-04 | 1028.929 |  |  | 2009-01-12 | 0.18 |  |  | 2010-05-01 | 325 | 5151.355 |  | 2004-03-19 | 0 |  | 1989-09-06
|  | 1977-04-25 | 0.16 | [5 empty] | 2005-02-15 | 1142.5576 |  |  | 2004-11-09 | 1029.02 |  |  | 2009-02-02 | 0.17 |  |  | 2010-06-01 | 391.801 | 6210.1724 |  | 2004-03-20 | 0 |  | 1989-09-11 | 0.013
|  | 1977-05-02 | 0.16 | [5 empty] | 2005-03-15 | 1142.675 |  |  | 2004-11-17 | 1029.135 |  |  | 2009-03-03 16:30 | 0.19 |  |  | 2010-07-01 | 417.278 | 6613.9911 |  | 2004-03-21 | 0 |  | 1989-09-18 | 0.013
|  | 1977-05-09 | 0.26 | [5 empty] | 2005-03-31 | 1142.7466 |  |  | 2004-11-24 | 1029.24 |  |  | 2009-03-24 |  |  |  | 2010-08-01 | 293.398 | 4650.4531 |  | 2004-03-22 | 0 |  | 1989-10-16 | 0.017
|  | 1977-05-16 | 0.14 | [5 empty] | 2005-04-15 | 1142.8045 |  |  | 2004-12-01 | 1029.33 |  |  | 2009-03-24 14:15 |  |  |  | 2010-09-01 | 248.33 | 3936.1107 |  | 2004-03-23 | 0 |  | 1989-11-06 | 0.021
|  | 1977-05-24 | 0.1 | [5 empty] | 2005-04-30 | 1142.96 |  |  | 2004-12-15 | 1029.515 |  |  | 2009-04-06 14:50 | 0.0927 |  |  | 2010-11-01 | 195 | 3090.813 |  | 2004-03-24 | 0 |  | 1989-12-11 | 0.024
|  | 1977-05-31 | 0.04 | [5 empty] | 2005-05-07 | 1142.9752 |  |  | 2004-12-22 | 1029.58 |  |  | 2009-05-04 13:45 | 0.009 |  |  | 2010-12-01 | 179.583 | 2846.4486 |  | 2004-03-25 | 0 |  | 1990-01-15 | 0.029
|  | 1977-06-06 | 0.05 | [5 empty] | 2005-05-15 | 1143.0118 |  |  | 2005-01-17 | 1029.878 |  |  | 2009-06-08 00:10 |  |  |  | 2011-03-01 | 123.935 | 1964.4098 |  | 2004-03-26 | 0 |  | 1990-02-12 | 0.057
|  | 1977-06-14 | 0.06 | [5 empty] | 2005-05-18 | 1143.0606 |  |  | 2005-01-25 | 1029.94 |  |  | 2009-06-08 12:10 | 0.0435 |  |  | 2011-04-01 | 138.125 | 2189.3259 |  | 2004-03-27 | 0 |  | 1990-03-12 | 0.097
|  | 1977-06-22 | 0.08 | [5 empty] | 2005-05-31 | 1142.9356 |  |  | 2005-02-03 | 1030.03 |  |  | 2009-07-13 10:20 | 0.185 |  |  | 2011-05-01 | 312.34 | 4950.6899 |  | 2004-03-28 | 0 |  | 1990-04-17 | 0.093 | 0.093
|  | 1977-06-27 | 0.13 | [5 empty] | 2005-06-15 | 1142.7893 |  |  | 2005-02-10 | 1030.09 |  |  | 2009-08-06 16:50 | 0.191 |  |  | 2011-06-01 | 273.642 | 4337.3141 |  | 2004-03-29 | 0 |  | 1990-05-01 | 0.0715
|  | 1977-07-04 | 0.11 | [5 empty] | 2005-06-20 | 1142.704 |  |  | 2005-02-17 | 1030.134 |  |  | 2009-09-03 14:45 | 0.236 |  |  | 2011-07-01 | 285.007 | 4517.453 |  | 2004-03-30 | 0 |  | 1990-05-14 | 0.035
|  | 1977-07-11 | 0.08 | [5 empty] | 2005-06-27 | 1142.5851 |  |  | 2005-02-22 | 1030.176 |  |  | 2009-09-09 11:40 |  |  |  | 2011-08-01 | 362.694 | 5748.8171 |  | 2004-03-31 | 0 |  | 1990-06-11 | 0.013
|  | 1977-07-19 | 0.12 | [5 empty] | 2005-06-30 | 1142.5455 |  |  | 2005-02-23 | 1030.045 |  |  | 2009-09-24 18:10 | 0.591 |  |  | 2011-09-01 | 357.102 | 5660.1821 |  | 2004-04-01 | 0 |  | 1990-07-06 | 0.01
|  | 1978-01-05 | 0.04 | [5 empty] | 2005-07-05 | 1142.4357 |  |  | 2005-02-24 | 1029.854 |  |  | 2009-10-04 14:20 | 0.397 |  |  | 2011-11-01 | 253 | 4010.1317 |  | 2004-04-02 | 0 |  | 1990-07-11 | 0.0045
|  | 1978-01-10 | 0.03 | [5 empty] | 2005-07-11 | 1142.3412 |  |  | 2005-02-25 | 1029.693 |  |  | 2009-11-05 09:05 | 0.293 |  |  | 2011-12-01 | 266.83 | 4229.3417 |  | 2004-04-03 | 0 |  | 1990-07-12 | 0.0065
|  | 1978-01-17 | 0.04 | [5 empty] | 2005-07-18 | 1142.2254 |  |  | 2005-02-26 | 1029.525 |  |  | 2009-11-05 21:05 |  |  |  | 2012-03-01 |  | 0 |  | 2004-04-04 | 0 |  | 1990-08-08 | 0.011
|  | 1978-01-23 | 0.07 | [5 empty] | 2005-07-25 | 1142.0944 |  |  | 2005-02-27 | 1029.355 |  |  | 2009-12-01 14:21 | 0.348 |  |  | 2012-04-01 | 191.115 | 3029.2345 |  | 2004-04-05 | 0 |  | 1990-10-02 | 0.0145
|  | 1978-01-31 | 0.07 | [5 empty] | 2005-07-31 | 1141.9938 |  |  | 2005-02-28 | 1029.185 |  |  | 2010-01-11 |  |  |  | 2012-05-01 | 240.043 | 3804.7591 |  | 2004-04-06 | 0 |  | 1991-01-02 | 0.018
|  | 1978-02-08 | 0.01 | [5 empty] | 2005-08-01 | 1141.9755 |  |  | 2005-03-02 | 1029.03 |  |  | 2010-01-11 12:12 | 0.453 |  |  | 2012-06-01 | 300.143 | 4757.3635 |  | 2004-04-07 | 0 |  | 1991-02-04 | 0.017
|  | 1978-02-15 | [6 empty] | 2005-08-08 | 1141.8353 |  |  | 2005-03-03 | 1028.94 |  |  | 2010-02-22 |  |  |  | 2012-07-01 | 368.829 | 5846.0588 |  | 2004-04-08 | 0 |  | 1991-02-27 | 0.0245 |  |  |  | 2004-01-01 | 37987
|  | 1978-02-22 | 0.08 | [5 empty] | 2005-08-15 | 1141.689 |  |  | 2005-03-06 | 1028.58 |  |  | 2010-02-22 08:50 | 0.34 |  |  | 2012-08-01 | 342.293 | 5425.4546 |  | 2004-04-09 | 0 |  | 1991-03-04 | 0.025
|  | 1978-03-01 | 0.04 | [5 empty] | 2005-08-22 | 1141.5488 |  |  | 2005-03-07 | 1028.443 |  |  | 2010-03-02 |  |  |  | 2012-09-01 |  | 0 |  | 2004-04-10 | 0 |  | 1991-04-01 | 0.047 | 0.047
|  | 1978-03-09 | 0.03 | [5 empty] | 2005-08-29 | 1141.4238 |  |  | 2005-03-08 | 1028.34 |  |  | 2010-03-02 11:30 | 0.326 |  |  | 2012-01-01 | 1046.9385 | 916.1108 | 1165.2664 | 2004-04-11 | 0 |  | 1991-05-01 | 0.096
|  | 1978-03-14 | 0.08 | [5 empty] | 2005-08-31 | 1141.3903 |  |  | 2005-03-09 | 1028.195 |  |  | 2010-04-13 |  |  |  | 2012-02-01 | 588.5939 | 0 | 689.6122 | 2004-04-12 | 0 |  | 1991-05-08 | 0.028
|  | 1978-03-22 | 0.09 | [5 empty] | 2005-09-05 | 1141.2866 |  |  | 2005-03-10 | 1028.18 |  |  | 2010-04-13 11:00 | 0.203 |  |  | 2012-03-01 | 397.9128 | 0 | 494.787 | 2004-04-13 | 0 |  | 1991-06-04 | 0.013
|  | 1978-03-28 | 0.03 | [5 empty] | 2005-09-12 | 1141.1556 |  |  | 2005-03-11 | 1028.05 |  |  | 2010-05-03 |  |  |  | 2012-04-01 | 328.4518 | 0 | 438.5432 | 2004-04-14 | 0 |  | 1991-07-02 | 0.068
|  | 1978-04-03 | 1 | [5 empty] | 2005-09-15 | 1141.0946 |  |  | 2005-03-12 | 1027.885 |  |  | 2010-05-03 15:44 | 0.0628 |  |  | 2012-05-01 | 7841.7631 | 4251.8998 | 8178.6553 | 2004-04-15 | 0 |  | 1991-07-17 | 0.068
|  | 1978-04-11 | 0.03 | [5 empty] | 2005-09-19 | 1141.0154 |  |  | 2005-03-13 | 1027.745 |  |  | 2010-05-03 15:54 |  |  |  | 2012-06-01 | 7797.8661 | 7517.5584 | 9589.7854 | 2004-04-16 | 0 |  | 1991-07-24 | 0.0035
|  | 1978-04-17 | 1 | [5 empty] | 2005-09-30 | 1141.1098 |  |  | 2005-03-14 | 1027.605 |  |  | 2010-06-04 |  |  |  | 2012-07-01 | 7635.4234 | 5978.9717 | 8591.6427 | 2004-04-17 | 0 |  | 1991-08-05 | 0.034
|  | 1978-04-25 | 0.15 | [5 empty] | 2005-10-13 | 1141.1952 |  |  | 2005-03-15 | 1027.457 |  |  | 2010-06-04 09:24 | 0.365 |  |  | 2012-08-01 | 6964.4911 | 2457.2896 | 8049.33 | 2004-04-18 | 0 |  | 1991-09-03 | 0.022
|  | 1978-05-01 | 0.33 | [5 empty] | 2005-10-17 | 1141.2165 |  |  | 2005-03-16 | 1027.28 |  |  | 2010-07-10 |  |  |  | 2012-09-01 | 4940.0119 | 3597.4501 | 7846.1401 | 2004-04-19 | 0 |  | 1991-09-10 | 0.069
|  | 1978-05-08 | 0.2 | [5 empty] | 2005-10-31 | 1141.3049 |  |  | 2005-03-18 | 1027.018 |  |  | 2010-07-10 15:12 | 0.173 |  |  | 2012-10-01 | 982.377 | 0 | 1715.5892 | 2004-04-20 | 0 |  | 1991-10-07 | 0.025
|  | 1978-05-16 | 0.12 | [5 empty] | 2005-11-15 | 1141.4238 |  |  | 2005-03-21 | 1026.58 |  |  | 2010-08-03 |  |  |  | 2012-11-01 | 508.7792 | 0 | 895.3487 | 2004-04-21 | 0 |  | 1991-11-06 | 0.03475
|  | 1978-05-23 | 0.08 | [5 empty] | 2005-11-30 | 1141.5305 |  |  | 2005-03-22 | 1026.453 |  |  | 2010-08-03 13:47 | 0.299 |  |  | 2012-12-01 | 403.1207 | 0 | 588.7966 | 2004-04-22 | 0 |  | 1991-12-03 | 0.022
|  | 1978-05-30 | 0.07 | [5 empty] | 2005-12-15 | 1141.6158 |  |  | 2005-03-23 | 1026.307 |  |  | 2010-09-02 |  |  |  | 2013-01-01 | 316.8765 | 0 | 480.7042 | 2004-04-23 | 71.142 |  | 1992-01-10 | 0.023
|  | 1978-06-06 | 0.01 | [5 empty] | 2005-12-31 | 1141.7012 |  |  | 2005-04-04 | 1026.63 |  |  | 2010-09-02 12:12 | 0.229 |  |  | 2013-02-01 | 219.4264 | 0 | 331.7261 | 2004-04-24 | 94.855 |  | 1992-01-21 | 0.025333
|  | 1978-06-13 | 1 | [5 empty] | 2006-01-15 | 1141.7804 |  |  | 2005-04-07 | 1026.702 |  |  | 2010-10-20 |  |  |  | 2013-03-01 | 212.2193 | 0 | 419.2506 | 2004-04-25 | 94.855 |  | 1992-02-20 | 0.055
|  | 1978-06-20 | 1 | [5 empty] | 2006-01-31 | 1141.8658 |  |  | 2005-05-02 | 1027.923 |  |  | 2010-10-20 10:55 | 0.402 |  |  | 2013-04-01 | 218.236 | 0 | 505.7897 | 2004-04-26 | 94.855 |  | 1992-03-12 | 0.044
|  | 1978-06-28 | 0.05 | [5 empty] | 2006-02-15 | 1141.9511 |  |  | 2005-05-03 | 1027.847 |  |  | 2010-11-08 |  |  |  | 2013-05-01 | 5058.2558 | 4162.315 | 8092.201 | 2004-04-27 | 157.5 |  | 1992-04-29 | 0.048 | 0.048
|  | 1984-01-30 | 0.06 | [5 empty] | 2006-02-28 | 1142.0212 |  |  | 2005-05-04 | 1027.742 |  |  | 2010-11-08 11:55 | 0.36 |  |  | 2013-06-01 | 9335.8641 | 7494.6618 | 9590.22 | 2004-04-28 | 157.5 |  | 1992-09-09 | 0.009
|  | 1984-02-27 | 0.1 | [5 empty] | 2006-03-15 | 1142.0944 |  |  | 2005-05-05 | 1027.626 |  |  | 2010-12-01 |  |  |  | 2013-07-01 | 8345.8312 | 4069.7505 | 8591.8656 | 2004-04-29 | 157.5 |  | 1992-10-08 | 0.026
|  | 1984-03-19 | 0.08 | [5 empty] | 2006-03-30 | 1142.1645 |  |  | 2005-05-09 | 1027.382 |  |  | 2010-12-01 08:50 | 0.433 |  |  | 2013-08-01 | 5817.2154 | 651.9841 | 8075.5525 | 2004-04-30 | 157.5 |  | 1992-11-24 | 0.024
|  | 1984-04-30 | 0.07 | [5 empty] | 2006-04-16 | 1142.2437 |  |  | 2005-05-16 | 1027.26 |  |  | 2011-01-18 14:35 | 0.251 |  |  | 2013-09-01 | 4914.6581 | 3503.5202 | 7846.1958 | 2004-05-01 | 67.435 |  | 1992-11-25 | 0.02
|  | 1984-05-22 | 0.07 | [5 empty] | 2006-04-30 | 1142.3047 |  |  | 2005-05-24 | 1028.265 |  |  | 2011-02-03 10:16 | 0.262 |  |  | 2013-10-01 | 986.6925 | 0 | 1622.2007 | 2004-05-02 | 67.435 |  | 1993-01-20 | 0.035
|  | 1984-06-18 | 0.06 | [5 empty] | 2006-05-15 | 1142.4418 |  |  | 2005-05-25 | 1028.313 |  |  | 2011-03-15 14:31 | 0.219 |  |  | 2013-11-01 | 515.7099 | 0 | 830.9382 | 2004-05-03 | 67.435 |  | 1993-02-17 | 0.04
|  | 1984-07-16 | 0.06 | [5 empty] | 2006-05-31 | 1142.6338 |  |  | 2005-05-26 | 1028.31 |  |  | 2011-03-15 14:36 |  |  |  | 2013-12-01 | 406.4687 | 0 | 591.639 | 2004-05-04 | 72.086 |  | 1993-03-15 | 0.04
|  | 1984-08-27 | 0.11 | [5 empty] | 2006-06-15 | 1142.5363 |  |  | 2005-05-30 | 1028.262 |  |  | 2011-04-14 15:35 | 0.212 |  |  | 2014-01-01 | 320.847 | 0 | 1293.7494 | 2004-05-05 | 72.086 |  | 1993-04-26 | 0.08 | 0.08
|  | 1984-09-17 | 0.05 | [5 empty] | 2006-06-30 | 1142.3351 |  |  | 2005-06-01 | 1028.213 |  |  | 2011-05-05 16:10 | 0.029 |  |  | 2014-02-01 | 221.9541 | 0 | 323.3812 | 2004-05-06 | 72.086 |  | 1993-04-27 | 0.0515 | 0.0515
|  | 1984-10-22 | 0.11 | [5 empty] | 2006-07-15 | 1142.0852 |  |  | 2005-06-06 | 1028.145 |  |  | 2011-06-20 14:32 | 0.215 |  |  | 2014-03-01 | 211.8512 | 0 | 417.3606 | 2004-05-07 | 53.483 |  | 1993-05-26 | 0.01
|  | 1985-08-12 | 0.03 | [5 empty] | 2006-07-31 | 1141.7865 |  |  | 2005-06-08 | 1028.129 |  |  | 2011-07-14 16:31 | 0.158 |  |  | 2014-04-01 | 230.4957 | 0 | 675.9911 | 2004-05-08 | 53.483 |  | 1993-06-24 | 0.0096667
|  | 1985-09-16 | 0.04 | [5 empty] | 2006-08-15 | 1141.5244 |  |  | 2005-06-13 | 1028.134 |  |  | 2011-08-23 15:35 | 0.0511 |  |  | 2014-05-01 | 5092.9608 | 4197.6157 | 8133.737 | 2004-05-09 | 53.483 |  | 1993-08-02 | 0.0165
|  | 1985-10-13 | 0.05 | [5 empty] | 2006-08-22 | 1141.3689 |  |  | 2005-06-20 | 1028.183 |  |  | 2011-09-21 11:07 | 0.157 |  |  | 2014-06-01 | 9333.0478 | 7494.2055 | 9588.6762 | 2004-05-10 | 53.483 |  | 1993-08-31 | 0.02
|  | 1985-10-28 | 0.04 | [5 empty] | 2006-08-31 | 1141.2013 |  |  | 2005-06-27 | 1028.343 |  |  | 2011-10-19 13:17 | 0.267 |  |  | 2014-07-01 | 8339.7064 | 4173.9166 | 8591.0739 | 2004-05-11 | 0 |  | 1993-09-01 | 0.03
|  | 1985-11-11 | 0.05 | [5 empty] | 2006-09-08 | 1141.0458 |  |  | 2005-06-29 | 1028.29 |  |  | 2011-11-15 13:30 | 0.238 |  |  | 2014-08-01 | 6179.0354 | 3552.9135 | 8093.1608 | 2004-05-12 | 0 |  | 1993-09-30 | 0.03
|  | 1985-12-08 | 0.04 | [5 empty] | 2006-09-30 | 1141.2257 |  |  | 2005-06-30 | 1028.245 |  |  | 2011-12-05 10:55 | 0.212 |  |  | 2014-09-01 | 5138.7289 | 3608.4515 | 7845.9984 | 2004-05-13 | 0 |  | 1993-10-01 | 0.04
|  | 1987-01-01 | 0.09 | [5 empty] | 2006-10-15 | 1141.311 |  |  | 2005-07-05 | 1028.07 |  |  | 2012-01-12 12:45 | 0.299 |  |  | 2014-10-01 | 993.2146 | 588.0307 | 1932.238 | 2004-05-14 | 12.402 |  | 1993-10-25 | 0.04
|  | 1987-02-01 | 0.07 | [5 empty] | 2006-10-31 | 1141.4146 |  |  | 2005-07-08 | 1028.015 |  |  | 2012-02-06 11:09 | 0.106 |  |  | 2014-11-01 | 521.6997 | 297.7467 | 1000.8422 | 2004-05-15 | 12.402 |  | 1993-11-01 | 0.05
|  | 1987-03-01 | 0.08 | [5 empty] | 2006-11-15 | 1141.5091 |  |  | 2005-07-11 | 1028.021 |  |  | 2012-03-05 14:40 | 0.159 |  |  | 2014-12-01 | 404.5969 | 239.8743 | 685.6136 | 2004-05-16 | 12.402 |  | 1993-11-29 | 0.1255
|  | 1987-04-01 | 0.06 | [5 empty] | 2006-11-30 | 1141.5945 |  |  | 2005-07-18 | 1027.84 |  |  | 2012-03-08 13:35 |  |  |  | 2015-01-01 | 320.9179 | 186.2364 | 507.3944 | 2004-05-17 | 14.882 |  | 1993-12-01 | 0.05
|  | 1987-05-01 | 0.05 | [5 empty] | 2006-12-15 | 1141.6646 |  |  | 2005-07-26 | 1027.685 |  |  | 2012-01-01 | 0.299 | 0.299 | 0.299 | 2015-02-01 | 224.6071 | 0 | 343.4056 | 2004-05-18 | 14.882 |  | 1993-12-13 | 0.12
|  | 1987-06-01 | 0.03 | [5 empty] | 2006-12-31 | 1141.7347 |  |  | 2005-08-01 | 1027.568 |  |  | 2012-02-01 | 0.22008 | 0.065281 | 0.37192 | 2015-03-01 | 218.5751 | 0 | 479.9511 | 2004-05-19 | 14.882 |  | 1994-01-01 | 0.05
|  | 1987-07-01 | 0.06 | [5 empty] | 2007-01-15 | 1141.8048 |  |  | 2005-08-08 | 1027.47 |  |  | 2012-03-01 | 0.21911 | 0.058038 | 0.3656 | 2015-04-01 | 236.3165 | 0 | 350.3368 | 2004-05-20 | 14.882 |  | 1994-01-17 | 0.0415
|  | 1987-08-01 | 0.07 | [5 empty] | 2007-01-31 | 1141.8658 |  |  | 2005-08-15 | 1027.335 |  |  | 2012-04-01 | 0.19563 | 0.0048204 | 0.34381 | 2015-05-01 | 5111.0703 | 4162.3117 | 8134.559 | 2004-05-21 | 14.882 |  | 1994-01-31 | 0.05
|  | 1987-08-11 | 0.07 | [5 empty] | 2007-02-15 | 1141.9145 |  |  | 2005-08-22 | 1027.202 |  |  | 2012-05-01 | 0.12828 | 0.0007614 | 0.2454 | 2015-06-01 | 9328.0926 | 7494.205 | 9590.2115 | 2004-05-22 | 0 |  | 1994-03-01 | 0.05
|  | 1987-09-01 | 0.06 | [5 empty] | 2007-02-28 | 1141.9651 |  |  | 2005-08-30 | 1027.14 |  |  | 2012-06-01 | 0.22979 | 0.16538 | 0.33727 | 2015-07-01 | 8337.918 | 4168.9259 | 8591.8609 | 2004-05-23 | 0 |  | 1994-03-03 | 0.11
|  | 1987-09-08 | 0.06 | [5 empty] | 2007-03-15 | 1142.0151 |  |  | 2005-09-07 | 1027.395 |  |  | 2012-07-01 | 0.2261 | 0.14359 | 0.35848 | 2015-08-01 | 6202.0033 | 3437.7911 | 8049.4405 | 2004-05-24 | 0 |  | 1994-04-26 | 0.17 | 0.17
|  | 1987-10-01 | 0.11 | [5 empty] | 2007-03-31 | 1142.0791 |  |  | 2005-09-12 | 1027.54 |  |  | 2012-08-01 | 0.23405 | 0.068688 | 0.37278 | 2015-09-01 | 5211.3114 | 3627.3447 | 7846.1944 | 2004-05-25 | 0 |  | 1994-05-02 | 0.044
|  | 1987-10-06 | 0.11 | [5 empty] | 2007-04-15 | 1142.1462 |  |  | 2005-09-19 | 1027.67 |  |  | 2012-09-01 | 0.31076 | 0.2114 | 0.36231 | 2015-10-01 | 1009.1465 | 588.0757 | 1896.5804 | 2004-05-26 | 0 |  | 1994-05-31 | 0.02
|  | 1987-11-01 | 0.12 | [5 empty] | 2007-04-30 | 1142.2346 |  |  | 2005-09-22 | 1027.525 |  |  | 2012-10-01 | 0.28164 | 0.0078463 | 0.50885 | 2015-11-01 | 526.5497 | 297.7789 | 973.2494 | 2004-05-27 | 0 |  | 1994-06-27 | 0.01
|  | 1987-11-10 | 0.12 | [5 empty] | 2007-05-15 | 1142.3748 |  |  | 2005-09-26 | 1027.264 |  |  | 2012-11-01 | 0.2465 | 0.012395 | 0.44928 | 2015-12-01 | 416.5427 | 0 | 657.6515 | 2004-05-28 | 0 |  | 1994-08-10 | 0.011333
|  | 1987-12-01 | 0.11 | [5 empty] | 2007-05-22 | 1142.3839 |  |  | 2005-09-27 | 1027.174 |  |  | 2012-12-01 | 0.23261 | 0.017937 | 0.4166 | 2016-01-01 | 319.6236 | 186.1341 | 616.9941 | 2004-05-29 | 0 |  | 1994-09-25 | 0.03
|  | 1987-12-09 | 0.11 | [5 empty] | 2007-05-28 | 1142.3748 |  |  | 2005-09-29 | 1026.949 |  |  | 2013-01-01 | 0.25984 | 0.047449 | 0.43257 | 2016-02-01 | 220.6044 | 0 | 398.2013 | 2004-05-30 | 0 |  | 1994-10-12 | 0.009
|  | 1988-01-27 | 0.093 | [5 empty] | 2007-05-31 | 1142.3748 |  |  | 2005-10-03 | 1026.54 |  |  | 2013-02-01 | 0.15758 | 2.5573e-05 | 0.41148 | 2016-03-01 | 211.9396 | 0 | 352.3618 | 2004-05-31 | 0 |  | 1994-10-15 | 0.04
|  | 1988-02-05 | 0.035 | [5 empty] | 2007-06-04 | 1142.3717 |  |  | 2005-10-05 | 1026.325 |  |  | 2013-03-01 | 0.16962 | 0.000481 | 0.41752 | 2016-04-01 | 224.2215 | 0 | 350.3639 | 2004-06-01 | 0 |  | 1994-11-25 | 0.01
|  | 1988-02-17 | 0.043 | [5 empty] | 2007-06-11 | 1142.3839 |  |  | 2005-10-12 | 1026.564 |  |  | 2013-04-01 | 0.14174 | 0.00038491 | 0.39205 | 2016-05-01 | 5111.3282 | 4160.6437 | 8133.737 | 2004-06-02 | 0 |  | 1995-01-25 | 0.005
|  | 1988-03-22 | 0.1365 | [5 empty] | 2007-06-14 | 1142.39 |  |  | 2005-10-17 | 1026.714 |  |  | 2013-05-01 | 0.064668 | 0.00040464 | 0.31547 | 2016-06-01 | 9330.9486 | 7494.205 | 9590.2124 | 2004-06-03 | 0 |  | 1995-01-31 | 0.05
|  | 1988-03-24 | 0.067 | [5 empty] | 2007-06-18 | 1142.3809 |  |  | 2005-10-24 | 1026.92 |  |  | 2013-06-01 | 0.21096 | 0.16543 | 0.34559 | 2016-07-01 | 8339.1197 | 4302.7185 | 8693.8177 | 2004-06-04 | 0 |  | 1995-02-01 | 0.05
|  | 1988-04-25 | 0.126 | [5 empty] | 2007-06-30 | 1142.3138 |  |  | 2005-10-31 | 1027.115 |  |  | 2013-07-01 | 0.23942 | 0.11913 | 0.32739 | 2016-08-01 | 6256.4636 | 1072.4336 | 8066.9799 | 2004-06-05 | 0 |  | 1995-02-22 | 0.1
|  | 1988-05-25 | 0.042 | [5 empty] | 2007-07-09 | 1142.2407 |  |  | 2005-11-16 | 1027.515 |  |  | 2013-08-01 | 0.23851 | 0.013408 | 0.38219 | 2016-09-01 | 5225.469 | 3626.4791 | 7872.6305 | 2004-06-06 | 0 |  | 1995-02-24 | 0.1
|  | 1988-06-07 | 0.021 | [5 empty] | 2007-07-15 | 1142.1401 |  |  | 2005-11-30 | 1027.782 |  |  | 2013-09-01 | 0.30037 | 0.14907 | 0.32684 | 2016-10-01 | 1000.2236 | 0 | 1910.3111 | 2004-06-07 | 0 |  | 1995-03-06 | 0.0033333
|  | 1988-07-20 | 0.046 | [5 empty] | 2007-07-23 | 1142.0151 |  |  | 2005-12-15 | 1028.032 |  |  | 2013-10-01 | 0.26274 | 0.078225 | 0.42991 | 2016-11-01 | 529.5069 | 0 | 982.0973 | 2004-06-08 | 28.237 |  | 1995-03-08 | 0.03
|  | 1988-08-24 | 0.12 | [5 empty] | 2007-07-31 | 1141.8749 |  |  | 2006-01-17 | 1028.515 |  |  | 2013-11-01 | 0.23596 | 0.072269 | 0.36985 | 2016-12-01 | 413.6845 | 0 | 657.2325 | 2004-06-09 | 28.237 |  | 1995-04-17 | 0.07 | 0.07
|  | 1988-09-13 | 0.135 | [5 empty] | 2007-08-15 | 1141.6158 |  |  | 2006-01-30 | 1028.655 |  |  | 2013-12-01 | 0.22574 | 0.06655 | 0.35523 | 2017-01-01 | 317.6987 | 0 | 1436.4418 | 2004-06-10 | 28.237 |  | 1995-05-08 | 0.018
|  | 1988-10-06 | 0.185 | [5 empty] | 2007-08-31 | 1141.3141 |  |  | 2006-02-13 | 1028.613 |  |  | 2014-01-01 | 0.25153 | 0.098652 | 0.37135 | 2017-02-01 | 226.7341 | 0 | 1493.812 | 2004-06-11 | 28.237 |  | 1995-05-09 | 0.018
|  | 1988-11-01 | 0.02 | [5 empty] | 2007-09-10 | 1141.1312 |  |  | 2006-02-15 | 1028.615 |  |  | 2014-02-01 | 0.16283 | 2.8281e-05 | 0.33895 | 2017-03-01 | 214.4735 | 0 | 895.0261 | 2004-06-12 | 28.237 |  | 1995-06-07 | 0.01
|  | 1988-11-30 | 0.175 | [5 empty] | 2007-09-11 | 1141.1403 |  |  | 2006-02-20 | 1028.602 |  |  | 2014-03-01 | 0.16224 | 0.00050858 | 0.31607 | 2017-04-01 | 233.2868 | 0 | 596.0072 | 2004-06-13 | 28.237 |  | 1995-06-21 | 0.01
|  | 1989-01-27 | 0.115 | [5 empty] | 2007-09-15 | 1141.2552 |  |  | 2006-02-21 | 1028.545 |  |  | 2014-04-01 | 0.15239 | 0.00061867 | 0.34012 | 2017-05-01 | 5003.6684 | 4278.6623 | 8134.5599 | 2004-06-14 | 28.237 |  | 1995-07-20 | 0.01
|  | 1989-02-07 | 0.0765 | [5 empty] | 2007-09-30 | 1141.3299 |  |  | 2006-02-23 | 1028.42 |  |  | 2014-05-01 | 0.07435 | 0.00057832 | 0.26921 | 2017-06-01 | 9327.0146 | 7494.616 | 9590.2115 | 2004-06-15 | 28.237 |  | 1995-08-23 | 0.01
|  | 1989-02-13 | 0.115 | [5 empty] | 2007-10-15 | 1141.4543 |  |  | 2006-02-27 | 1028.05 |  |  | 2014-06-01 | 0.20786 | 0.13166 | 0.34612 | 2017-07-01 | 8333.6363 | 4223.1802 | 8591.8609 | 2004-06-16 | 28.237 |  | 1995-09-18 | 0.01
|  | 1989-03-14 | 0.058 | [5 empty] | 2007-10-31 | 1141.5884 |  |  | 2006-03-01 | 1027.89 |  |  | 2014-07-01 | 0.23074 | 0.13969 | 0.32407 | 2017-08-01 | 6214.7636 | 2003.4998 | 8049.4396 | 2004-06-17 | 28.237 |  | 1995-10-03 | 0.007
|  | 1989-04-12 | 0.046 | [5 empty] | 2007-11-15 | 1141.7042 |  |  | 2006-03-02 | 1027.795 |  |  | 2014-08-01 | 0.24063 | 0.08048 | 0.36872 | 2017-09-01 | 5206.0274 | 3622.0905 | 7846.1944 | 2004-06-18 | 28.237 |  | 1995-10-16 | 0.04
|  | 1989-05-31 | 0.034 | [5 empty] | 2007-11-30 | 1141.8017 |  |  | 2006-03-04 | 1027.63 |  |  | 2014-09-01 | 0.3025 | 0.24999 | 0.33314 | 2017-10-01 | 992.8373 | 588.1653 | 1904.4199 | 2004-06-19 | 28.237 |  | 1995-11-14 | 0.02
|  | 1989-06-12 | 0.052 | [5 empty] | 2007-12-15 | 1141.8962 |  |  | 2006-03-06 | 1027.452 |  |  | 2014-10-01 | 0.293 | 0.14737 | 0.5161 | 2017-11-01 | 519.6661 | 0 | 987.6776 | 2004-06-20 | 28.237 |  | 1995-12-06 | 0.02
|  | 1989-07-10 | 0.08 | [5 empty] | 2007-12-31 | 1141.9877 |  |  | 2006-03-08 | 1027.275 |  |  | 2014-11-01 | 0.25728 | 0.13936 | 0.47638 | 2017-12-01 | 409.3257 | 0 | 671.402 | 2004-06-21 | 28.237 |  | 1995-12-12 | 0.01
|  | 1989-07-25 | 0.0365 | [5 empty] | 2008-01-15 | 1142.0639 |  |  | 2006-03-09 | 1027.18 |  |  | 2014-12-01 | 0.24132 | 0.12439 | 0.4668 | 2018-01-01 | 323.87 | 186.1589 | 853.4923 | 2004-06-22 | 0 |  | 1996-01-25 | 0.02
|  | 1989-08-14 | 0.049 | [5 empty] | 2008-01-31 | 1142.1553 |  |  | 2006-03-20 | 1027.433 |  |  | 2015-01-01 | 0.26894 | 0.15456 | 0.48971 | 2018-02-01 | 226.2825 | 0 | 377.1048 | 2004-06-23 | 0 |  | 1996-02-14 | 0.02
|  | 1989-09-06 | [6 empty] | 2008-02-15 | 1142.2151 |  |  | 2006-03-30 | 1027.61 |  |  | 2015-02-01 | 0.18242 | 0.030505 | 0.46194 | 2018-03-01 | 216.0596 | 0 | 480.6593 | 2004-06-24 | 0 |  | 1996-03-05 | 0.024
|  | 1989-09-11 | 0.046 | [5 empty] | 2008-02-29 | 1142.2849 |  |  | 2006-04-06 | 1027.725 |  |  | 2015-03-01 | 0.19143 | 0.00061358 | 0.38777 | 2018-04-01 | 235.6026 | 0 | 431.506 | 2004-06-25 | 0 |  | 1996-03-12 | 0.02
|  | 1989-10-16 | 0.024 | [5 empty] | 2008-03-15 | 1142.3443 |  |  | 2006-04-18 | 1027.89 |  |  | 2015-04-01 | 0.16027 | 0.00044272 | 0.3832 | 2018-05-01 | 5223.6928 | 4160.6447 | 8140.3314 | 2004-06-26 | 0 |  | 1996-04-09 | 0.0075 | 0.0075
|  | 1989-11-15 | 0.131 | [5 empty] | 2008-03-31 | 1142.4113 |  |  | 2006-04-24 | 1028.16 |  |  | 2015-05-01 | 0.089436 | 0.00057679 | 0.29614 | 2018-06-01 | 9270.1094 | 7494.6155 | 9589.8194 | 2004-06-27 | 0 |  | 1996-04-23 | 0.08 | 0.08
|  | 1989-12-11 | 0.094 | [5 empty] | 2008-04-15 | 1142.4449 |  |  | 2006-05-01 | 1028.585 |  |  | 2015-06-01 | 0.21945 | 0.14099 | 0.34155 | 2018-07-01 | 8231.6947 | 4548.4034 | 8591.6597 | 2004-06-28 | 0 |  | 1996-05-13 | 0.04
|  | 1990-01-15 | 0.083 | [5 empty] | 2008-04-30 | 1142.515 |  |  | 2006-05-03 | 1028.55 |  |  | 2015-07-01 | 0.24052 | 0.13475 | 0.34687 | 2018-08-01 | 6300.4154 | 2301.9885 | 8049.4254 | 2004-06-29 | 0 |  | 1996-06-11 | 0.02
|  | 1990-02-12 | 0.064 | [5 empty] | 2008-05-15 | 1142.4936 |  |  | 2006-05-08 | 1028.422 |  |  | 2015-08-01 | 0.23367 | 0.049054 | 0.38497 | 2018-09-01 | 5200.6442 | 3629.2262 | 7846.1444 | 2004-06-30 | 0 |  | 1996-07-17 | 0.09
|  | 1990-03-12 | 0.027 | [5 empty] | 2008-05-31 | 1142.3961 |  |  | 2006-05-11 | 1028.065 |  |  | 2015-09-01 | 0.30223 | 0.2241 | 0.35153 | 2018-10-01 | 992.031 | 0 | 1762.5569 | 2004-07-01 | 0 |  | 1996-08-15 | 0.01
|  | 1990-04-17 | 0.047 | [5 empty] | 2008-06-15 | 1142.1888 |  |  | 2006-05-15 | 1027.87 |  |  | 2015-10-01 | 0.27107 | 0.1068 | 0.43091 | 2018-11-01 | 522.6427 | 0 | 903.0882 | 2004-07-02 | 0 |  | 1996-09-11 | 0.01
|  | 1990-05-01 | 0.0975 | [5 empty] | 2008-06-30 | 1141.9663 |  |  | 2006-05-23 | 1027.872 |  |  | 2015-11-01 | 0.23855 | 0.1011 | 0.38474 | 2018-12-01 | 408.8724 | 0 | 593.1083 | 2004-07-03 | 0 |  | 1996-10-21 | 0.09
|  | 1990-05-02 | 0.124 | [5 empty] | 2008-07-15 | 1141.8505 |  |  | 2006-05-25 | 1027.777 |  |  | 2015-12-01 | 0.22304 | 0.095054 | 0.37085 | 2019-01-01 | 318.8285 | 186.1011 | 1148.8392 | 2004-07-04 | 0 |  | 1996-11-21 | 0.06
|  | 1990-05-14 | 0.083 | [5 empty] | 2008-07-31 | 1141.6768 |  |  | 2006-05-29 | 1027.585 |  |  | 2016-01-01 | 0.25013 | 0.12963 | 0.39318 | 2019-02-01 | 225.2564 | 0 | 651.7452 | 2004-07-05 | 0 |  | 1996-12-17
|  | 1990-06-11 | 0.06 | [5 empty] | 2008-08-15 | 1141.5061 |  |  | 2006-06-01 | 1027.463 |  |  | 2016-02-01 | 0.17229 | 3.3662e-05 | 0.4067 | 2019-03-01 | 212.4683 | 0 | 424.2596 | 2004-07-06 | 0 |  | 1996-12-19 | 0.12
|  | 1990-07-11 | 0.097 | [5 empty] | 2008-08-31 | 1141.3842 |  |  | 2006-06-05 | 1027.475 |  |  | 2016-03-01 | 0.18113 | 0.00054611 | 0.43777 | 2019-04-01 | 226.8997 | 0 | 463.4208 | 2004-07-07 | 0 |  | 1997-01-14 | 0.04
|  | 1990-08-13 | 0.039 | [5 empty] | 2008-09-11 | 1141.2074 |  |  | 2006-06-12 | 1027.522 |  |  | 2016-04-01 | 0.1544 | 0.00051113 | 0.42546 | 2019-05-01 | 5087.9857 | 4278.6627 | 8134.5609 | 2004-07-08 | 0 |  | 1997-02-26 | 0.03
|  | 1990-09-19 | 0.143 | [5 empty] | 2008-09-15 | 1141.1464 |  |  | 2006-06-21 | 1027.51 |  |  | 2016-05-01 | 0.076589 | 0.00066399 | 0.32877 | 2019-06-01 | 9327.1318 | 7494.205 | 9588.5459 | 2004-07-09 | 18.312 |  | 1997-03-11 | 0.05
|  | 1990-10-02 | 0.0645 | [5 empty] | 2008-09-21 | 1141.065 |  |  | 2006-06-27 | 1027.272 |  |  | 2016-06-01 | 0.21373 | 0.16157 | 0.33965 | 2019-07-01 | 8333.6259 | 4144.7251 | 8591.0078 | 2004-07-10 | 18.312 |  | 1997-04-15 | 0.05 | 0.05
|  | 1990-10-04 | [6 empty] | 2008-09-30 | 1141.1949 |  |  | 2006-07-04 | 1027.52 |  |  | 2016-07-01 | 0.23195 | 0.1591 | 0.35082 | 2019-08-01 | 6095.5391 | 1673.615 | 8049.0645 | 2004-07-11 | 18.312 |  | 1997-05-12 | 0.02
|  | 1990-10-18 | 0.157 | [5 empty] | 2008-10-15 | 1141.3842 |  |  | 2006-07-06 | 1027.521 |  |  | 2016-08-01 | 0.23468 | 0.0031614 | 0.4547 | 2019-09-01 | 5149.6181 | 3629.9085 | 7845.9819 | 2004-07-12 | 18.312 |  | 1997-06-23 | 0.02
|  | 1990-11-14 | 0.149 | [5 empty] | 2008-10-31 | 1141.564 |  |  | 2006-07-10 | 1027.552 |  |  | 2016-09-01 | 0.30289 | 0.15349 | 0.32998 | 2019-10-01 | 977.2059 | 0 | 1602.9998 | 2004-07-13 | 18.312 |  | 1997-07-15 | 0.12
|  | 1990-12-10 | 0.316 | [5 empty] | 2008-11-15 | 1141.7347 |  |  | 2006-07-13 | 1027.522 |  |  | 2016-10-01 | 0.27767 | 0.039026 | 0.52539 | 2019-11-01 | 512.2563 | 0 | 817.8505 | 2004-07-14 | 18.312 |  | 1997-08-12 | 0.11
|  | 1991-01-02 | 0.249 | [5 empty] | 2008-11-30 | 1141.845 |  |  | 2006-07-19 | 1027.522 |  |  | 2016-11-01 | 0.24932 | 0.037738 | 0.46249 | 2019-12-01 | 403.8972 | 0 | 588.7524 | 2004-07-15 | 18.312 |  | 1997-09-22 | 0.07
|  | 1991-01-14 | [6 empty] | 2008-12-15 | 1141.9663 |  |  | 2006-07-24 | 1027.518 |  |  | 2016-12-01 | 0.2336 | 0.043965 | 0.43208 | 2020-01-01 | 321.2166 | 186.1576 | 1466.951 | 2004-07-16 | 18.312 |  | 1997-10-20 | 0.02
|  | 1991-02-04 | 0.124 | [5 empty] | 2008-12-31 | 1142.0639 |  |  | 2006-07-31 | 1027.437 |  |  | 2017-01-01 | 0.25789 | 0.073075 | 0.44111 | 2020-02-01 | 224.3999 | 0 | 823.4773 | 2004-07-17 | 10.796 |  | 1997-11-18 | 0.03
|  | 1991-02-27 | 0.719 | [5 empty] | 2009-01-15 | 1142.1492 |  |  | 2006-08-07 | 1027.555 |  |  | 2017-02-01 | 0.16674 | 4.0051e-05 | 0.45399 | 2020-03-01 | 216.1053 | 0 | 549.3535 | 2004-07-18 | 10.796 |  | 1997-12-08 | 0.02
|  | 1991-03-04 | 0.615 | [5 empty] | 2009-01-31 | 1142.2559 |  |  | 2006-08-14 | 1027.387 |  |  | 2017-03-01 | 0.17666 | 0.00060207 | 0.48878 | 2020-04-01 | 234.918 | 0 | 502.4778 | 2004-07-19 | 10.796 |  | 1998-01-12 | 0.03
|  | 1991-03-06 | [6 empty] | 2009-02-14 | 1142.3351 |  |  | 2006-08-22 | 1027.49 |  |  | 2017-04-01 | 0.14156 | 0.00052262 | 0.43865 | 2020-05-01 | 5330.1542 | 4278.6618 | 8052.2342 | 2004-07-20 | 10.796 |  | 1998-02-24 | 0.05
|  | 1991-04-01 | 0.139 | [5 empty] | 2009-02-26 | 1142.3961 |  |  | 2006-08-28 | 1027.57 |  |  | 2017-05-01 | 0.072511 | 0.00055852 | 0.35758 | 2020-06-01 | 9271.0088 | 7494.2055 | 9590.2209 | 2004-07-21 | 10.796 |  | 1998-03-17 | 0.02
|  | 1991-05-01 | 0.069 | [5 empty] | 2009-03-15 | 1142.4799 |  |  | 2006-08-29 | 1027.525 |  |  | 2017-06-01 | 0.21779 | 0.15417 | 0.33503 | 2020-07-01 | 8202.8107 | 4548.3287 | 8591.8656 | 2004-07-22 | 10.796 |  | 1998-04-13 | 0.35 | 0.35
|  | 1991-05-08 | 0.0355 | [5 empty] | 2009-03-31 | 1142.55 |  |  | 2006-09-05 | 1027.268 |  |  | 2017-07-01 | 0.23807 | 0.14458 | 0.31943 | 2020-08-01 | 6029.1627 | 3575.8869 | 8048.7395 | 2004-07-23 | 10.796 |  | 1998-05-18 | 0.05
|  | 1991-06-03 | 0.048 | [5 empty] | 2009-04-15 | 1142.6201 |  |  | 2006-09-12 | 1027.473 |  |  | 2017-08-01 | 0.22755 | 0.060434 | 0.39454 | 2020-09-01 | 5144.1036 | 3633.2041 | 7846.1963 | 2004-07-24 | 10.796 |  | 1998-06-15 | 0.06
|  | 1991-06-07 | 0.039 | [5 empty] | 2009-04-30 | 1142.71 |  |  | 2006-09-19 | 1027.45 |  |  | 2017-09-01 | 0.30057 | 0.18735 | 0.33075 | 2020-10-01 | 984.3317 | 587.9794 | 1831.9035 | 2004-07-25 | 10.796 |  | 1998-07-21 | 0.04
|  | 1991-06-13 | 0.039 | [5 empty] | 2009-05-15 | 1142.85 |  |  | 2006-09-20 | 1027.336 |  |  | 2017-10-01 | 0.27614 | 0.10541 | 0.49509 | 2020-11-01 | 515.8167 | 297.7103 | 973.6613 | 2004-07-26 | 10.796 |  | 1998-08-10 | 0.03
|  | 1991-06-30 | 0.039 | [5 empty] | 2009-05-31 | 1142.8701 |  |  | 2006-09-21 | 1027.227 |  |  | 2017-11-01 | 0.2445 | 0.093836 | 0.42604 | 2020-12-01 | 403.8971 | 0 | 642.6806 | 2004-07-27 | 10.796 |  | 1998-09-10
|  | 1991-07-01 | 0.026 | [5 empty] | 2009-06-15 | 1142.8399 |  |  | 2006-09-26 | 1027.32 |  |  | 2017-12-01 | 0.23403 | 0.089387 | 0.39442 | 2021-01-01 | 320.0582 | 186.2117 | 533.4521 | 2004-07-28 | 10.796 |  | 1998-09-25 | 0.04
|  | 1991-07-02 | 0.026 | [5 empty] | 2009-06-30 | 1142.6652 |  |  | 2006-10-04 | 1027.468 |  |  | 2018-01-01 | 0.25924 | 0.1236 | 0.41014 | 2021-02-01 | 221.6721 | 0 | 330.0968 | 2004-07-29 | 10.796 |  | 1998-10-19 | 0.03
|  | 1991-07-22 | 0.053 | [5 empty] | 2009-07-13 | 1142.5052 |  |  | 2006-10-10 | 1027.601 |  |  | 2018-02-01 | 0.18088 | 3.0237e-06 | 0.40441 | 2021-03-01 | 215.0058 | 0 | 480.6207 | 2004-07-30 | 10.796 |  | 1998-11-17 | 0.03
|  | 1991-07-24 | 0.0415 | [5 empty] | 2009-07-20 | 1142.4351 |  |  | 2006-10-17 | 1027.749 |  |  | 2018-03-01 | 0.18097 | 0.00054075 | 0.45066 | 2021-04-01 | 230.4964 | 0 | 370.2453 | 2004-07-31 | 0 |  | 1998-12-21 | 0.02
|  | 1991-08-05 | 0.065 | [5 empty] | 2009-07-27 | 1142.3199 |  |  | 2006-10-24 | 1027.902 |  |  | 2018-04-01 | 0.15477 | 0.00046065 | 0.45191 | 2021-05-01 | 5089.2918 | 4160.6437 | 8134.559 | 2004-08-01 | 0 |  | 1999-01-18 | 0.03
|  | 1991-09-03 | 0.062 | [5 empty] | 2009-08-03 | 1142.2001 |  |  | 2006-10-31 | 1028.035 |  |  | 2018-05-01 | 0.077919 | 0.00053986 | 0.37533 | 2021-06-01 | 9299.6499 | 7494.205 | 9587.7636 | 2004-08-02 | 0 |  | 1999-02-22 | 0.07
|  | 1991-09-27 | 0.056 | [5 empty] | 2009-08-07 | 1142.1849 |  |  | 2006-11-07 | 1028.168 |  |  | 2018-06-01 | 0.22762 | 0.16321 | 0.34949 | 2021-07-01 | 8270.7196 | 4083.1348 | 8590.6072 | 2004-08-03 | 0 |  | 1999-03-17 | 0.02
|  | 1991-10-07 | 0.05 | [5 empty] | 2009-08-10 | 1142.1651 |  |  | 2006-11-14 | 1028.303 |  |  | 2018-07-01 | 0.23514 | 0.1332 | 0.32395 | 2021-08-01 | 5913.0289 | 3566.5267 | 8096.3636 | 2004-08-04 | 0 |  | 1999-04-20 | 0.02 | 0.02
|  | 1991-11-01 | 0.022 | [5 empty] | 2009-08-18 | 1142.0651 |  |  | 2006-11-21 | 1028.42 |  |  | 2018-08-01 | 0.23124 | 0.075881 | 0.414 | 2021-09-01 | 5189.3653 | 3622.2137 | 7845.8817 | 2004-08-05 | 0 |  | 1999-05-17 | 0.05
|  | 1991-11-06 | 0.053 | [5 empty] | 2009-08-24 | 1142.02 |  |  | 2006-12-07 | 1028.635 |  |  | 2018-09-01 | 0.30248 | 0.21635 | 0.36989 | 2021-10-01 | 1002.3705 | 0 | 1908.4664 | 2004-08-06 | 0 |  | 1999-07-03 | 0.05
|  | 1991-12-03 | 0.086 | [5 empty] | 2009-08-31 | 1141.845 |  |  | 2006-12-14 | 1028.732 |  |  | 2018-10-01 | 0.2704 | 0.099414 | 0.4409 | 2021-11-01 | 522.4836 | 0 | 981.1263 | 2004-08-07 | 0 |  | 1999-07-27 | 0.0075
|  | 1992-01-21 | 0.334 | [5 empty] | 2009-09-07 | 1141.6749 |  |  | 2007-01-04 | 1028.95 |  |  | 2018-11-01 | 0.23874 | 0.095347 | 0.38715 | 2021-12-01 | 407.8591 | 0 | 656.6547 | 2004-08-08 | 0 |  | 1999-07-29
|  | 1992-02-20 | 0.211 | [5 empty] | 2009-09-14 | 1141.5201 |  |  | 2007-01-18 | 1029.09 |  |  | 2018-12-01 | 0.22686 | 0.094305 | 0.37244 | 2022-01-01 | 318.3393 | 186.1375 | 1470.9177 | 2004-08-09 | 0 |  | 1999-08-12 | 0.02
|  | 1992-03-12 | 0.156 | [5 empty] | 2009-09-18 | 1141.415 |  |  | 2007-02-01 | 1029.2 |  |  | 2019-01-01 | 0.25357 | 0.12419 | 0.39514 |  |  |  |  | 2004-08-10 | 0 |  | 1999-08-31
|  | 1992-04-29 | 0.058667 | [5 empty] | 2009-09-19 | 1141.3799 |  |  | 2007-02-15 | 1029.308 |  |  | 2019-02-01 | 0.16878 | 2.8377e-05 | 0.44277 |  |  |  |  | 2004-08-11 | 0 |  | 1999-09-10 | 0.0075
|  | 1992-05-12 | 0.056 | [5 empty] | 2009-09-20 | 1141.34 |  |  | 2007-03-08 | 1029.48 |  |  | 2019-03-01 | 0.18251 | 0.0035972 | 0.42478 |  |  |  |  | 2004-08-12 | 0 |  | 1999-10-29 | 0.02
|  | 1992-06-09 | 0.01 | [5 empty] | 2009-09-21 | 1141.2949 |  |  | 2007-03-29 | 1029.632 |  |  | 2019-04-01 | 0.14812 | 0.00055453 | 0.36386 |  |  |  |  | 2004-08-13 | 0 |  | 1999-11-22 | 0.0075
|  | 1992-06-26 | 0.0265 | [5 empty] | 2009-09-24 | 1141.2001 |  |  | 2007-04-02 | 1029.65 |  |  | 2019-05-01 | 0.08391 | 0.00060625 | 0.27843 |  |  |  |  | 2004-08-14 | 0 |  | 1999-12-14 | 0.09
|  | 1992-07-14 | 0.019 | [5 empty] | 2009-09-29 | 1141.24 |  |  | 2007-04-12 | 1028.75 |  |  | 2019-06-01 | 0.2131 | 0.16674 | 0.34009 |  |  |  |  | 2004-08-15 | 0 |  | 2000-01-27 | 0.09
|  | 1992-07-21 | 0.0315 | [5 empty] | 2009-10-01 | 1141.215 |  |  | 2007-04-26 | 1029.1 |  |  | 2019-07-01 | 0.2372 | 0.16009 | 0.37777 |  |  |  |  | 2004-08-16 | 0 |  | 2000-02-28 | 0.39
|  | 1992-08-10 | 0.043 | [5 empty] | 2009-10-05 | 1141.24 |  |  | 2007-05-03 | 1029.358 |  |  | 2019-08-01 | 0.23435 | 0.06731 | 0.44706 |  |  |  |  | 2004-08-17 | 0 |  | 2000-03-23 | 0.02
|  | 1992-09-09 | 0.117 | [5 empty] | 2009-10-09 | 1141.2699 |  |  | 2007-05-07 | 1029.498 |  |  | 2019-09-01 | 0.30267 | 0.18321 | 0.35039 |  |  |  |  | 2004-08-18 | 0 |  | 2000-04-27 | 0.22 | 0.22
|  | 1992-09-10 | 0.163 | [5 empty] | 2009-10-12 | 1141.2851 |  |  | 2007-05-09 | 1029.295 |  |  | 2019-10-01 | 0.27339 | 0.08952 | 0.59737 |  |  |  |  | 2004-08-19 | 0 |  | 2000-05-15 | 0.11
|  | 1992-10-06 | 0.26 | [5 empty] | 2009-10-19 | 1141.365 |  |  | 2007-05-10 | 1029.191 |  |  | 2019-11-01 | 0.24066 | 0.084183 | 0.54723 |  |  |  |  | 2004-08-20 | 82.251 |  | 2000-06-26 | 0.33
|  | 1992-10-19 | [6 empty] | 2009-10-26 | 1141.5 |  |  | 2007-05-14 | 1028.77 |  |  | 2019-12-01 | 0.22694 | 0.0815 | 0.52862 |  |  |  |  | 2004-08-21 | 82.251 |  | 2000-07-25 | 0.5
|  | 1992-11-24 | 0.122 | [5 empty] | 2009-11-02 | 1141.6451 |  |  | 2007-05-17 | 1028.98 |  |  | 2020-01-01 | 0.25422 | 0.10751 | 0.55315 |  |  |  |  | 2004-08-22 | 82.251 |  | 2000-08-29 | 0.13
|  | 1992-11-25 | 0.129 | [5 empty] | 2009-11-09 | 1141.6792 |  |  | 2007-05-22 | 1028.933 |  |  | 2020-02-01 | 0.17746 | 2.7673e-05 | 0.54719 |  |  |  |  | 2004-08-23 | 82.251 |  | 2000-09-25 | 0.022
|  | 1993-02-16 | 0.03 | [5 empty] | 2009-11-16 | 1141.7451 |  |  | 2007-05-24 | 1028.837 |  |  | 2020-03-01 | 0.17837 | 0.00054013 | 0.50945 |  |  |  |  | 2004-08-24 | 82.251 |  | 2000-10-28
|  | 1993-04-27 | 0.144 | [5 empty] | 2009-11-23 | 1141.7853 |  |  | 2007-05-28 | 1028.846 |  |  | 2020-04-01 | 0.15104 | 0.00041361 | 0.4196 |  |  |  |  | 2004-08-25 | 82.251 |  | 2000-10-29 | 0.01
|  | 1993-06-24 | 0.0155 | [5 empty] | 2009-11-30 | 1141.8252 |  |  | 2007-05-31 | 1028.84 |  |  | 2020-05-01 | 0.086084 | 0.00034021 | 0.35716 |  |  |  |  | 2004-08-26 | 82.251 |  | 2000-11-13 | 0.06
|  | 1993-08-02 | 0.04 | [5 empty] | 2009-12-07 | 1141.845 |  |  | 2007-06-04 | 1028.661 |  |  | 2020-06-01 | 0.21954 | 0.1609 | 0.34859 |  |  |  |  | 2004-08-27 | 82.251 |  | 2000-11-18 | 0.03
|  | 1993-09-20 | 0.067 | [5 empty] | 2009-12-14 | 1141.9063 |  |  | 2007-06-11 | 1028.626 |  |  | 2020-07-01 | 0.24901 | 0.14056 | 0.3334 |  |  |  |  | 2004-08-28 | 82.251 |  | 2000-12-14 | 0.022
|  | 1993-10-04 | 0.047 | [5 empty] | 2010-01-04 | 1142.0002 |  |  | 2007-06-14 | 1028.605 |  |  | 2020-08-01 | 0.22752 | 0.06196 | 0.37522 |  |  |  |  | 2004-08-29 | 82.251 |  | 2001-01-13 | 0.02
|  | 1993-10-18 | 0.04125 | [5 empty] | 2010-01-18 | 1142.0953 |  |  | 2007-06-18 | 1028.561 |  |  | 2020-09-01 | 0.30497 | 0.23534 | 0.35104 |  |  |  |  | 2004-08-30 | 82.251 |  | 2001-02-10 | 0.02
|  | 1993-11-01 | 0.0795 | [5 empty] | 2010-02-01 | 1142.1852 |  |  | 2007-06-21 | 1028.56 |  |  | 2020-10-01 | 0.27877 | 0.11768 | 0.52718 |  |  |  |  | 2004-08-31 | 82.251 |  | 2001-03-10 | 0.03
|  | 1993-11-15 | 0.0835 | [5 empty] | 2010-02-16 | 1142.28 |  |  | 2007-06-25 | 1028.88 |  |  | 2020-11-01 | 0.24563 | 0.1094 | 0.46447 |  |  |  |  | 2004-09-01 | 82.251 |  | 2001-04-16 | 0.02 | 0.02
|  | 1993-11-29 | 0.1035 | [5 empty] | 2010-03-01 | 1142.315 |  |  | 2007-06-28 | 1028.85 |  |  | 2020-12-01 | 0.22568 | 0.096078 | 0.44093 |  |  |  |  | 2004-09-02 | 82.251 |  | 2001-05-14 | 0.07
|  | 1993-12-13 | 0.0546 | [5 empty] | 2010-03-15 | 1142.34 |  |  | 2007-07-03 | 1028.787 |  |  | 2021-01-01 | 0.25433 | 0.12747 | 0.4594 |  |  |  |  | 2004-09-03 | 82.251 |  | 2001-06-17 | 0.02
|  | 1994-01-17 | 0.08475 | [5 empty] | 2010-03-29 | 1142.5302 |  |  | 2007-07-05 | 1028.789 |  |  | 2021-02-01 | 0.1938 | 0.015941 | 0.3618 |  |  |  |  | 2004-09-04 | 82.251 |  | 2001-07-14 | 0.06
|  | 1994-01-31 | 0.1015 | [5 empty] | 2010-04-05 | 1142.561 |  |  | 2007-07-09 | 1028.846 |  |  | 2021-03-01 | 0.18507 | 0.0005576 | 0.42781 |  |  |  |  | 2004-09-05 | 82.251 |  | 2001-08-14 | 0.03
|  | 1994-03-01 | 0.054 | [5 empty] | 2010-04-12 | 1142.6012 |  |  | 2007-07-12 | 1028.8 |  |  | 2021-04-01 | 0.15647 | 0.00059369 | 0.40391 |  |  |  |  | 2004-09-06 | 82.251 |  | 2001-09-17 | 0.03
|  | 1994-08-10 | 0.03725 | [5 empty] | 2010-04-19 | 1142.6455 |  |  | 2007-07-19 | 1028.763 |  |  | 2021-05-01 | 0.083566 | 0.00055854 | 0.33323 |  |  |  |  | 2004-09-07 | 82.251 |  | 2001-10-15 | 0.0075
|  | 1994-10-12 | 0.03475 | [5 empty] | 2010-04-26 | 1142.6465 |  |  | 2007-07-26 | 1028.692 |  |  | 2021-06-01 | 0.21938 | 0.15588 | 0.3404 |  |  |  |  | 2004-09-08 | 82.251 |  | 2001-11-13 | 0.06
|  | 1994-11-25 | 0.07 | [5 empty] | 2010-05-03 | 1142.6555 |  |  | 2007-08-02 | 1028.608 |  |  | 2021-07-01 | 0.2311 | 0.12176 | 0.32889 |  |  |  |  | 2004-09-09 | 82.251 |  | 2001-12-14
|  | 1995-01-25 | 0.0055 | [5 empty] | 2010-05-10 | 1142.625 |  |  | 2007-08-09 | 1028.547 |  |  | 2021-08-01 | 0.23192 | 0.08903 | 0.39464 |  |  |  |  | 2004-09-10 | 82.251 |  | 2001-12-15 | 0.02
|  | 1995-03-06 | 0.00375 | [5 empty] | 2010-05-17 | 1142.6092 |  |  | 2007-08-16 | 1028.374 |  |  | 2021-09-01 | 0.30194 | 0.25343 | 0.3371 |  |  |  |  | 2004-09-11 | 82.251 |  | 2002-01-15 | 0.09
|  | 1995-03-08 | 0.03 | [5 empty] | 2010-05-24 | 1142.5655 |  |  | 2007-08-23 | 1028.085 |  |  | 2021-10-01 | 0.30284 | 0.096663 | 0.52665 |  |  |  |  | 2004-09-12 | 82.251 |  | 2002-02-12 | 0.01
|  | 1995-05-08 | 0.0525 | [5 empty] | 2010-05-31 | 1142.461 |  |  | 2007-08-30 | 1028.038 |  |  | 2021-11-01 | 0.26037 | 0.091326 | 0.45088 |  |  |  |  | 2004-09-13 | 82.251 |  | 2002-03-12 | 0.05
|  | 1995-06-21 | 0.01 | [5 empty] | 2010-06-07 | 1142.3321 |  |  | 2007-09-06 | 1028.025 |  |  | 2021-12-01 | 0.24561 | 0.091082 | 0.41801 |  |  |  |  | 2004-09-14 | 82.251 |  | 2002-04-15 | 0.04 | 0.04
|  | 1995-07-20 | 0.01 | [5 empty] | 2010-06-14 | 1142.2175 |  |  | 2007-09-11 | 1028.025 |  |  | 2022-01-01 | 0.27164 | 0.11495 | 0.42849 |  |  |  |  | 2004-09-15 | 82.251 |  | 2002-05-13 | 0.07
|  | 1995-08-23 | 0.05 | [5 empty] | 2010-06-21 | 1142.0831 |  |  | 2007-09-12 | 1027.91 | [10 empty] | 2004-09-16 | 82.251 |  | 2002-06-16 | 0.03
|  | 1995-10-16 | 0.08 | [5 empty] | 2010-06-28 | 1141.941 |  |  | 2007-09-13 | 1027.845 | [10 empty] | 2004-09-17 | 82.251 |  | 2002-07-16 | 0.017
|  | 1995-11-14 | 0.17 | [5 empty] | 2010-07-05 | 1141.8216 |  |  | 2007-09-17 | 1027.559 | [10 empty] | 2004-09-18 | 0 |  | 2002-08-12 | 0.009
|  | 1995-12-06 | 0.14 | [5 empty] | 2010-07-12 | 1141.6734 |  |  | 2007-09-24 | 1027.755 | [10 empty] | 2004-09-19 | 0 |  | 2002-09-16 | 0.011
|  | 1995-12-12 | 0.111 | [5 empty] | 2010-07-19 | 1141.4875 |  |  | 2007-09-27 | 1027.84 | [10 empty] | 2004-09-20 | 0 |  | 2002-10-15 | 0.024
|  | 1996-01-25 | 0.1 | [5 empty] | 2010-07-26 | 1141.3141 |  |  | 2007-10-15 | 1028.295 | [10 empty] | 2004-09-21 | 0 |  | 2002-11-12 | 0.031
|  | 1996-02-14 | 0.09 | [5 empty] | 2010-08-02 | 1141.1681 |  |  | 2007-10-18 | 1028.358 | [10 empty] | 2004-09-22 | 0 |  | 2002-12-10 | 0.034
|  | 1996-03-06 | 0.123 | [5 empty] | 2010-08-09 | 1141.0422 |  |  | 2007-10-22 | 1028.442 | [10 empty] | 2004-09-23 | 0 |  | 2003-01-14 | 0.029
|  | 1996-03-12 | 0.08 | [5 empty] | 2010-08-16 | 1140.894 |  |  | 2007-10-25 | 1028.22 | [10 empty] | 2004-09-24 | 0 |  | 2003-02-15 | 0.023
|  | 1996-04-09 | 0.02 | [5 empty] | 2010-08-23 | 1140.7673 |  |  | 2007-10-29 | 1027.997 | [10 empty] | 2004-09-25 | 0 |  | 2003-03-15 | 0.022
|  | 1996-05-15 | 0.05 | [5 empty] | 2010-08-27 | 1140.6801 |  |  | 2007-11-08 | 1028.268 | [10 empty] | 2004-09-26 | 0 |  | 2003-04-15 | 0.021 | 0.021
|  | 1996-05-29 | 0.04 | [5 empty] | 2010-08-30 | 1140.6965 |  |  | 2007-11-22 | 1028.551 | [10 empty] | 2004-09-27 | 0 |  | 2003-05-13 | 0.037
|  | 1996-06-11 | 0.02 | [5 empty] | 2010-09-06 | 1140.7703 |  |  | 2007-12-06 | 1028.802 | [10 empty] | 2004-09-28 | 0 |  | 2003-06-14 | 0.016
|  | 1996-06-21 | 1.48 | [5 empty] | 2010-09-13 | 1140.8102 |  |  | 2008-01-03 | 1029.27 | [10 empty] | 2004-09-29 | 0 |  | 2003-07-14 | 0.034
|  | 1996-07-17 | 0.02 | [5 empty] | 2010-09-20 | 1140.8502 |  |  | 2008-01-16 | 1029.442 | [10 empty] | 2004-09-30 | 0 |  | 2003-08-11 | 0.011
|  | 1996-08-05 | 0.01 | [5 empty] | 2010-09-27 | 1140.8691 |  |  | 2008-02-13 | 1029.782 | [10 empty] | 2004-10-01 | 0 |  | 2003-09-08 | 0.012
|  | 1996-08-15 | 0.03 | [5 empty] | 2010-10-04 | 1140.9413 |  |  | 2008-03-05 | 1029.996 | [10 empty] | 2004-10-02 | 0 |  | 2003-10-14 | 0.027
|  | 1996-09-03 | 0.04 | [5 empty] | 2010-10-12 | 1140.9663 |  |  | 2008-03-20 | 1030.116 | [10 empty] | 2004-10-03 | 0 |  | 2003-11-15 | 0.022
|  | 1996-09-11 | 0.04 | [5 empty] | 2010-10-25 | 1141.0611 |  |  | 2008-04-03 | 1030.211 | [10 empty] | 2004-10-04 | 0 |  | 2003-12-14
|  | 1996-10-02 | [6 empty] | 2010-11-08 | 1141.0861 |  |  | 2008-04-10 | 1030.254 | [10 empty] | 2004-10-05 | 0 |  | 2003-12-15 | 0.014
|  | 1996-10-16 | 0.08 | [5 empty] | 2010-11-22 | 1141.1641 |  |  | 2008-04-14 | 1029.93 | [10 empty] | 2004-10-06 | 0 |  | 2004-01-12 | 0.024
|  | 1996-10-21 | 0.09 | [5 empty] | 2010-12-06 | 1141.254 |  |  | 2008-04-21 | 1029.625 | [10 empty] | 2004-10-07 | 0 |  | 2004-02-16 | 0.032
|  | 1996-11-21 | 0.1 | [5 empty] | 2010-12-16 | 1141.3162 |  |  | 2008-04-24 | 1029.398 | [10 empty] | 2004-10-08 | 0 |  | 2004-03-15 | 0.031
|  | 1996-12-19 | 0.12 | [5 empty] | 2011-01-03 | 1141.4779 |  |  | 2008-04-28 | 1029.25 | [10 empty] | 2004-10-09 | 0 |  | 2004-04-13 | 0.024 | 0.024
|  | 1997-01-14 | 0.05 | [5 empty] | 2011-01-17 | 1141.556 |  |  | 2008-05-05 | 1029.433 | [10 empty] | 2004-10-10 | 0 |  | 2004-05-14 | 0.027
|  | 1997-02-17 | 0.06 | [5 empty] | 2011-01-31 | 1141.643 |  |  | 2008-05-06 | 1029.44 | [10 empty] | 2004-10-11 | 0 |  | 2004-06-14 | 0.007
|  | 1997-02-26 | [6 empty] | 2011-02-14 | 1141.729 |  |  | 2008-05-07 | 1029.421 | [10 empty] | 2004-10-12 | 0 |  | 2004-07-12 | 0.009
|  | 1997-03-11 | 0.05 | [5 empty] | 2011-02-28 | 1141.8592 |  |  | 2008-05-08 | 1029.402 | [10 empty] | 2004-10-13 | 0 |  | 2004-08-09 | 0.011
|  | 1997-04-15 | 0.06 | [5 empty] | 2011-03-07 | 1141.8946 |  |  | 2008-05-12 | 1029.362 | [10 empty] | 2004-10-14 | 0 |  | 2004-09-13 | 0.012
|  | 1997-04-28 | 0.04 | [5 empty] | 2011-03-21 | 1141.912 |  |  | 2008-05-20 | 1029.34 | [10 empty] | 2004-10-15 | 27.904 |  | 2004-10-12 | 0.025
|  | 1997-05-12 | 0.04 | [5 empty] | 2011-04-04 | 1141.972 |  |  | 2008-05-21 | 1029.335 | [10 empty] | 2004-10-16 | 27.904 |  | 2004-11-15 | 0.024
|  | 1997-06-23 | 0.04 | [5 empty] | 2011-04-18 | 1142.0833 |  |  | 2008-05-22 | 1029.332 | [10 empty] | 2004-10-17 | 27.904 |  | 2004-12-03 | 0.02
|  | 1997-07-15 | 0.07 | [5 empty] | 2011-05-02 | 1142.057 |  |  | 2008-05-26 | 1029.276 | [10 empty] | 2004-10-18 | 27.904 |  | 2005-01-21 | 0.031
|  | 1997-07-24 | [6 empty] | 2011-05-16 | 1141.948 |  |  | 2008-05-28 | 1029.254 | [10 empty] | 2004-10-19 | 27.904 |  | 2005-02-08 | 0.035
|  | 1997-08-06 | [6 empty] | 2011-05-30 | 1141.984 |  |  | 2008-06-02 | 1029.251 | [10 empty] | 2004-10-20 | 27.904 |  | 2005-03-15 | 0.031
|  | 1997-08-12 | 0.11 | [5 empty] | 2011-06-06 | 1141.942 |  |  | 2008-06-05 | 1029.164 | [10 empty] | 2004-10-21 | 27.904 |  | 2005-04-11 | 0.038 | 0.038
|  | 1997-09-22 | 0.15 | [5 empty] | 2011-06-09 | 1141.936 |  |  | 2008-06-11 | 1028.976 | [10 empty] | 2004-10-22 | 275.55 |  | 2005-05-09 | 0.031
|  | 1997-09-30 | 0.12 | [5 empty] | 2011-06-13 | 1141.8269 |  |  | 2008-06-18 | 1028.891 | [10 empty] | 2004-10-23 | 275.55 |  | 2005-06-20 | 0.016
|  | 1997-10-07 | 0.11 | [5 empty] | 2011-06-20 | 1141.873 |  |  | 2008-06-23 | 1028.686 | [10 empty] | 2004-10-24 | 275.55 |  | 2005-07-25 | 0.015
|  | 1997-10-20 | 0.08 | [5 empty] | 2011-06-27 | 1141.848 |  |  | 2008-06-24 | 1028.638 | [10 empty] | 2004-10-25 | 275.55 |  | 2005-08-22 | 0.023
|  | 1997-11-04 | [6 empty] | 2011-07-04 | 1141.838 |  |  | 2008-06-26 | 1028.549 | [10 empty] | 2004-10-26 | 77.242 |  | 2005-09-05 | 0.036
|  | 1997-11-19 | 0.06 | [5 empty] | 2011-07-11 | 1141.781 |  |  | 2008-07-02 | 1028.271 | [10 empty] | 2004-10-27 | 0 |  | 2005-09-06 | 0.036
|  | 1997-12-08 | 0.06 | [5 empty] | 2011-07-18 | 1141.788 |  |  | 2008-07-03 | 1028.24 | [10 empty] | 2004-10-28 | 0 |  | 2005-10-10 | 0.028
|  | 1998-01-12 | 0.06 | [5 empty] | 2011-07-25 | 1141.645 |  |  | 2008-07-07 | 1028.222 | [10 empty] | 2004-10-29 | 0 |  | 2005-11-01 | 0.035
|  | 1998-02-24 | 0.03 | [5 empty] | 2011-08-01 | 1141.572 |  |  | 2008-07-08 | 1028.235 | [10 empty] | 2004-10-30 | 0 |  | 2005-12-13 | 0.058
|  | 1998-03-17 | 0.02 | [5 empty] | 2011-08-08 | 1141.466 |  |  | 2008-07-10 | 1028.252 | [10 empty] | 2004-10-31 | 0 |  | 2006-01-23 | 0.094
|  | 1998-04-13 | 0.32 | [5 empty] | 2011-08-15 | 1141.373 |  |  | 2008-07-17 | 1028.28 | [10 empty] | 2004-11-01 | 0 |  | 2006-02-14 | 0.035
|  | 1998-04-16 | [6 empty] | 2011-08-22 | 1141.273 |  |  | 2008-07-24 | 1028.273 | [10 empty] | 2004-11-02 | 0 |  | 2006-04-24 | 0.14 | 0.14
|  | 1998-04-22 | 0.11 | [5 empty] | 2011-08-29 | 1141.151 |  |  | 2008-08-14 | 1028.068 | [10 empty] | 2004-11-03 | 0 |  | 2006-04-25 | 0.14 | 0.14
|  | 1998-04-24 | 0.08 | [5 empty] | 2011-09-05 | 1141.014 |  |  | 2008-08-21 | 1028.15 | [10 empty] | 2004-11-04 | 0 |  | 2006-05-17 | 0.042
|  | 1998-04-26 | 0.05 | [5 empty] | 2011-09-12 | 1140.862 |  |  | 2008-08-28 | 1028.34 | [10 empty] | 2004-11-05 | 0 |  | 2006-06-19 | 0.017
|  | 1998-04-30 | 0.04 | [5 empty] | 2011-09-19 | 1140.762 |  |  | 2008-09-02 | 1028.426 | [10 empty] | 2004-11-06 | 0 |  | 2006-07-18 | 0.02
|  | 1998-05-18 | 0.3 | [5 empty] | 2011-09-26 | 1140.827 |  |  | 2008-09-11 | 1028.565 | [10 empty] | 2004-11-07 | 0 |  | 2006-08-21 | 0.023
|  | 1998-06-15 | 0.06 | [5 empty] | 2011-10-03 | 1140.883 |  |  | 2008-09-18 | 1028.638 | [10 empty] | 2004-11-08 | 0 |  | 2006-09-11 | 0.023
|  | 1998-06-19 | 0.0093 | [5 empty] | 2011-10-17 | 1140.98 |  |  | 2008-09-22 | 1028.582 | [10 empty] | 2004-11-09 | 0 |  | 2006-10-16 | 0.065
|  | 1998-06-20 | 0.09 | [5 empty] | 2011-10-31 | 1141.059 |  |  | 2008-09-25 | 1028.504 | [10 empty] | 2004-11-10 | 0 |  | 2006-11-14 | 0.064
|  | 1998-06-21 | 0.18 | [5 empty] | 2011-11-07 | 1141.105 |  |  | 2008-09-29 | 1028.402 | [10 empty] | 2004-11-11 | 0 |  | 2007-04-18 | 0.18 | 0.18
|  | 1998-07-21 | 0.05 | [5 empty] | 2011-11-14 | 1141.167 |  |  | 2008-10-02 | 1028.227 | [10 empty] | 2004-11-12 | 0 |  | 2007-05-14 | 0.068
|  | 1998-08-04 | [6 empty] | 2011-11-28 | 1141.26 |  |  | 2008-10-06 | 1028.043 | [10 empty] | 2004-11-13 | 0 |  | 2007-06-18 | 0.029
|  | 1998-08-10 | 0.13 | [5 empty] | 2011-12-13 | 1141.39 |  |  | 2008-10-09 | 1028.005 | [10 empty] | 2004-11-14 | 0 |  | 2007-07-16 | 0.025
|  | 1998-09-25 | 0.07 | [5 empty] | 2012-01-03 | 1141.574 |  |  | 2008-10-16 | 1027.365 | [10 empty] | 2004-11-15 | 0 |  | 2007-08-13 | 0.031
|  | 1998-10-19 | 0.08 | [5 empty] | 2012-01-16 | 1141.602 |  |  | 2008-10-22 | 1027.135 | [10 empty] | 2004-11-16 | 0 |  | 2007-09-10 | 0.025
|  | 1998-11-17 | 0.09 | [5 empty] | 2012-01-30 | 1141.65 |  |  | 2008-11-12 | 1027.803 | [10 empty] | 2004-11-17 | 0 |  | 2007-10-22 | 0.063
|  | 1998-12-21 | 0.06 | [5 empty] | 2012-02-13 | 1141.717 |  |  | 2008-12-04 | 1028.325 | [10 empty] | 2004-11-18 | 0 |  | 2007-11-13 | 0.068
|  | 1999-01-18 | 0.06 | [5 empty] | 2012-02-27 | 1141.772 |  |  | 2009-01-22 | 1029.148 | [10 empty] | 2004-11-19 | 0 |  | 2007-12-09 | 0.097
|  | 1999-02-22 | 0.03 | [5 empty] | 2012-03-12 | 1141.837 |  |  | 2009-02-26 | 1029.56 | [10 empty] | 2004-11-20 | 0 |  | 2008-01-07 | 0.056
|  | 1999-03-17 | 0.04 | [5 empty] | 2012-03-26 | 1141.889 |  |  | 2009-03-24 | 1029.837 | [10 empty] | 2004-11-21 | 0 |  | 2008-01-08 | 0.056
|  | 1999-04-20 | 0.03 | [5 empty] | 2012-01-01 | 1141.6 | 1141.6 | 1141.6 | 2009-03-27 | 1029.796 | [10 empty] | 2004-11-22 | 0 |  | 2008-02-18 | 0.099
|  | 1999-05-17 | 0.07 | [5 empty] | 2012-02-01 | 1142.094 | 1141.8608 | 1142.4292 | 2009-03-28 | 1029.724 | [10 empty] | 2004-11-23 | 0 |  | 2008-03-17 | 0.094
|  | 1999-06-25 | [6 empty] | 2012-03-01 | 1142.705 | 1142.1022 | 1143.1985 | 2009-03-30 | 1029.596 | [10 empty] | 2004-11-24 | 0 |  | 2008-04-14 | 0.097 | 0.097
|  | 1999-07-03 | 0.05 | [5 empty] | 2012-04-01 | 1143.208 | 1142.4604 | 1143.7701 | 2009-04-02 | 1029.368 | [10 empty] | 2004-11-25 | 0 |  | 2008-05-02
|  | 1999-07-27 | 0.04 | [5 empty] | 2012-05-01 | 1143.6125 | 1142.8105 | 1144.363 | 2009-04-06 | 1028.939 | [10 empty] | 2004-11-26 | 0 |  | 2008-05-14 | 0.076
|  | 1999-07-29 | [6 empty] | 2012-06-01 | 1141.8962 | 1141.0376 | 1143.2764 | 2009-04-08 | 1028.736 | [10 empty] | 2004-11-27 | 0 |  | 2008-06-04
|  | 1999-08-12 | 0.08 | [5 empty] | 2012-07-01 | 1140.8474 | 1139.5774 | 1142.0573 | 2009-04-13 | 1028.164 | [10 empty] | 2004-11-28 | 0 |  | 2008-06-12 12:15 | 0.0258
|  | 1999-08-31 | [6 empty] | 2012-08-01 | 1139.5647 | 1138.9008 | 1141.1641 | 2009-04-16 | 1027.744 | [10 empty] | 2004-11-29 | 0 |  | 2008-06-16 | 0.037
|  | 1999-09-10 | 0.05 | [5 empty] | 2012-09-01 | 1138.9277 | 1138.9271 | 1140.1047 | 2009-04-20 | 1027.716 | [10 empty] | 2004-11-30 | 0 |  | 2008-07-08
|  | 1999-10-29 | 0.02 | [5 empty] | 2012-10-01 | 1138.9723 | 1138.9702 | 1138.9723 | 2009-04-23 | 1027.487 | [10 empty] | 2004-12-01 | 0 |  | 2008-07-14 | 0.024
|  | 1999-11-22 | 0.05 | [5 empty] | 2012-11-01 | 1140.0496 | 1139.8254 | 1140.2637 | 2009-04-27 | 1027.273 | [10 empty] | 2004-12-02 | 0 |  | 2008-07-22 16:45 | 0.02275
|  | 1999-12-14 | 0.08 | [5 empty] | 2012-12-01 | 1140.7366 | 1140.2913 | 1141.1713 | 2009-04-30 | 1027.159 | [10 empty] | 2004-12-03 | 0 |  | 2008-08-03
|  | 2000-01-27 | 0.02 | [5 empty] | 2013-01-01 | 1141.2571 | 1140.5989 | 1141.9292 | 2009-05-04 | 1027.229 | [10 empty] | 2004-12-04 | 0 |  | 2008-08-11 | 0.03
|  | 2000-02-28 | 0.64 | [5 empty] | 2013-02-01 | 1141.7236 | 1141.0784 | 1142.668 | 2009-05-07 | 1027.419 | [10 empty] | 2004-12-05 | 0 |  | 2008-08-19 | 0.036
|  | 2000-03-23 | 0.03 | [5 empty] | 2013-03-01 | 1142.1235 | 1141.4377 | 1143.1787 | 2009-05-11 | 1027.604 | [10 empty] | 2004-12-06 | 0 |  | 2008-08-25 14:30 | 0.04305
|  | 2000-04-27 | 0.09 | [5 empty] | 2013-04-01 | 1142.814 | 1141.7793 | 1143.7036 | 2009-05-13 | 1027.69 | [10 empty] | 2004-12-07 | 0 |  | 2008-09-02
|  | 2000-05-15 | 0.07 | [5 empty] | 2013-05-01 | 1143.314 | 1141.9697 | 1144.3016 | 2009-05-15 | 1027.734 | [10 empty] | 2004-12-08 | 0 |  | 2008-09-15 | 0.024
|  | 2000-06-26 | 0.1 | [5 empty] | 2013-06-01 | 1141.6304 | 1140.5234 | 1143.183 | 2009-05-16 | 1027.831 | [10 empty] | 2004-12-09 | 0 |  | 2008-10-15 | 0.039
|  | 2000-07-25 | 0.14 | [5 empty] | 2013-07-01 | 1140.5521 | 1138.915 | 1141.9174 | 2009-05-19 | 1027.831 | [10 empty] | 2004-12-10 | 0 |  | 2008-10-18
|  | 2000-08-29 | 0.1 | [5 empty] | 2013-08-01 | 1139.1667 | 1138.9008 | 1141.0518 | 2009-05-31 | 1028.163 | [10 empty] | 2004-12-11 | 0 |  | 2008-11-03 | 0.1
|  | 2000-09-25 | 0.01 | [5 empty] | 2013-09-01 | 1138.928 | 1138.9215 | 1140.0052 | 2009-06-08 | 1028.338 | [10 empty] | 2004-12-12 | 0 |  | 2008-11-09
|  | 2000-10-28 | [6 empty] | 2013-10-01 | 1138.9723 | 1138.9613 | 1139.0193 | 2009-06-13 | 1028.266 | [10 empty] | 2004-12-13 | 0 |  | 2008-12-01 | 0.092
|  | 2000-10-29 | 0.07 | [5 empty] | 2013-11-01 | 1140.0427 | 1139.7988 | 1140.2639 | 2009-06-29 | 1027.668 | [10 empty] | 2004-12-14 | 0 |  | 2009-01-12 | 0.2
|  | 2000-11-13 | 0.07 | [5 empty] | 2013-12-01 | 1140.7258 | 1140.2578 | 1141.1718 | 2009-06-30 | 1027.704 | [10 empty] | 2004-12-15 | 0 |  | 2009-02-02 | 0.14
|  | 2000-11-18 | 0.088 | [5 empty] | 2014-01-01 | 1141.2435 | 1140.5554 | 1141.9308 | 2009-07-13 | 1028.033 | [10 empty] | 2004-12-16 | 0 |  | 2009-03-03 12:20 | 0.121
|  | 2000-12-14 | 0.051 | [5 empty] | 2014-02-01 | 1141.7153 | 1141.0205 | 1142.6766 | 2009-07-20 | 1027.826 | [10 empty] | 2004-12-17 | 0 |  | 2009-04-06 12:00 | 0.0992 | 0.0992
36892 | 36904 | 2001-01-13 | 0.07 | [5 empty] | 2014-03-01 | 1142.172 | 1141.3694 | 1143.1865 | 2009-07-27 | 1027.711 | [10 empty] | 2004-12-18 | 0 |  | 2009-04-14 15:07 |  | 0
|  | 2001-02-10 | 0.11 | [5 empty] | 2014-04-01 | 1142.8921 | 1141.7386 | 1143.6523 | 2009-08-03 | 1027.985 | [10 empty] | 2004-12-19 | 0 |  | 2009-05-02 17:50
|  | 2001-03-10 | 0.04 | [5 empty] | 2014-05-01 | 1143.3347 | 1142.0103 | 1144.2413 | 2009-08-07 | 1027.966 | [10 empty] | 2004-12-20 | 0 |  | 2009-05-06 | 0.168
|  | 2001-04-16 | 0.08 | [5 empty] | 2014-06-01 | 1141.6349 | 1140.5691 | 1143.1497 | 2009-08-10 | 1028.034 | [10 empty] | 2004-12-21 | 0 |  | 2009-05-06 14:00 | 0.168
|  | 2001-06-17 | 0.03 | [5 empty] | 2014-07-01 | 1140.5806 | 1138.9934 | 1141.9462 | 2009-08-18 | 1028.026 | [10 empty] | 2004-12-22 | 0 |  | 2009-06-04
|  | 2001-07-14 | 0.04 | [5 empty] | 2014-08-01 | 1139.2595 | 1138.9008 | 1141.1387 | 2009-08-24 | 1028.317 | [10 empty] | 2004-12-23 | 0 |  | 2009-06-08 11:20 | 0.0091
|  | 2001-08-14 | 0.04 | [5 empty] | 2014-09-01 | 1138.9281 | 1138.9272 | 1140.1824 | 2009-08-31 | 1028.281 | [10 empty] | 2004-12-24 | 0 |  | 2009-07-08 15:10
|  | 2001-09-17 | 0.03 | [5 empty] | 2014-10-01 | 1138.9723 | 1138.9612 | 1139.0986 | 2009-09-07 | 1028.28 | [10 empty] | 2004-12-25 | 0 |  | 2009-07-13 09:25 | 0.033
|  | 2001-10-15 | 0.11 | [5 empty] | 2014-11-01 | 1140.0333 | 1139.8192 | 1140.3667 | 2009-09-14 | 1028.36 | [10 empty] | 2004-12-26 | 0 |  | 2009-08-03
|  | 2001-11-13 | 0.07 | [5 empty] | 2014-12-01 | 1140.728 | 1140.2827 | 1141.2739 | 2009-09-21 | 1028.587 | [10 empty] | 2004-12-27 | 0 |  | 2009-08-06 19:30 | 0.027
|  | 2001-12-14 | [6 empty] | 2015-01-01 | 1141.2402 | 1140.5869 | 1142.0446 | 2009-09-29 | 1028.852 | [10 empty] | 2004-12-28 | 0 |  | 2009-08-06 19:50
|  | 2001-12-15 | 0.08 | [5 empty] | 2015-02-01 | 1141.7231 | 1141.0602 | 1142.8317 | 2009-10-01 | 1028.98 | [10 empty] | 2004-12-29 | 0 |  | 2009-08-17 | 0.0272
|  | 2002-01-15 | 0.05 | [5 empty] | 2015-03-01 | 1142.1599 | 1141.415 | 1143.2766 | 2009-10-05 | 1028.938 | [10 empty] | 2004-12-30 | 0 |  | 2009-09-02 18:05 | 0.01695
|  | 2002-02-12 | 0.02 | [5 empty] | 2015-04-01 | 1142.8831 | 1141.7899 | 1143.7314 | 2009-10-09 | 1028.668 | [10 empty] | 2004-12-31 | 0 |  | 2009-10-05 15:20 | 0.01895
|  | 2002-03-12 | 0.03 | [5 empty] | 2015-05-01 | 1143.3621 | 1141.9885 | 1144.3344 | 2009-10-12 | 1028.428 | [10 empty] | 2005-01-01 | 0 |  | 2009-10-18 15:10
|  | 2002-04-15 | 0.03 | [5 empty] | 2015-06-01 | 1141.6587 | 1140.5575 | 1143.2445 | 2009-10-13 | 1028.338 | [10 empty] | 2005-01-02 | 0 |  | 2009-11-04 14:01 | 0.0282
|  | 2002-05-13 | 0.07 | [5 empty] | 2015-07-01 | 1140.5654 | 1138.986 | 1142.0581 | 2009-10-16 | 1028.393 | [10 empty] | 2005-01-03 | 0 |  | 2009-11-09 14:04
|  | 2002-06-16 | 0.031 | [5 empty] | 2015-08-01 | 1139.2661 | 1138.901 | 1141.2255 | 2009-10-19 | 1028.132 | [10 empty] | 2005-01-04 | 0 |  | 2009-12-01 15:41 | 0.02395
|  | 2002-07-16 | 0.034 | [5 empty] | 2015-09-01 | 1138.928 | 1138.9272 | 1140.2831 | 2009-10-20 | 1028 | [10 empty] | 2005-01-05 | 0 |  | 2010-01-11
|  | 2002-08-12 | 0.018 | [5 empty] | 2015-10-01 | 1138.9723 | 1138.9719 | 1139.2056 | 2009-10-21 | 1027.925 | [10 empty] | 2005-01-06 | 0 |  | 2010-01-11 15:05 | 0.02385
|  | 2002-09-16 | 0.107 | [5 empty] | 2015-11-01 | 1140.0494 | 1139.8075 | 1140.4545 | 2009-10-22 | 1027.864 | [10 empty] | 2005-01-07 | 0 |  | 2010-02-22
|  | 2002-10-15 | 0.031 | [5 empty] | 2015-12-01 | 1140.7402 | 1140.2684 | 1141.3619 | 2009-10-23 | 1027.775 | [10 empty] | 2005-01-08 | 0 |  | 2010-02-22 12:01 | 0.02485
|  | 2002-11-11 | [6 empty] | 2016-01-01 | 1141.2661 | 1140.5692 | 1142.2347 | 2009-10-24 | 1027.669 | [10 empty] | 2005-01-09 | 0 |  | 2010-03-10
|  | 2002-11-12 | 0.04 | [5 empty] | 2016-02-01 | 1141.7368 | 1141.0385 | 1143.0253 | 2009-10-25 | 1027.542 | [10 empty] | 2005-01-10 | 0 |  | 2010-03-10 08:23 | 0.02575
|  | 2002-12-10 | 0.059 | [5 empty] | 2016-03-01 | 1142.1809 | 1141.3903 | 1143.4141 | 2009-10-26 | 1027.496 | [10 empty] | 2005-01-11 | 0 |  | 2010-04-14 |  | 0
|  | 2003-01-14 | 0.038 | [5 empty] | 2016-04-01 | 1142.8989 | 1141.7627 | 1143.7974 | 2009-10-27 | 1027.395 | [10 empty] | 2005-01-12 | 0 |  | 2010-04-14 15:07 | 0.03105 | 0.03105
|  | 2003-02-15 | 0.033 | [5 empty] | 2016-05-01 | 1143.3713 | 1141.9821 | 1144.325 | 2009-10-28 | 1027.32 | [10 empty] | 2005-01-13 | 0 |  | 2010-05-02 17:50
|  | 2003-03-15 | 0.027 | [5 empty] | 2016-06-01 | 1141.6802 | 1140.5511 | 1143.2344 | 2009-10-29 | 1027.235 | [10 empty] | 2005-01-14 | 0 |  | 2010-05-03
|  | 2003-04-15 | 0.023333 | [5 empty] | 2016-07-01 | 1140.6123 | 1138.9784 | 1142.0406 | 2009-10-30 | 1027.188 | [10 empty] | 2005-01-15 | 0 |  | 2010-05-03 16:13 | 0.0161
|  | 2003-05-13 | 0.077 | [5 empty] | 2016-08-01 | 1139.2816 | 1138.9009 | 1141.2152 | 2009-10-31 | 1027.123 | [10 empty] | 2005-01-16 | 0 |  | 2010-06-04
|  | 2003-05-14 | 0.12 | [5 empty] | 2016-09-01 | 1138.9281 | 1138.9215 | 1140.2723 | 2009-11-01 | 1027.034 | [10 empty] | 2005-01-17 | 0 |  | 2010-06-04 12:31 | 0.0081
|  | 2003-06-14 | 0.039 | [5 empty] | 2016-10-01 | 1138.9723 | 1138.963 | 1139.1919 | 2009-11-02 | 1026.96 | [10 empty] | 2005-01-18 | 0 |  | 2010-07-08
|  | 2003-07-14 | 0.048 | [5 empty] | 2016-11-01 | 1140.0345 | 1139.8043 | 1140.4429 | 2009-11-09 | 1027.174 | [10 empty] | 2005-01-19 | 0 |  | 2010-07-08 15:10 | 0.0079
|  | 2003-07-15 | 0.03 | [5 empty] | 2016-12-01 | 1140.7261 | 1140.2645 | 1141.35 | 2009-11-16 | 1027.381 | [10 empty] | 2005-01-20 | 0 |  | 2010-08-03
|  | 2003-08-11 | 0.026 | [5 empty] | 2017-01-01 | 1141.2434 | 1140.5642 | 1142.2104 | 2009-11-23 | 1027.537 | [10 empty] | 2005-01-21 | 0 |  | 2010-08-03 16:10 | 0.00985
|  | 2003-09-02 | [6 empty] | 2017-02-01 | 1141.7175 | 1141.032 | 1143.009 | 2009-11-30 | 1027.72 | [10 empty] | 2005-01-22 | 0 |  | 2010-09-02
|  | 2003-09-08 | 0.047667 | [5 empty] | 2017-03-01 | 1142.1376 | 1141.3828 | 1143.3971 | 2009-12-07 | 1027.822 | [10 empty] | 2005-01-23 | 0 |  | 2010-09-02 09:43 | 0.0142
|  | 2003-09-16 | [6 empty] | 2017-04-01 | 1142.8334 | 1141.7542 | 1143.7795 | 2009-12-14 | 1027.966 | [10 empty] | 2005-01-24 | 0 |  | 2010-10-18
|  | 2003-09-24 | [6 empty] | 2017-05-01 | 1143.3315 | 1142.0117 | 1144.2712 | 2010-01-04 | 1028.332 | [10 empty] | 2005-01-25 | 0 |  | 2010-10-18 11:45 | 0.0141
|  | 2003-09-30 | [6 empty] | 2017-06-01 | 1141.6499 | 1140.5742 | 1143.1655 | 2010-01-18 | 1028.556 | [10 empty] | 2005-01-26 | 0 |  | 2010-11-09
|  | 2003-10-14 | 0.028 | [5 empty] | 2017-07-01 | 1140.6167 | 1139.0049 | 1141.9486 | 2010-02-01 | 1028.778 | [10 empty] | 2005-01-27 | 0 |  | 2010-11-09 14:04 | 0.0219
|  | 2003-11-15 | 0.037 | [5 empty] | 2017-08-01 | 1139.2963 | 1138.9009 | 1141.1384 | 2010-02-16 | 1028.954 | [10 empty] | 2005-01-28 | 0 |  | 2010-12-01
|  | 2003-12-14 | [6 empty] | 2017-09-01 | 1138.9281 | 1138.9243 | 1140.1786 | 2010-03-01 | 1029.097 | [10 empty] | 2005-01-29 | 0 |  | 2010-12-01 17:35 | 0.0192
|  | 2003-12-15 | 0.033 | [5 empty] | 2017-10-01 | 1138.9723 | 1138.9691 | 1139.0908 | 2010-03-15 | 1029.236 | [10 empty] | 2005-01-30 | 0 |  | 2011-01-19 11:11 | 0.0179
|  | 2004-01-12 | 0.041 | [5 empty] | 2017-11-01 | 1140.0537 | 1139.8181 | 1140.3575 | 2010-03-23 | 1029.294 | [10 empty] | 2005-01-31 | 0 |  | 2011-02-01 17:15 | 0.0197
|  | 2004-02-16 | 0.057 | [5 empty] | 2017-12-01 | 1140.7332 | 1140.2815 | 1141.2628 | 2010-03-25 | 1029.218 | [10 empty] | 2005-02-01 | 0 |  | 2011-03-16 15:50 | 0.0407
|  | 2004-03-15 | 0.023 | [5 empty] | 2018-01-01 | 1141.2521 | 1140.5856 | 1142.0303 | 2010-03-29 | 1029.135 | [10 empty] | 2005-02-02 | 0 |  | 2011-04-13 13:35 | 0.018 | 0.018
|  | 2004-05-02 | 0.076 | [5 empty] | 2018-02-01 | 1141.7146 | 1141.0588 | 1142.8199 | 2010-04-05 | 1029.093 | [10 empty] | 2005-02-03 | 0 |  | 2011-05-11 15:15 | 0.083
|  | 2004-05-09 | 0.058 | [5 empty] | 2018-03-01 | 1142.14 | 1141.4138 | 1143.2706 | 2010-04-12 | 1029.039 | [10 empty] | 2005-02-04 | 0 |  | 2011-06-20 09:46 | 0.0451
|  | 2004-05-14 | 0.089 | [5 empty] | 2018-04-01 | 1142.8756 | 1141.7891 | 1143.6936 | 2010-04-19 | 1029.127 | [10 empty] | 2005-02-05 | 0 |  | 2011-07-13 14:38 | 0.0069
|  | 2004-05-25 | 0.085 | [5 empty] | 2018-05-01 | 1143.3318 | 1142.0763 | 1144.2897 | 2010-04-21 | 1029.193 | [10 empty] | 2005-02-06 | 0 |  | 2011-08-25 13:02 | 0.0063
|  | 2004-06-01 | 0.01 | [5 empty] | 2018-06-01 | 1141.6406 | 1140.6091 | 1143.1968 | 2010-04-26 | 1029.399 | [10 empty] | 2005-02-07 | 0 |  | 2011-09-21 13:30 | 0.0081
|  | 2004-06-14 | 0.014 | [5 empty] | 2018-07-01 | 1140.6123 | 1139.0461 | 1141.9868 | 2010-05-03 | 1029.386 | [10 empty] | 2005-02-08 | 0 |  | 2011-10-20 14:26 | 0.016
|  | 2004-07-12 | 0.02 | [5 empty] | 2018-08-01 | 1139.2783 | 1138.901 | 1141.178 | 2010-05-10 | 1029.108 | [10 empty] | 2005-02-09 | 0 |  | 2011-11-14 16:00 | 0.0232
|  | 2004-08-09 | 0.024 | [5 empty] | 2018-09-01 | 1138.928 | 1138.9272 | 1140.2285 | 2010-05-17 | 1028.894 | [10 empty] | 2005-02-10 | 0 |  | 2011-12-06 14:30 | 0.0128
|  | 2004-08-24 | 0.061 | [5 empty] | 2018-10-01 | 1138.9723 | 1138.9648 | 1139.1427 | 2010-05-24 | 1028.7 | [10 empty] | 2005-02-11 | 0 |  | 2012-01-18 14:00 | 0.0159
|  | 2004-08-31 | 0.079 | [5 empty] | 2018-11-01 | 1140.041 | 1139.8372 | 1140.4012 | 2010-05-31 | 1028.542 | [10 empty] | 2005-02-12 | 0 |  | 2012-02-07 15:52 | 0.0198
|  | 2004-09-13 | [6 empty] | 2018-12-01 | 1140.7235 | 1140.3051 | 1141.3075 | 2010-06-07 | 1028.44 | [10 empty] | 2005-02-13 | 0 |  | 2012-03-05 16:20 | 0.0214 |  | Least Result | Greatest Result |  | Time (yr) | Mean | S.D. | Least Result | 5% | 25% | Median | 75% | 95% | Greatest Result
|  | 2004-09-14 | 0.073 | [5 empty] | 2019-01-01 | 1141.2408 | 1140.6155 | 1142.1227 | 2010-06-14 | 1028.392 | [10 empty] | 2005-02-14 | 0 |  | 2012-01-01 |  | 0.064693 | 0.045847 | 0.083486 |  | 0 | 0.065598 | 0.010975 | 0.046762 | 0.048478 | 0.056096 | 0.065607 | 0.075105 | 0.082693 | 8.44% | 0.000913
|  | 2004-10-12 | 0.034 | [5 empty] | 2019-02-01 | 1141.6973 | 1141.097 | 1142.92 | 2010-06-21 | 1028.17 | [10 empty] | 2005-02-15 | 0 |  | 2012-02-01 |  | 0.061863 | 0.044296 | 0.079384 |  | 0.083333 | 0.062769 | 0.010231 | 0.045211 | 0.04681 | 0.053911 | 0.062777 | 0.071631 | 0.078706 | 0.080297 | 0.000913
|  | 2004-11-15 | 0.039 | [5 empty] | 2019-03-01 | 1142.0992 | 1141.458 | 1143.3356 | 2010-06-28 | 1027.916 | [10 empty] | 2005-02-16 | 0 |  | 2012-03-01 |  | 0.076595 | 0.052375 | 0.10073 |  | 0.16667 | 0.077492 | 0.014098 | 0.053289 | 0.055494 | 0.065286 | 0.077506 | 0.089704 | 0.099447 | 0.10164 | 0.00091
|  | 2004-12-03 | 0.032 | [5 empty] | 2019-04-01 | 1142.7705 | 1141.7883 | 1143.7147 | 2010-07-05 | 1027.66 | [10 empty] | 2005-02-17 | 0 |  | 2012-04-01 |  | 0.065084 | 0.046062 | 0.084053 |  | 0.25 | 0.065989 | 0.011077 | 0.046977 | 0.048708 | 0.056398 | 0.065998 | 0.075584 | 0.083243 | 0.084965 | 0.000912
|  | 2005-01-12 | 0.028 | [5 empty] | 2019-05-01 | 1143.2788 | 1141.98 | 1144.2596 | 2010-07-12 | 1027.452 | [10 empty] | 2005-02-18 | 0 |  | 2012-05-01 |  | 0.033225 | 0.028613 | 0.037835 |  | 0.33333 | 0.034144 | 0.002689 | 0.029532 | 0.029951 | 0.031815 | 0.034144 | 0.036472 | 0.038335 | 0.038754 | 0.000919
|  | 2005-01-21 | 0.028 | [5 empty] | 2019-06-01 | 1141.606 | 1140.5497 | 1143.1541 | 2010-07-19 | 1027.298 | [10 empty] | 2005-02-19 | 0 |  | 2012-06-01 |  | 0.034681 | 0.029409 | 0.039949 |  | 0.41667 | 0.035599 | 0.0030732 | 0.030328 | 0.030807 | 0.032938 | 0.0356 | 0.038261 | 0.040389 | 0.040868 | 0.000919
|  | 2005-02-08 | 0.028 | [5 empty] | 2019-07-01 | 1140.5289 | 1138.9775 | 1141.9369 | 2010-07-26 | 1027.168 | [10 empty] | 2005-02-20 | 0 |  | 2012-07-01 |  | 0.036717 | 0.030523 | 0.042905 |  | 0.5 | 0.037634 | 0.0036102 | 0.031442 | 0.032005 | 0.034508 | 0.037635 | 0.040761 | 0.043261 | 0.043823 | 0.000918
|  | 2005-03-01 | [6 empty] | 2019-08-01 | 1139.2103 | 1138.9008 | 1141.1204 | 2010-08-02 | 1027.06 | [10 empty] | 2005-02-21 | 0 |  | 2012-08-01 |  | 0.042105 | 0.033472 | 0.050726 |  | 0.58333 | 0.04302 | 0.0050309 | 0.03439 | 0.035175 | 0.038664 | 0.043022 | 0.047378 | 0.05086 | 0.051643 | 0.000917
|  | 2005-03-08 | 0.25 | [5 empty] | 2019-09-01 | 1138.9281 | 1138.9225 | 1140.1478 | 2010-08-09 | 1027.834 | [10 empty] | 2005-02-22 | 0 |  | 2012-09-01 |  | 0.04537 | 0.035149 | 0.055171 |  | 0.66667 | 0.046156 | 0.0058254 | 0.036066 | 0.036978 | 0.041229 | 0.046287 | 0.051138 | 0.055179 | 0.056087 | 0.000916
|  | 2005-03-14 | 0.19 | [5 empty] | 2019-10-01 | 1138.9723 | 1138.9614 | 1139.0503 | 2010-08-16 | 1027.663 | [10 empty] | 2005-02-23 | 310.65 |  | 2012-10-01 |  | 0.048431 | 0.036574 | 0.06947 |  | 0.75 | 0.04975 | 0.0076882 | 0.037492 | 0.038736 | 0.043487 | 0.049348 | 0.05535 | 0.062863 | 0.070387 | 0.000917
|  | 2005-03-22 | 0.2 | [5 empty] | 2019-11-01 | 1140.0337 | 1139.8022 | 1140.318 | 2010-08-23 | 1027.884 | [10 empty] | 2005-02-24 | 446.12 |  | 2012-11-01 |  | 0.055214 | 0.04003 | 0.094424 |  | 0.83333 | 0.05809 | 0.01266 | 0.040947 | 0.042509 | 0.048755 | 0.056129 | 0.064061 | 0.086681 | 0.095338 | 0.000914
|  | 2005-04-11 | 0.019 | [5 empty] | 2019-12-01 | 1140.7175 | 1140.2621 | 1141.2186 | 2010-08-30 | 1027.837 | [10 empty] | 2005-02-25 | 374.38 |  | 2012-12-01 |  | 0.060759 | 0.042121 | 0.11683 |  | 0.91667 | 0.06488 | 0.017855 | 0.043036 | 0.044791 | 0.053078 | 0.061673 | 0.06993 | 0.10803 | 0.11775 | 0.00092
|  | 2005-05-10 | 0.035 | [5 empty] | 2020-01-01 | 1141.2335 | 1140.5613 | 1141.9762 | 2010-09-06 | 1027.41 | [10 empty] | 2005-02-26 | 390.66 |  | 2013-01-01 |  | 0.069254 | 0.045847 | 0.13893 |  | 1 | 0.075016 | 0.022783 | 0.046762 | 0.048859 | 0.059332 | 0.070168 | 0.081334 | 0.13129 | 0.13984 | 0.00091
|  | 2005-05-31 | 0.019 | [5 empty] | 2020-02-01 | 1141.6968 | 1141.0284 | 1142.7498 | 2010-09-13 | 1027.291 | [10 empty] | 2005-02-27 | 395.31 |  | 2013-02-01 |  | 0.067886 | 0.044296 | 0.14065 |  | 1.0833 | 0.075548 | 0.025053 | 0.045211 | 0.047165 | 0.058168 | 0.068799 | 0.080372 | 0.13473 | 0.14156 | 0.00091
|  | 2005-06-11 | 0.017 | [5 empty] | 2020-03-01 | 1142.1086 | 1141.3789 | 1143.2284 | 2010-09-20 | 1027.446 | [10 empty] | 2005-02-28 | 395.31 |  | 2013-03-01 |  | 0.087331 | 0.052375 | 0.16167 |  | 1.1667 | 0.093575 | 0.028908 | 0.053289 | 0.055984 | 0.071644 | 0.088242 | 0.11021 | 0.15531 | 0.16258 | 0.00091
|  | 2005-06-19 | 0.022 | [5 empty] | 2020-04-01 | 1142.7837 | 1141.7501 | 1143.7527 | 2010-09-27 | 1027.595 | [10 empty] | 2005-03-01 | 180.21 |  | 2013-04-01 |  | 0.078285 | 0.046062 | 0.14524 |  | 1.25 | 0.085456 | 0.028749 | 0.046977 | 0.049093 | 0.062352 | 0.079198 | 0.10729 | 0.14216 | 0.14616 | 0.00092
|  | 2005-06-21 | 0.027 | [5 empty] | 2020-05-01 | 1143.3027 | 1141.9718 | 1144.3593 | 2010-10-04 | 1027.738 | [10 empty] | 2005-03-02 | 180.21 |  | 2013-05-01 |  | 0.040037 | 0.028613 | 0.099716 |  | 1.3333 | 0.05708 | 0.02688 | 0.029532 | 0.030138 | 0.033446 | 0.040955 | 0.088994 | 0.099661 | 0.10063 | 0.000914
|  | 2005-07-02 | 0.011 | [5 empty] | 2020-06-01 | 1141.624 | 1140.5392 | 1143.2706 | 2010-10-12 | 1027.881 | [10 empty] | 2005-03-03 | 206.12 |  | 2013-06-01 |  | 0.050978 | 0.029409 | 0.1018 |  | 1.4167 | 0.061896 | 0.02757 | 0.030328 | 0.031021 | 0.035648 | 0.051896 | 0.094081 | 0.1016 | 0.10272 | 0.00092
|  | 2005-07-10 | 0.029 | [5 empty] | 2020-07-01 | 1140.5605 | 1138.9619 | 1142.1019 | 2010-10-18 | 1028.011 | [10 empty] | 2005-03-04 | 272.62 |  | 2013-07-01 |  | 0.062507 | 0.030523 | 0.10471 |  | 1.5 | 0.067283 | 0.027915 | 0.031442 | 0.03238 | 0.039159 | 0.063425 | 0.096856 | 0.10432 | 0.10563 | 0.00092
|  | 2005-07-17 | 0.035 | [5 empty] | 2020-08-01 | 1139.2596 | 1138.9008 | 1141.2507 | 2010-10-25 | 1028.136 | [10 empty] | 2005-03-05 | 272.62 |  | 2013-08-01 |  | 0.07742 | 0.033472 | 0.11241 |  | 1.5833 | 0.076 | 0.028092 | 0.03439 | 0.035698 | 0.048451 | 0.078338 | 0.10366 | 0.11177 | 0.11333 | 0.00092
|  | 2005-07-24 | 0.032 | [5 empty] | 2020-09-01 | 1138.928 | 1138.9215 | 1140.309 | 2010-11-01 | 1028.226 | [10 empty] | 2005-03-06 | 272.62 |  | 2013-09-01 |  | 0.089574 | 0.035149 | 0.11679 |  | 1.6667 | 0.082402 | 0.027682 | 0.036066 | 0.038686 | 0.054965 | 0.090492 | 0.10775 | 0.1159 | 0.11771 | 0.00092
|  | 2005-07-25 | 0.024 | [5 empty] | 2020-10-01 | 1138.9723 | 1138.9612 | 1139.2383 | 2010-11-08 | 1028.397 | [10 empty] | 2005-03-07 | 311.23 |  | 2013-10-01 |  | 0.10072 | 0.037253 | 0.12051 |  | 1.75 | 0.08834 | 0.026739 | 0.03817 | 0.042809 | 0.062763 | 0.10164 | 0.1121 | 0.11941 | 0.12143 | 0.00092
|  | 2005-07-31 | 0.029 | [5 empty] | 2020-11-01 | 1140.0352 | 1139.8018 | 1140.4819 | 2010-11-15 | 1028.458 | [10 empty] | 2005-03-08 | 233.99 |  | 2013-11-01 |  | 0.10689 | 0.040882 | 0.12953 |  | 1.8333 | 0.097954 | 0.025675 | 0.041799 | 0.051356 | 0.076266 | 0.10781 | 0.11973 | 0.12791 | 0.13044 | 0.00091
|  | 2005-08-06 | 0.037 | [5 empty] | 2020-12-01 | 1140.7185 | 1140.2611 | 1141.3899 | 2010-11-18 | 1028.441 | [10 empty] | 2005-03-09 | 329.41 |  | 2013-12-01 |  | 0.11012 | 0.044927 | 0.13498 |  | 1.9167 | 0.10508 | 0.02386 | 0.045843 | 0.060776 | 0.087252 | 0.11104 | 0.12435 | 0.13352 | 0.13589 | 0.00091
|  | 2005-08-13 | 0.051 | [5 empty] | 2021-01-01 | 1141.2297 | 1140.5596 | 1142.2931 | 2010-11-19 | 1028.379 | [10 empty] | 2005-03-10 | 34.075 |  | 2014-01-01 |  | 0.11765 | 0.055377 | 0.14469 |  | 2 | 0.11496 | 0.022234 | 0.056292 | 0.072198 | 0.10086 | 0.11856 | 0.13314 | 0.14315 | 0.1456 | 0.00091
|  | 2005-08-20 | 0.051 | [5 empty] | 2021-02-01 | 1141.698 | 1141.0251 | 1143.0642 | 2010-11-20 | 1028.332 | [10 empty] | 2005-03-11 | 295.33 |  | 2014-02-01 |  | 0.1177 | 0.059937 | 0.14065 |  | 2.0833 | 0.1149 | 0.019314 | 0.060853 | 0.077134 | 0.10598 | 0.11861 | 0.12994 | 0.13927 | 0.14156 | 0.00091
|  | 2005-08-23 | 0.05 | [5 empty] | 2021-03-01 | 1142.1255 | 1141.3745 | 1143.4552 | 2010-11-21 | 1028.285 | [10 empty] | 2005-03-12 | 365.99 |  | 2014-03-01 |  | 0.13292 | 0.07521 | 0.16167 |  | 2.1667 | 0.13186 | 0.019786 | 0.076124 | 0.093865 | 0.12006 | 0.13384 | 0.1473 | 0.15943 | 0.16258 | 0.00091
|  | 2005-08-27 | 0.049 | [5 empty] | 2021-04-01 | 1142.8225 | 1141.7439 | 1143.8408 | 2010-11-22 | 1028.257 | [10 empty] | 2005-03-13 | 307.22 |  | 2014-04-01 |  | 0.12369 | 0.07448 | 0.14524 |  | 2.25 | 0.12247 | 0.015529 | 0.075394 | 0.092976 | 0.11275 | 0.1246 | 0.1351 | 0.14368 | 0.14616 | 0.00092
|  | 2005-09-05 | 0.06 | [5 empty] | 2021-05-01 | 1143.2957 | 1141.97 | 1144.3259 | 2010-11-23 | 1028.204 | [10 empty] | 2005-03-14 | 307.22 |  | 2014-05-01 |  | 0.094388 | 0.061422 | 0.099716 |  | 2.3333 | 0.092605 | 0.0083824 | 0.062341 | 0.073761 | 0.092245 | 0.095307 | 0.097947 | 0.10013 | 0.10063 | 0.000914
|  | 2005-09-06 | 0.057 | [5 empty] | 2021-06-01 | 1141.6094 | 1140.5372 | 1143.2275 | 2010-11-24 | 1028.155 | [10 empty] | 2005-03-15 | 324.77 |  | 2014-06-01 |  | 0.095816 | 0.06862 | 0.1018 |  | 2.4167 | 0.095381 | 0.0064262 | 0.069539 | 0.082046 | 0.093657 | 0.096735 | 0.099805 | 0.10214 | 0.10272 | 0.00092
|  | 2005-09-11 | 0.05 | [5 empty] | 2021-07-01 | 1140.5708 | 1138.9594 | 1142.0172 | 2010-11-25 | 1028.12 | [10 empty] | 2005-03-16 | 388.41 |  | 2014-07-01 |  | 0.097897 | 0.076166 | 0.10471 |  | 2.5 | 0.098403 | 0.005095 | 0.077085 | 0.091053 | 0.095548 | 0.098815 | 0.10221 | 0.10495 | 0.10563 | 0.00092
|  | 2005-09-18 | 0.03 | [5 empty] | 2021-08-01 | 1139.2542 | 1138.901 | 1141.1973 | 2010-11-26 | 1028.073 | [10 empty] | 2005-03-17 | 287.47 |  | 2014-08-01 |  | 0.10366 | 0.085735 | 0.11241 |  | 2.5833 | 0.10443 | 0.0054351 | 0.086653 | 0.096592 | 0.10041 | 0.10458 | 0.10874 | 0.11238 | 0.11333 | 0.00092
|  | 2005-09-24 | 0.034 | [5 empty] | 2021-09-01 | 1138.928 | 1138.9218 | 1140.2474 | 2010-11-27 | 1028.028 | [10 empty] | 2005-03-18 | 287.47 |  | 2014-09-01 |  | 0.10704 | 0.093891 | 0.11679 |  | 2.6667 | 0.10785 | 0.0058861 | 0.094809 | 0.098589 | 0.10292 | 0.10796 | 0.11299 | 0.11681 | 0.11771 | 0.00092
|  | 2005-10-01 | 0.066 | [5 empty] | 2021-10-01 | 1138.9723 | 1138.962 | 1139.1561 | 2010-11-29 | 1027.949 | [10 empty] | 2005-03-19 | 307.74 |  | 2014-10-01 |  | 0.10961 | 0.09847 | 0.12074 |  | 2.75 | 0.11053 | 0.0064936 | 0.099387 | 0.1004 | 0.10491 | 0.11053 | 0.11615 | 0.12065 | 0.12166 | 0.00092
|  | 2005-10-10 | 0.028 | [5 empty] | 2021-11-01 | 1140.0341 | 1139.801 | 1140.4088 | 2010-12-02 | 1027.823 | [10 empty] | 2005-03-20 | 307.74 |  | 2014-11-01 |  | 0.11586 | 0.10187 | 0.12981 |  | 2.8333 | 0.11677 | 0.0081466 | 0.10279 | 0.10406 | 0.10971 | 0.11677 | 0.12382 | 0.12946 | 0.13073 | 0.00092
|  | 2005-10-11 | 0.028 | [5 empty] | 2021-12-01 | 1140.723 | 1140.2603 | 1141.3132 | 2010-12-06 | 1027.902 | [10 empty] | 2005-03-21 | 307.74 |  | 2014-12-01 |  | 0.11963 | 0.10393 | 0.1353 |  | 2.9167 | 0.12054 | 0.0091454 | 0.10485 | 0.10627 | 0.11262 | 0.12055 | 0.12846 | 0.13479 | 0.13621 | 0.00091
|  | 2005-11-01 | 0.043 | [5 empty] | 2022-01-01 | 1141.2405 | 1140.5583 | 1142.1464 | 2010-12-13 | 1028.035 | [10 empty] | 2005-03-22 | 267.23 |  | 2015-01-01 |  | 0.12636 | 0.1076 | 0.14507 |  | 3 | 0.12726 | 0.010924 | 0.10852 | 0.11022 | 0.11781 | 0.12727 | 0.13673 | 0.14428 | 0.14598 | 0.00091
|  | 2005-11-02 | 0.043 | [9 empty] | 2010-12-16 | 1028.075 | [10 empty] | 2005-03-23 | 307.21 |  | 2015-02-01 |  | 0.12356 | 0.10607 | 0.141 |  | 3.0833 | 0.12446 | 0.010184 | 0.10699 | 0.10858 | 0.11565 | 0.12447 | 0.13329 | 0.14033 | 0.14191 | 0.00091
|  | 2005-12-13 | 0.056 | [9 empty] | 2011-01-03 | 1028.485 | [10 empty] | 2005-03-24 | 0 |  | 2015-03-01 |  | 0.13814 | 0.11403 | 0.16216 |  | 3.1667 | 0.13903 | 0.014033 | 0.11494 | 0.11714 | 0.12688 | 0.13905 | 0.15119 | 0.16089 | 0.16307 | 0.00091
|  | 2005-12-15 | 0.056 | [9 empty] | 2011-01-10 | 1028.581 | [10 empty] | 2005-03-25 | 0 |  | 2015-04-01 |  | 0.12675 | 0.10781 | 0.14563 |  | 3.25 | 0.12765 | 0.011026 | 0.10873 | 0.11045 | 0.1181 | 0.12766 | 0.1372 | 0.14483 | 0.14654 | 0.00091
|  | 2006-01-23 | 0.062 | [9 empty] | 2011-01-17 | 1028.663 | [10 empty] | 2005-03-26 | 0 |  | 2015-05-01 |  | 0.095223 | 0.090631 | 0.099812 |  | 3.3333 | 0.096139 | 0.0026768 | 0.09155 | 0.091966 | 0.093823 | 0.096141 | 0.098458 | 0.10031 | 0.10073 | 0.000918
|  | 2006-02-14 | 0.04 | [9 empty] | 2011-01-24 | 1028.775 | [10 empty] | 2005-03-27 | 0 |  | 2015-06-01 |  | 0.096663 | 0.091416 | 0.10191 |  | 3.4167 | 0.09758 | 0.0030592 | 0.092334 | 0.09281 | 0.094932 | 0.097582 | 0.10023 | 0.10235 | 0.10283 | 0.00092
|  | 2006-03-24 | 0.044 | [9 empty] | 2011-01-31 | 1028.847 | [10 empty] | 2005-03-28 | 0 |  | 2015-07-01 |  | 0.098677 | 0.092512 | 0.10484 |  | 3.5 | 0.099593 | 0.0035938 | 0.093431 | 0.09399 | 0.096483 | 0.099596 | 0.10271 | 0.10519 | 0.10576 | 0.00092
|  | 2006-04-25 | 0.045 | [9 empty] | 2011-02-07 | 1028.921 | [10 empty] | 2005-03-29 | 0 |  | 2015-08-01 |  | 0.10401 | 0.095416 | 0.11259 |  | 3.5833 | 0.10492 | 0.0050078 | 0.096334 | 0.097114 | 0.10059 | 0.10493 | 0.10926 | 0.11273 | 0.11351 | 0.00092
|  | 2006-05-09 | 0.17 | [9 empty] | 2011-02-14 | 1029.016 | [10 empty] | 2005-03-30 | 0 |  | 2015-09-01 |  | 0.10704 | 0.097067 | 0.117 |  | 3.6667 | 0.10795 | 0.0058111 | 0.097984 | 0.09889 | 0.10292 | 0.10796 | 0.11299 | 0.11701 | 0.11791 | 0.00091
|  | 2006-05-18 | 0.03 | [9 empty] | 2011-02-21 | 1029.092 | [10 empty] | 2005-03-31 | 0 |  | 2015-10-01 |  | 0.10961 | 0.09847 | 0.12074 |  | 3.75 | 0.11053 | 0.0064936 | 0.099387 | 0.1004 | 0.10491 | 0.11053 | 0.11615 | 0.12065 | 0.12166 | 0.00092
|  | 2006-05-23 | 0.035 | [9 empty] | 2011-02-28 | 1029.16 | [10 empty] | 2005-04-01 | 0 |  | 2015-11-01 |  | 0.11586 | 0.10187 | 0.12981 |  | 3.8333 | 0.11677 | 0.0081466 | 0.10279 | 0.10406 | 0.10971 | 0.11677 | 0.12382 | 0.12946 | 0.13073 | 0.00092
|  | 2006-05-30 | 0.028 | [9 empty] | 2011-03-07 | 1029.224 | [10 empty] | 2005-04-02 | 0 |  | 2015-12-01 |  | 0.11963 | 0.10393 | 0.1353 |  | 3.9167 | 0.12054 | 0.0091454 | 0.10485 | 0.10627 | 0.11262 | 0.12055 | 0.12846 | 0.13479 | 0.13621 | 0.00091
|  | 2006-06-06 | 0.022 | [9 empty] | 2011-03-14 | 1029.29 | [10 empty] | 2005-04-03 | 0 |  | 2016-01-01 |  | 0.12636 | 0.1076 | 0.14507 |  | 4 | 0.12726 | 0.010924 | 0.10852 | 0.11022 | 0.11781 | 0.12727 | 0.13673 | 0.14428 | 0.14598 | 0.00091
|  | 2006-06-19 | 0.027 | [9 empty] | 2011-03-21 | 1029.343 | [10 empty] | 2005-04-04 | 0 |  | 2016-02-01 |  | 0.12356 | 0.10607 | 0.141 |  | 4.0833 | 0.12446 | 0.010184 | 0.10699 | 0.10858 | 0.11565 | 0.12447 | 0.13329 | 0.14033 | 0.14191 | 0.00091
|  | 2006-06-20 | 0.026 | [9 empty] | 2011-03-24 | 1029.323 | [10 empty] | 2005-04-05 | 0 |  | 2016-03-01 |  | 0.13814 | 0.11403 | 0.16216 |  | 4.1667 | 0.13903 | 0.014033 | 0.11494 | 0.11714 | 0.12688 | 0.13905 | 0.15119 | 0.16089 | 0.16307 | 0.00091
|  | 2006-07-11 | 0.016 | [9 empty] | 2011-03-28 | 1029.347 | [10 empty] | 2005-04-06 | 0 |  | 2016-04-01 |  | 0.12675 | 0.10781 | 0.14563 |  | 4.25 | 0.12765 | 0.011026 | 0.10873 | 0.11045 | 0.1181 | 0.12766 | 0.1372 | 0.14483 | 0.14654 | 0.00091
|  | 2006-07-17 | 0.023 | [9 empty] | 2011-03-31 | 1029.297 | [10 empty] | 2005-04-07 | 0 |  | 2016-05-01 |  | 0.095223 | 0.090631 | 0.099812 |  | 4.3333 | 0.096139 | 0.0026768 | 0.09155 | 0.091966 | 0.093823 | 0.096141 | 0.098458 | 0.10031 | 0.10073 | 0.000918
|  | 2006-07-18 | 0.033 | [9 empty] | 2011-04-04 | 1029.205 | [10 empty] | 2005-04-08 | 0 |  | 2016-06-01 |  | 0.096663 | 0.091416 | 0.10191 |  | 4.4167 | 0.09758 | 0.0030592 | 0.092334 | 0.09281 | 0.094932 | 0.097582 | 0.10023 | 0.10235 | 0.10283 | 0.00092
|  | 2006-07-25 | 0.028 | [9 empty] | 2011-04-07 | 1029.029 | [10 empty] | 2005-04-09 | 0 |  | 2016-07-01 |  | 0.098677 | 0.092512 | 0.10484 |  | 4.5 | 0.099593 | 0.0035938 | 0.093431 | 0.09399 | 0.096483 | 0.099596 | 0.10271 | 0.10519 | 0.10576 | 0.00092
|  | 2006-08-01 | 0.023 | [9 empty] | 2011-04-11 | 1028.858 | [10 empty] | 2005-04-10 | 0 |  | 2016-08-01 |  | 0.10401 | 0.095416 | 0.11259 |  | 4.5833 | 0.10492 | 0.0050078 | 0.096334 | 0.097114 | 0.10059 | 0.10493 | 0.10926 | 0.11273 | 0.11351 | 0.00092
|  | 2006-08-15 | 0.028 | [9 empty] | 2011-04-14 | 1028.728 | [10 empty] | 2005-04-11 | 0 |  | 2016-09-01 |  | 0.10704 | 0.097067 | 0.117 |  | 4.6667 | 0.10795 | 0.0058111 | 0.097984 | 0.09889 | 0.10292 | 0.10796 | 0.11299 | 0.11701 | 0.11791 | 0.00091
|  | 2006-08-21 | 0.026 | [9 empty] | 2011-04-18 | 1028.634 | [10 empty] | 2005-04-12 | 0 |  | 2016-10-01 |  | 0.10961 | 0.09847 | 0.12074 |  | 4.75 | 0.11053 | 0.0064936 | 0.099387 | 0.1004 | 0.10491 | 0.11053 | 0.11615 | 0.12065 | 0.12166 | 0.00092
|  | 2006-08-22 | 0.027 | [9 empty] | 2011-04-21 | 1028.581 | [10 empty] | 2005-04-13 | 0 |  | 2016-11-01 |  | 0.11586 | 0.10187 | 0.12981 |  | 4.8333 | 0.11677 | 0.0081466 | 0.10279 | 0.10406 | 0.10971 | 0.11677 | 0.12382 | 0.12946 | 0.13073 | 0.00092
|  | 2006-08-29 | 0.039 | [9 empty] | 2011-04-25 | 1028.472 | [10 empty] | 2005-04-14 | 0 |  | 2016-12-01 |  | 0.11963 | 0.10393 | 0.1353 |  | 4.9167 | 0.12054 | 0.0091454 | 0.10485 | 0.10627 | 0.11262 | 0.12055 | 0.12846 | 0.13479 | 0.13621 | 0.00091
|  | 2006-09-05 | 0.025 | [9 empty] | 2011-04-28 | 1028.403 | [10 empty] | 2005-04-15 | 0 |  | 2017-01-01 |  | 0.12636 | 0.1076 | 0.14507 |  | 5 | 0.12726 | 0.010924 | 0.10852 | 0.11022 | 0.11781 | 0.12727 | 0.13673 | 0.14428 | 0.14598 | 0.00091
|  | 2006-09-12 | 0.018 | [9 empty] | 2011-05-02 | 1028.536 | [10 empty] | 2005-04-16 | 0 |  | 2017-02-01 |  | 0.12356 | 0.10607 | 0.141 |  | 5.0833 | 0.12446 | 0.010184 | 0.10699 | 0.10858 | 0.11565 | 0.12447 | 0.13329 | 0.14033 | 0.14191 | 0.00091
|  | 2006-10-17 | 0.032 | [9 empty] | 2011-05-05 | 1028.628 | [10 empty] | 2005-04-17 | 0 |  | 2017-03-01 |  | 0.13814 | 0.11403 | 0.16216 |  | 5.1667 | 0.13903 | 0.014033 | 0.11494 | 0.11714 | 0.12688 | 0.13905 | 0.15119 | 0.16089 | 0.16307 | 0.00091
|  | 2006-11-14 | 0.052 | [9 empty] | 2011-05-09 | 1028.54 | [10 empty] | 2005-04-18 | 0 |  | 2017-04-01 |  | 0.12675 | 0.10781 | 0.14563 |  | 5.25 | 0.12765 | 0.011026 | 0.10873 | 0.11045 | 0.1181 | 0.12766 | 0.1372 | 0.14483 | 0.14654 | 0.00091
|  | 2006-12-13 | 0.06 | [9 empty] | 2011-05-12 | 1028.403 | [10 empty] | 2005-04-19 | 0 |  | 2017-05-01 |  | 0.095223 | 0.090631 | 0.099812 |  | 5.3333 | 0.096139 | 0.0026768 | 0.09155 | 0.091966 | 0.093823 | 0.096141 | 0.098458 | 0.10031 | 0.10073 | 0.000918
|  | 2007-01-16 | 0.053 | [9 empty] | 2011-05-16 | 1028.249 | [10 empty] | 2005-04-20 | 0 |  | 2017-06-01 |  | 0.096663 | 0.091416 | 0.10191 |  | 5.4167 | 0.09758 | 0.0030592 | 0.092334 | 0.09281 | 0.094932 | 0.097582 | 0.10023 | 0.10235 | 0.10283 | 0.00092
|  | 2007-02-13 | 0.031 | [9 empty] | 2011-05-19 | 1028.178 | [10 empty] | 2005-04-21 | 0 |  | 2017-07-01 |  | 0.098677 | 0.092512 | 0.10484 |  | 5.5 | 0.099593 | 0.0035938 | 0.093431 | 0.09399 | 0.096483 | 0.099596 | 0.10271 | 0.10519 | 0.10576 | 0.00092
|  | 2007-02-15 | 0.031 | [9 empty] | 2011-05-23 | 1028.087 | [10 empty] | 2005-04-22 | 0 |  | 2017-08-01 |  | 0.10401 | 0.095416 | 0.11259 |  | 5.5833 | 0.10492 | 0.0050078 | 0.096334 | 0.097114 | 0.10059 | 0.10493 | 0.10926 | 0.11273 | 0.11351 | 0.00092
|  | 2007-03-12 | 0.024 | [9 empty] | 2011-05-26 | 1027.989 | [10 empty] | 2005-04-23 | 0 |  | 2017-09-01 |  | 0.10704 | 0.097067 | 0.117 |  | 5.6667 | 0.10795 | 0.0058111 | 0.097984 | 0.09889 | 0.10292 | 0.10796 | 0.11299 | 0.11701 | 0.11791 | 0.00091
|  | 2007-04-10 | 0.22 | [9 empty] | 2011-05-30 | 1027.89 | [10 empty] | 2005-04-24 | 0 |  | 2017-10-01 |  | 0.10961 | 0.09847 | 0.12074 |  | 5.75 | 0.11053 | 0.0064936 | 0.099387 | 0.1004 | 0.10491 | 0.11053 | 0.11615 | 0.12065 | 0.12166 | 0.00092
|  | 2007-04-19 | 0.07 | [9 empty] | 2011-06-06 | 1027.664 | [10 empty] | 2005-04-25 | 0 |  | 2017-11-01 |  | 0.11586 | 0.10187 | 0.12981 |  | 5.8333 | 0.11677 | 0.0081466 | 0.10279 | 0.10406 | 0.10971 | 0.11677 | 0.12382 | 0.12946 | 0.13073 | 0.00092
|  | 2007-05-14 | 0.043 | [9 empty] | 2011-06-09 | 1027.606 | [10 empty] | 2005-04-26 | 0 |  | 2017-12-01 |  | 0.11963 | 0.10393 | 0.1353 |  | 5.9167 | 0.12054 | 0.0091454 | 0.10485 | 0.10627 | 0.11262 | 0.12055 | 0.12846 | 0.13479 | 0.13621 | 0.00091
|  | 2007-05-15 | 0.045 | [9 empty] | 2011-06-13 | 1027.634 | [10 empty] | 2005-04-27 | 0 |  | 2018-01-01 |  | 0.12636 | 0.1076 | 0.14507 |  | 6 | 0.12726 | 0.010924 | 0.10852 | 0.11022 | 0.11781 | 0.12727 | 0.13673 | 0.14428 | 0.14598 | 0.00091
|  | 2007-05-22 | 0.034 | [9 empty] | 2011-06-16 | 1027.641 | [10 empty] | 2005-04-28 | 0 |  | 2018-02-01 |  | 0.12356 | 0.10607 | 0.141 |  | 6.0833 | 0.12446 | 0.010184 | 0.10699 | 0.10858 | 0.11565 | 0.12447 | 0.13329 | 0.14033 | 0.14191 | 0.00091
|  | 2007-05-29 | 0.016 | [9 empty] | 2011-06-20 | 1027.616 | [10 empty] | 2005-04-29 | 0 |  | 2018-03-01 |  | 0.13814 | 0.11403 | 0.16216 |  | 6.1667 | 0.13903 | 0.014033 | 0.11494 | 0.11714 | 0.12688 | 0.13905 | 0.15119 | 0.16089 | 0.16307 | 0.00091
|  | 2007-06-05 | 0.014 | [9 empty] | 2011-06-23 | 1027.643 | [10 empty] | 2005-04-30 | 0 |  | 2018-04-01 |  | 0.12675 | 0.10781 | 0.14563 |  | 6.25 | 0.12765 | 0.011026 | 0.10873 | 0.11045 | 0.1181 | 0.12766 | 0.1372 | 0.14483 | 0.14654 | 0.00091
|  | 2007-06-12 | 0.016 | [9 empty] | 2011-06-27 | 1027.66 | [10 empty] | 2005-05-01 | 0 |  | 2018-05-01 |  | 0.095223 | 0.090631 | 0.099812 |  | 6.3333 | 0.096139 | 0.0026768 | 0.09155 | 0.091966 | 0.093823 | 0.096141 | 0.098458 | 0.10031 | 0.10073 | 0.000918
|  | 2007-06-18 | 0.019 | [9 empty] | 2011-07-04 | 1027.837 | [10 empty] | 2005-05-02 | 0 |  | 2018-06-01 |  | 0.096663 | 0.091416 | 0.10191 |  | 6.4167 | 0.09758 | 0.0030592 | 0.092334 | 0.09281 | 0.094932 | 0.097582 | 0.10023 | 0.10235 | 0.10283 | 0.00092
|  | 2007-06-19 | 0.019 | [9 empty] | 2011-07-07 | 1027.889 | [10 empty] | 2005-05-03 | 166.78 |  | 2018-07-01 |  | 0.098677 | 0.092512 | 0.10484 |  | 6.5 | 0.099593 | 0.0035938 | 0.093431 | 0.09399 | 0.096483 | 0.099596 | 0.10271 | 0.10519 | 0.10576 | 0.00092
|  | 2007-06-26 | 0.02 | [9 empty] | 2011-07-11 | 1027.961 | [10 empty] | 2005-05-04 | 230.41 |  | 2018-08-01 |  | 0.10401 | 0.095416 | 0.11259 |  | 6.5833 | 0.10492 | 0.0050078 | 0.096334 | 0.097114 | 0.10059 | 0.10493 | 0.10926 | 0.11273 | 0.11351 | 0.00092
|  | 2007-07-03 | 0.019 | [9 empty] | 2011-07-14 | 1027.98 | [10 empty] | 2005-05-05 | 254.55 |  | 2018-09-01 |  | 0.10704 | 0.097067 | 0.117 |  | 6.6667 | 0.10795 | 0.0058111 | 0.097984 | 0.09889 | 0.10292 | 0.10796 | 0.11299 | 0.11701 | 0.11791 | 0.00091
|  | 2007-07-10 | 0.066 | [9 empty] | 2011-07-18 | 1027.939 | [10 empty] | 2005-05-06 | 133.86 |  | 2018-10-01 |  | 0.10961 | 0.09847 | 0.12074 |  | 6.75 | 0.11053 | 0.0064936 | 0.099387 | 0.1004 | 0.10491 | 0.11053 | 0.11615 | 0.12065 | 0.12166 | 0.00092
|  | 2007-07-16 | 0.025 | [9 empty] | 2011-07-25 | 1028.053 | [10 empty] | 2005-05-07 | 133.86 |  | 2018-11-01 |  | 0.11586 | 0.10187 | 0.12981 |  | 6.8333 | 0.11677 | 0.0081466 | 0.10279 | 0.10406 | 0.10971 | 0.11677 | 0.12382 | 0.12946 | 0.13073 | 0.00092
|  | 2007-07-17 | 0.023 | [9 empty] | 2011-07-28 | 1028.011 | [10 empty] | 2005-05-08 | 133.86 |  | 2018-12-01 |  | 0.11963 | 0.10393 | 0.1353 |  | 6.9167 | 0.12054 | 0.0091454 | 0.10485 | 0.10627 | 0.11262 | 0.12055 | 0.12846 | 0.13479 | 0.13621 | 0.00091
|  | 2007-07-24 | 0.031 | [9 empty] | 2011-08-01 | 1028.013 | [10 empty] | 2005-05-09 | 133.86 |  | 2019-01-01 |  | 0.12636 | 0.1076 | 0.14507 |  | 7 | 0.12726 | 0.010924 | 0.10852 | 0.11022 | 0.11781 | 0.12727 | 0.13673 | 0.14428 | 0.14598 | 0.00091
|  | 2007-07-31 | 0.022 | [9 empty] | 2011-08-04 | 1028.024 | [10 empty] | 2005-05-10 | 38.246 |  | 2019-02-01 |  | 0.12356 | 0.10607 | 0.141 |  | 7.0833 | 0.12446 | 0.010184 | 0.10699 | 0.10858 | 0.11565 | 0.12447 | 0.13329 | 0.14033 | 0.14191 | 0.00091
|  | 2007-08-07 | 0.026 | [9 empty] | 2011-08-08 | 1028.017 | [10 empty] | 2005-05-11 | 38.246 |  | 2019-03-01 |  | 0.13814 | 0.11403 | 0.16216 |  | 7.1667 | 0.13903 | 0.014033 | 0.11494 | 0.11714 | 0.12688 | 0.13905 | 0.15119 | 0.16089 | 0.16307 | 0.00091
|  | 2007-08-13 | 0.033 | [9 empty] | 2011-08-11 | 1027.981 | [10 empty] | 2005-05-12 | 38.246 |  | 2019-04-01 |  | 0.12675 | 0.10781 | 0.14563 |  | 7.25 | 0.12765 | 0.011026 | 0.10873 | 0.11045 | 0.1181 | 0.12766 | 0.1372 | 0.14483 | 0.14654 | 0.00091
|  | 2007-08-14 | 0.032 | [9 empty] | 2011-08-15 | 1028.003 | [10 empty] | 2005-05-13 | 38.246 |  | 2019-05-01 |  | 0.095223 | 0.090631 | 0.099812 |  | 7.3333 | 0.096139 | 0.0026768 | 0.09155 | 0.091966 | 0.093823 | 0.096141 | 0.098458 | 0.10031 | 0.10073 | 0.000918
|  | 2007-08-21 | 0.0735 | [9 empty] | 2011-08-18 | 1028.016 | [10 empty] | 2005-05-14 | 38.246 |  | 2019-06-01 |  | 0.096663 | 0.091416 | 0.10191 |  | 7.4167 | 0.09758 | 0.0030592 | 0.092334 | 0.09281 | 0.094932 | 0.097582 | 0.10023 | 0.10235 | 0.10283 | 0.00092
|  | 2007-08-28 | 0.034 | [9 empty] | 2011-08-22 | 1028.045 | [10 empty] | 2005-05-15 | 38.246 |  | 2019-07-01 |  | 0.098677 | 0.092512 | 0.10484 |  | 7.5 | 0.099593 | 0.0035938 | 0.093431 | 0.09399 | 0.096483 | 0.099596 | 0.10271 | 0.10519 | 0.10576 | 0.00092
|  | 2007-09-04 | 0.038 | [9 empty] | 2011-08-25 | 1028.054 | [10 empty] | 2005-05-16 | 38.246 |  | 2019-08-01 |  | 0.10401 | 0.095416 | 0.11259 |  | 7.5833 | 0.10492 | 0.0050078 | 0.096334 | 0.097114 | 0.10059 | 0.10493 | 0.10926 | 0.11273 | 0.11351 | 0.00092
|  | 2007-09-10 | 0.038 | [9 empty] | 2011-08-29 | 1028.055 | [10 empty] | 2005-05-17 | 0 |  | 2019-09-01 |  | 0.10704 | 0.097067 | 0.117 |  | 7.6667 | 0.10795 | 0.0058111 | 0.097984 | 0.09889 | 0.10292 | 0.10796 | 0.11299 | 0.11701 | 0.11791 | 0.00091
|  | 2007-09-11 | 0.033 | [9 empty] | 2011-09-01 | 1028.045 | [10 empty] | 2005-05-18 | 0 |  | 2019-10-01 |  | 0.10961 | 0.09847 | 0.12074 |  | 7.75 | 0.11053 | 0.0064936 | 0.099387 | 0.1004 | 0.10491 | 0.11053 | 0.11615 | 0.12065 | 0.12166 | 0.00092
|  | 2007-09-17 | 0.027 | [9 empty] | 2011-09-05 | 1028.03 | [10 empty] | 2005-05-19 | 0 |  | 2019-11-01 |  | 0.11586 | 0.10187 | 0.12981 |  | 7.8333 | 0.11677 | 0.0081466 | 0.10279 | 0.10406 | 0.10971 | 0.11677 | 0.12382 | 0.12946 | 0.13073 | 0.00092
|  | 2007-09-25 | 0.0225 | [9 empty] | 2011-09-08 | 1028.053 | [10 empty] | 2005-05-20 | 0 |  | 2019-12-01 |  | 0.11963 | 0.10393 | 0.1353 |  | 7.9167 | 0.12054 | 0.0091454 | 0.10485 | 0.10627 | 0.11262 | 0.12055 | 0.12846 | 0.13479 | 0.13621 | 0.00091
|  | 2007-10-23 | 0.07 | [9 empty] | 2011-09-12 | 1028.086 | [10 empty] | 2005-05-21 | 0 |  | 2020-01-01 |  | 0.12636 | 0.1076 | 0.14507 |  | 8 | 0.12726 | 0.010924 | 0.10852 | 0.11022 | 0.11781 | 0.12727 | 0.13673 | 0.14428 | 0.14598 | 0.00091
|  | 2007-10-25 | 0.0789 | [9 empty] | 2011-09-15 | 1028.073 | [10 empty] | 2005-05-22 | 0 |  | 2020-02-01 |  | 0.12356 | 0.10607 | 0.141 |  | 8.0833 | 0.12446 | 0.010184 | 0.10699 | 0.10858 | 0.11565 | 0.12447 | 0.13329 | 0.14033 | 0.14191 | 0.00091
|  | 2007-10-29 | 0.069 | [9 empty] | 2011-09-19 | 1028.043 | [10 empty] | 2005-05-23 | 0 |  | 2020-03-01 |  | 0.13814 | 0.11403 | 0.16216 |  | 8.1667 | 0.13903 | 0.014033 | 0.11494 | 0.11714 | 0.12688 | 0.13905 | 0.15119 | 0.16089 | 0.16307 | 0.00091
|  | 2007-11-13 | [10 empty] | 2011-09-22 | 1027.741 | [10 empty] | 2005-05-24 | 0 |  | 2020-04-01 |  | 0.12675 | 0.10781 | 0.14563 |  | 8.25 | 0.12765 | 0.011026 | 0.10873 | 0.11045 | 0.1181 | 0.12766 | 0.1372 | 0.14483 | 0.14654 | 0.00091
|  | 2007-11-14 | 0.051 | [9 empty] | 2011-09-26 | 1027.344 | [10 empty] | 2005-05-25 | 0 |  | 2020-05-01 |  | 0.095223 | 0.090631 | 0.099812 |  | 8.3333 | 0.096139 | 0.0026768 | 0.09155 | 0.091966 | 0.093823 | 0.096141 | 0.098458 | 0.10031 | 0.10073 | 0.000918
|  | 2007-11-21 | 0.0508 | [9 empty] | 2011-09-30 | 1026.939 | [10 empty] | 2005-05-26 | 6.8148 |  | 2020-06-01 |  | 0.096663 | 0.091416 | 0.10191 |  | 8.4167 | 0.09758 | 0.0030592 | 0.092334 | 0.09281 | 0.094932 | 0.097582 | 0.10023 | 0.10235 | 0.10283 | 0.00092
|  | 2007-12-10 | 0.052 | [9 empty] | 2011-10-03 | 1027.022 | [10 empty] | 2005-05-27 | 27.262 |  | 2020-07-01 |  | 0.098677 | 0.092512 | 0.10484 |  | 8.5 | 0.099593 | 0.0035938 | 0.093431 | 0.09399 | 0.096483 | 0.099596 | 0.10271 | 0.10519 | 0.10576 | 0.00092
|  | 2007-12-13 | 0.0517 | [9 empty] | 2011-10-11 | 1027.222 | [10 empty] | 2005-05-28 | 27.262 |  | 2020-08-01 |  | 0.10401 | 0.095416 | 0.11259 |  | 8.5833 | 0.10492 | 0.0050078 | 0.096334 | 0.097114 | 0.10059 | 0.10493 | 0.10926 | 0.11273 | 0.11351 | 0.00092
|  | 2008-01-08 | 0.049 | [9 empty] | 2011-10-17 | 1027.511 | [10 empty] | 2005-05-29 | 27.262 |  | 2020-09-01 |  | 0.10704 | 0.097067 | 0.117 |  | 8.6667 | 0.10795 | 0.0058111 | 0.097984 | 0.09889 | 0.10292 | 0.10796 | 0.11299 | 0.11701 | 0.11791 | 0.00091
|  | 2008-01-24 | 0.0498 | [9 empty] | 2011-10-24 | 1027.579 | [10 empty] | 2005-05-30 | 27.262 |  | 2020-10-01 |  | 0.10961 | 0.09847 | 0.12074 |  | 8.75 | 0.11053 | 0.0064936 | 0.099387 | 0.1004 | 0.10491 | 0.11053 | 0.11615 | 0.12065 | 0.12166 | 0.00092
|  | 2008-02-19 | 0.052 | [9 empty] | 2011-10-31 | 1027.766 | [10 empty] | 2005-05-31 | 55.659 |  | 2020-11-01 |  | 0.11586 | 0.10187 | 0.12981 |  | 8.8333 | 0.11677 | 0.0081466 | 0.10279 | 0.10406 | 0.10971 | 0.11677 | 0.12382 | 0.12946 | 0.13073 | 0.00092
|  | 2008-02-20 | 0.0481 | [9 empty] | 2011-11-07 | 1027.92 | [10 empty] | 2005-06-01 | 55.659 |  | 2020-12-01 |  | 0.11963 | 0.10393 | 0.1353 |  | 8.9167 | 0.12054 | 0.0091454 | 0.10485 | 0.10627 | 0.11262 | 0.12055 | 0.12846 | 0.13479 | 0.13621 | 0.00091
|  | 2008-03-11 | 0.0555 | [9 empty] | 2011-11-14 | 1028.087 | [10 empty] | 2005-06-02 | 30.897 |  | 2021-01-01 |  | 0.12636 | 0.1076 | 0.14507 |  | 9 | 0.12726 | 0.010924 | 0.10852 | 0.11022 | 0.11781 | 0.12727 | 0.13673 | 0.14428 | 0.14598 | 0.00091
|  | 2008-03-18 | 0.058 | [9 empty] | 2011-11-22 | 1028.264 | [10 empty] | 2005-06-03 | 30.897 |  | 2021-02-01 |  | 0.12356 | 0.10607 | 0.141 |  | 9.0833 | 0.12446 | 0.010184 | 0.10699 | 0.10858 | 0.11565 | 0.12447 | 0.13329 | 0.14033 | 0.14191 | 0.00091
|  | 2008-04-14 | 0.1 | [9 empty] | 2011-11-28 | 1027.792 | [10 empty] | 2005-06-04 | 30.897 |  | 2021-03-01 |  | 0.13814 | 0.11403 | 0.16216 |  | 9.1667 | 0.13903 | 0.014033 | 0.11494 | 0.11714 | 0.12688 | 0.13905 | 0.15119 | 0.16089 | 0.16307 | 0.00091
|  | 2008-04-15 | 0.096 | [9 empty] | 2011-12-05 | 1027.617 | [10 empty] | 2005-06-05 | 30.897 |  | 2021-04-01 |  | 0.12675 | 0.10781 | 0.14563 |  | 9.25 | 0.12765 | 0.011026 | 0.10873 | 0.11045 | 0.1181 | 0.12766 | 0.1372 | 0.14483 | 0.14654 | 0.00091
|  | 2008-04-22 | 0.089 | [9 empty] | 2011-12-13 | 1027.339 | [10 empty] | 2005-06-06 | 30.897 |  | 2021-05-01 |  | 0.095223 | 0.090631 | 0.099812 |  | 9.3333 | 0.096139 | 0.0026768 | 0.09155 | 0.091966 | 0.093823 | 0.096141 | 0.098458 | 0.10031 | 0.10073 | 0.000918
|  | 2008-04-29 | 0.1295 | [9 empty] | 2012-01-03 | 1027.796 | [10 empty] | 2005-06-07 | 18.174 |  | 2021-06-01 |  | 0.096663 | 0.091416 | 0.10191 |  | 9.4167 | 0.09758 | 0.0030592 | 0.092334 | 0.09281 | 0.094932 | 0.097582 | 0.10023 | 0.10235 | 0.10283 | 0.00092
|  | 2008-05-06 | 0.12 | [9 empty] | 2012-01-10 | 1027.924 | [10 empty] | 2005-06-08 | 18.174 |  | 2021-07-01 |  | 0.098677 | 0.092512 | 0.10484 |  | 9.5 | 0.099593 | 0.0035938 | 0.093431 | 0.09399 | 0.096483 | 0.099596 | 0.10271 | 0.10519 | 0.10576 | 0.00092
|  | 2008-05-13 | 0.071 | [9 empty] | 2012-01-16 | 1028.014 | [10 empty] | 2005-06-09 | 0 |  | 2021-08-01 |  | 0.10401 | 0.095416 | 0.11259 |  | 9.5833 | 0.10492 | 0.0050078 | 0.096334 | 0.097114 | 0.10059 | 0.10493 | 0.10926 | 0.11273 | 0.11351 | 0.00092
|  | 2008-05-15 | 0.059 | [9 empty] | 2012-01-23 | 1028.152 | [10 empty] | 2005-06-10 | 0 |  | 2021-09-01 |  | 0.10704 | 0.097067 | 0.117 |  | 9.6667 | 0.10795 | 0.0058111 | 0.097984 | 0.09889 | 0.10292 | 0.10796 | 0.11299 | 0.11701 | 0.11791 | 0.00091
|  | 2008-05-20 | 0.034 | [9 empty] | 2012-01-30 | 1028.256 | [10 empty] | 2005-06-11 | 0 |  | 2021-10-01 |  | 0.10961 | 0.09847 | 0.12074 |  | 9.75 | 0.11053 | 0.0064936 | 0.099387 | 0.1004 | 0.10491 | 0.11053 | 0.11615 | 0.12065 | 0.12166 | 0.00092
|  | 2008-05-22 | 0.0266 | [9 empty] | 2012-02-06 | 1028.377 | [10 empty] | 2005-06-12 | 0 |  | 2021-11-01 |  | 0.11586 | 0.10187 | 0.12981 |  | 9.8333 | 0.11677 | 0.0081466 | 0.10279 | 0.10406 | 0.10971 | 0.11677 | 0.12382 | 0.12946 | 0.13073 | 0.00092
|  | 2008-05-26 | 0.0673 | [9 empty] | 2012-02-13 | 1028.523 | [10 empty] | 2005-06-13 | 0 |  | 2021-12-01 |  | 0.11963 | 0.10393 | 0.1353 |  | 9.9167 | 0.12054 | 0.0091454 | 0.10485 | 0.10627 | 0.11262 | 0.12055 | 0.12846 | 0.13479 | 0.13621 | 0.00091
|  | 2008-05-27 | 0.025 | [9 empty] | 2012-02-20 | 1028.576 | [10 empty] | 2005-06-14 | 0 |  | 2022-01-01 |  | 0.12636 | 0.1076 | 0.14507 |  | 10 | 0.12726 | 0.010924 | 0.10852 | 0.11022 | 0.11781 | 0.12727 | 0.13673 | 0.14428 | 0.14598 | 0.00091
|  | 2008-06-03 | 0.015 | [9 empty] | 2012-02-27 | 1028.651 | [10 empty] | 2005-06-15 | 0 | [12 empty] | 10
|  | 2008-06-10 | 0.025 | [9 empty] | 2012-03-05 | 1028.722 | [10 empty] | 2005-06-16 | 0
|  | 2008-06-16 | 0.021 | [9 empty] | 2012-03-12 | 1028.799 | [10 empty] | 2005-06-17 | 0
|  | 2008-06-17 | 0.018 | [9 empty] | 2012-03-19 | 1028.862 | [10 empty] | 2005-06-18 | 0
|  | 2008-06-24 | 0.02595 | [9 empty] | 2012-03-26 | 1028.93 | [10 empty] | 2005-06-19 | 0
|  | 2008-07-01 | 0.041 | [9 empty] | 2012-04-02 | 1029.005 | [10 empty] | 2005-06-20 | 0
|  | 2008-07-08 | 0.026 | [9 empty] | 2012-01-01 | 1027.796 | 1027.796 | 1027.796 | [8 empty] | 2005-06-21 | 0
|  | 2008-07-14 | 0.022 | [9 empty] | 2012-02-01 | 1027.1583 | 1027.1583 | 1027.1583 | [8 empty] | 2005-06-22 | 0
|  | 2008-07-16 | 0.031 | [9 empty] | 2012-03-01 | 1026.8325 | 1026.8325 | 1027.3973 | [8 empty] | 2005-06-23 | 0
|  | 2008-07-22 | 0.022 | [9 empty] | 2012-04-01 | 1026.6663 | 1026.6663 | 1027.6312 | [8 empty] | 2005-06-24 | 0
|  | 2008-07-30 | 0.0246 | [9 empty] | 2012-05-01 | 1026.5831 | 1026.5831 | 1027.8916 | [8 empty] | 2005-06-25 | 0
|  | 2008-07-31 | 0.027 | [9 empty] | 2012-06-01 | 1026.5442 | 1026.5433 | 1029.4474 | [8 empty] | 2005-06-26 | 0
|  | 2008-08-05 | 0.033 | [9 empty] | 2012-07-01 | 1026.5221 | 1026.5216 | 1028.0145 | [8 empty] | 2005-06-27 | 0
|  | 2008-08-11 | 0.028 | [9 empty] | 2012-08-01 | 1026.511 | 1026.5109 | 1027.2678 | [8 empty] | 2005-06-28 | 60.203
|  | 2008-08-12 | 0.032 | [9 empty] | 2012-09-01 | 1026.5055 | 1026.5054 | 1029.4597 | [8 empty] | 2005-06-29 | 60.203
|  | 2008-08-19 | 0.031 | [9 empty] | 2012-10-01 | 1026.5028 | 1026.5027 | 1028.0208 | [8 empty] | 2005-06-30 | 102.23
|  | 2008-08-28 | 0.018 | [9 empty] | 2012-11-01 | 1026.5013 | 1026.5013 | 1027.5341 | [8 empty] | 2005-07-01 | 79.513
|  | 2008-09-02 | 0.023 | [9 empty] | 2012-12-01 | 1026.5007 | 1026.5007 | 1027.9835 | [8 empty] | 2005-07-02 | 79.513
|  | 2008-09-02 09:20 | [10 empty] | 2013-01-01 | 1026.5004 | 1026.5004 | 1028.3683 | [8 empty] | 2005-07-03 | 79.513
|  | 2008-09-09 | 0.016 | [9 empty] | 2013-02-01 | 1026.5001 | 1026.5001 | 1028.6973 | [8 empty] | 2005-07-04 | 79.513
|  | 2008-09-09 11:45 | [10 empty] | 2013-03-01 | 1026.5061 | 1026.5001 | 1028.9305 | [8 empty] | 2005-07-05 | 79.513
|  | 2008-09-15 | 0.025 | [9 empty] | 2013-04-01 | 1026.5031 | 1026.5 | 1029.1433 | [8 empty] | 2005-07-06 | 41.649
|  | 2008-09-15 11:50 | [10 empty] | 2013-05-01 | 1026.5017 | 1026.5 | 1029.3895 | [8 empty] | 2005-07-07 | 41.649
|  | 2008-09-16 | 0.023 | [9 empty] | 2013-06-01 | 1029.443 | 1026.5 | 1029.4481 | [8 empty] | 2005-07-08 | 41.649
|  | 2008-09-16 09:05 | [10 empty] | 2013-07-01 | 1028.0122 | 1026.5 | 1028.1882 | [8 empty] | 2005-07-09 | 0
|  | 2008-09-18 | 0.0249 | [9 empty] | 2013-08-01 | 1027.2666 | 1026.5 | 1027.3612 | [8 empty] | 2005-07-10 | 0
|  | 2008-09-23 | 0.031 | [9 empty] | 2013-09-01 | 1026.889 | 1026.5 | 1029.4597 | [8 empty] | 2005-07-11 | 0
|  | 2008-09-23 08:30 | 0.031 | [9 empty] | 2013-10-01 | 1026.6946 | 1026.5 | 1028.0208 | [8 empty] | 2005-07-12 | 56.98
|  | 2008-09-30 | 0.036 | [9 empty] | 2013-11-01 | 1026.5973 | 1026.5 | 1027.4755 | [8 empty] | 2005-07-13 | 56.98
|  | 2008-09-30 08:50 | [10 empty] | 2013-12-01 | 1026.5486 | 1026.5 | 1027.8849 | [8 empty] | 2005-07-14 | 56.98
|  | 2008-10-07 | 0.029367 | [9 empty] | 2014-01-01 | 1026.5243 | 1026.5 | 1028.1938 | [8 empty] | 2005-07-15 | 56.98
|  | 2008-10-07 11:00 | [10 empty] | 2014-02-01 | 1026.5122 | 1026.5 | 1028.4562 | [8 empty] | 2005-07-16 | 56.98
|  | 2008-10-14 | 0.059 | [9 empty] | 2014-03-01 | 1026.5061 | 1026.5 | 1028.6655 | [8 empty] | 2005-07-17 | 56.98
|  | 2008-10-14 11:40 | [10 empty] | 2014-04-01 | 1026.5031 | 1026.5 | 1028.8654 | [8 empty] | 2005-07-18 | 56.98
|  | 2008-10-15 | 0.06 | [9 empty] | 2014-05-01 | 1026.5016 | 1026.5 | 1029.0674 | [8 empty] | 2005-07-19 | 42.517
|  | 2008-10-15 16:10 | [10 empty] | 2014-06-01 | 1029.4426 | 1026.5 | 1029.4481 | [8 empty] | 2005-07-20 | 42.517
|  | 2008-10-21 | 0.076 | [9 empty] | 2014-07-01 | 1028.012 | 1026.5 | 1028.0945 | [8 empty] | 2005-07-21 | 42.517
|  | 2008-10-21 11:50 | [10 empty] | 2014-08-01 | 1027.2665 | 1026.5 | 1027.3483 | [8 empty] | 2005-07-22 | 42.517
|  | 2008-11-03 | [10 empty] | 2014-09-01 | 1026.8889 | 1026.5 | 1029.4597 | [8 empty] | 2005-07-23 | 42.517
|  | 2008-11-04 | 0.062 | [9 empty] | 2014-10-01 | 1026.6945 | 1026.5 | 1028.0208 | [8 empty] | 2005-07-24 | 42.517
|  | 2008-11-04 10:00 | [10 empty] | 2014-11-01 | 1026.5973 | 1026.5 | 1027.271 | [8 empty] | 2005-07-25 | 42.517
|  | 2008-12-01 | 0.075 | [9 empty] | 2014-12-01 | 1026.5486 | 1026.5 | 1026.8914 | [8 empty] | 2005-07-26 | 42.517
|  | 2008-12-01 11:55 | [10 empty] | 2015-01-01 | 1026.5243 | 1026.5 | 1026.6957 | [8 empty] | 2005-07-27 | 42.791
|  | 2008-12-10 | 0.0624 | [9 empty] | 2015-02-01 | 1026.5122 | 1026.5 | 1026.5978 | [8 empty] | 2005-07-28 | 42.791
|  | 2009-02-02 | 0.1 | [9 empty] | 2015-03-01 | 1026.5061 | 1026.5 | 1026.8058 | [8 empty] | 2005-07-29 | 42.791
|  | 2009-03-03 | 0.088 | [9 empty] | 2015-04-01 | 1026.5031 | 1026.5 | 1026.9961 | [8 empty] | 2005-07-30 | 42.791
|  | 2009-03-03 15:45 | 0.088 | [9 empty] | 2015-05-01 | 1026.5015 | 1026.5 | 1027.2552 | [8 empty] | 2005-07-31 | 42.791
|  | 2009-04-02 | 0.131 | [9 empty] | 2015-06-01 | 1029.4427 | 1026.5 | 1029.4481 | [8 empty] | 2005-08-01 | 42.791
|  | 2009-04-02 10:45 | 0.131 | [9 empty] | 2015-07-01 | 1028.0121 | 1026.5 | 1028.0149 | [8 empty] | 2005-08-02 | 30.722
|  | 2009-04-07 10:00 | [10 empty] | 2015-08-01 | 1027.2665 | 1026.5 | 1027.2679 | [8 empty] | 2005-08-03 | 30.722
|  | 2009-04-08 | 0.146 | [9 empty] | 2015-09-01 | 1026.889 | 1026.5 | 1029.4597 | [8 empty] | 2005-08-04 | 30.722
|  | 2009-04-08 08:20 | 0.146 | [9 empty] | 2015-10-01 | 1026.6945 | 1026.5 | 1028.0208 | [8 empty] | 2005-08-05 | 30.722
|  | 2009-04-16 | 0.156 | [9 empty] | 2015-11-01 | 1026.5973 | 1026.5 | 1027.271 | [8 empty] | 2005-08-06 | 30.722
|  | 2009-04-16 05:30 | 0.156 | [9 empty] | 2015-12-01 | 1026.5486 | 1026.5 | 1026.8914 | [8 empty] | 2005-08-07 | 30.722
|  | 2009-04-23 | 0.16 | [9 empty] | 2016-01-01 | 1026.5243 | 1026.5 | 1026.8933 | [8 empty] | 2005-08-08 | 30.722
|  | 2009-04-23 05:25 | 0.16 | [9 empty] | 2016-02-01 | 1026.5122 | 1026.5 | 1026.6967 | [8 empty] | 2005-08-09 | 42.321
|  | 2009-04-29 | 0.183 | [9 empty] | 2016-03-01 | 1026.5061 | 1026.5 | 1026.7952 | [8 empty] | 2005-08-10 | 42.321
|  | 2009-04-29 05:20 | 0.183 | [9 empty] | 2016-04-01 | 1026.5031 | 1026.5 | 1027.0774 | [8 empty] | 2005-08-11 | 42.321
|  | 2009-05-07 | 0.143 | [9 empty] | 2016-05-01 | 1026.5015 | 1026.5 | 1027.3795 | [8 empty] | 2005-08-12 | 42.321
|  | 2009-05-07 15:00 | 0.143 | [9 empty] | 2016-06-01 | 1029.4426 | 1026.5 | 1029.4481 | [8 empty] | 2005-08-13 | 42.321
|  | 2009-05-14 | 0.0506 | [9 empty] | 2016-07-01 | 1028.0121 | 1026.5 | 1028.1858 | [8 empty] | 2005-08-14 | 42.321
|  | 2009-05-14 05:15 | 0.0506 | [9 empty] | 2016-08-01 | 1027.2665 | 1026.5 | 1027.3612 | [8 empty] | 2005-08-15 | 42.321
|  | 2009-05-14 05:25 | [10 empty] | 2016-09-01 | 1026.889 | 1026.5 | 1029.4597 | [8 empty] | 2005-08-16 | 41.694
|  | 2009-05-21 | 0.0439 | [9 empty] | 2016-10-01 | 1026.6945 | 1026.5 | 1028.0208 | [8 empty] | 2005-08-17 | 41.694
|  | 2009-05-21 05:20 | 0.0439 | [9 empty] | 2016-11-01 | 1026.5973 | 1026.5 | 1027.5327 | [8 empty] | 2005-08-18 | 41.694
|  | 2009-05-31 | 0.0176 | [9 empty] | 2016-12-01 | 1026.5486 | 1026.5 | 1028.0669 | [8 empty] | 2005-08-19 | 41.694
|  | 2009-05-31 06:10 | 0.0176 | [9 empty] | 2017-01-01 | 1026.5243 | 1026.5 | 1028.4916 | [8 empty] | 2005-08-20 | 41.694
|  | 2009-06-07 | 0.0132 | [9 empty] | 2017-02-01 | 1026.5122 | 1026.5 | 1028.6627 | [8 empty] | 2005-08-21 | 41.694
|  | 2009-06-07 16:40 | 0.0132 | [9 empty] | 2017-03-01 | 1026.5061 | 1026.5 | 1027.6033 | [8 empty] | 2005-08-22 | 41.694
|  | 2009-06-08 | 0.0182 | [9 empty] | 2017-04-01 | 1026.5031 | 1026.5 | 1027.0619 | [8 empty] | 2005-08-23 | 17.007
|  | 2009-06-08 11:55 | 0.0182 | [9 empty] | 2017-05-01 | 1026.5015 | 1026.5 | 1027.2981 | [8 empty] | 2005-08-24 | 17.007
|  | 2009-06-14 | 0.0221 | [9 empty] | 2017-06-01 | 1029.4434 | 1026.5 | 1029.4481 | [8 empty] | 2005-08-25 | 17.007
|  | 2009-06-14 11:55 | 0.0221 | [9 empty] | 2017-07-01 | 1028.0123 | 1026.5 | 1028.0149 | [8 empty] | 2005-08-26 | 17.007
|  | 2009-06-21 | 0.0375 | [9 empty] | 2017-08-01 | 1027.2667 | 1026.5 | 1027.3406 | [8 empty] | 2005-08-27 | 17.007
|  | 2009-06-21 01:10 | [10 empty] | 2017-09-01 | 1026.8892 | 1026.5 | 1029.4597 | [8 empty] | 2005-08-28 | 17.007
|  | 2009-06-21 13:10 | 0.0375 | [9 empty] | 2017-10-01 | 1026.6946 | 1026.5 | 1028.0208 | [8 empty] | 2005-08-29 | 17.007
|  | 2009-06-28 | 0.0379 | [9 empty] | 2017-11-01 | 1026.5973 | 1026.5 | 1027.271 | [8 empty] | 2005-08-30 | 17.007
|  | 2009-06-28 06:05 | 0.0379 | [9 empty] | 2017-12-01 | 1026.5486 | 1026.5 | 1027.0548 | [8 empty] | 2005-08-31 | 0
|  | 2009-07-05 | 0.033 | [9 empty] | 2018-01-01 | 1026.5243 | 1026.5 | 1027.4924 | [8 empty] | 2005-09-01 | 0
|  | 2009-07-05 05:10 | 0.028 | [9 empty] | 2018-02-01 | 1026.5122 | 1026.5 | 1027.0065 | [8 empty] | 2005-09-02 | 0
|  | 2009-07-12 | 0.03 | [9 empty] | 2018-03-01 | 1026.5061 | 1026.5 | 1027.1986 | [8 empty] | 2005-09-03 | 0
|  | 2009-07-12 08:50 | 0.0337 | [9 empty] | 2018-04-01 | 1026.5031 | 1026.5 | 1027.3881 | [8 empty] | 2005-09-04 | 0
|  | 2009-07-13 | 0.0402 | [9 empty] | 2018-05-01 | 1026.5015 | 1026.5 | 1027.5942 | [8 empty] | 2005-09-05 | 0
|  | 2009-07-13 10:00 | 0.0402 | [9 empty] | 2018-06-01 | 1029.4418 | 1026.5 | 1029.4481 | [8 empty] | 2005-09-06 | 0
|  | 2009-07-19 | 0.0607 | [9 empty] | 2018-07-01 | 1028.0116 | 1026.5 | 1028.1099 | [8 empty] | 2005-09-07 | 0
|  | 2009-07-19 10:15 | 0.0607 | [9 empty] | 2018-08-01 | 1027.2662 | 1026.5 | 1027.3171 | [8 empty] | 2005-09-08 | 0
|  | 2009-07-26 08:45 | 0.0673 | [9 empty] | 2018-09-01 | 1026.8889 | 1026.5 | 1029.4597 | [8 empty] | 2005-09-09 | 0
|  | 2009-08-02 | 0.0462 | [9 empty] | 2018-10-01 | 1026.6945 | 1026.5 | 1028.0208 | [8 empty] | 2005-09-10 | 0
|  | 2009-08-02 14:55 | 0.07 | [9 empty] | 2018-11-01 | 1026.5972 | 1026.5 | 1027.3734 | [8 empty] | 2005-09-11 | 0
|  | 2009-08-09 | 0.0457 | [9 empty] | 2018-12-01 | 1026.5486 | 1026.5 | 1027.7255 | [8 empty] | 2005-09-12 | 0
|  | 2009-08-09 16:50 | 0.0457 | [9 empty] | 2019-01-01 | 1026.5243 | 1026.5 | 1028.002 | [8 empty] | 2005-09-13 | 0
|  | 2009-08-15 | 0.0483 | [9 empty] | 2019-02-01 | 1026.5122 | 1026.5 | 1027.2612 | [8 empty] | 2005-09-14 | 0
|  | 2009-08-15 13:25 | 0.0483 | [9 empty] | 2019-03-01 | 1026.5061 | 1026.5 | 1026.8862 | [8 empty] | 2005-09-15 | 0
|  | 2009-08-23 | 0.0327 | [9 empty] | 2019-04-01 | 1026.5031 | 1026.5 | 1027.0052 | [8 empty] | 2005-09-16 | 0
|  | 2009-08-23 11:00 | 0.0327 | [9 empty] | 2019-05-01 | 1026.5015 | 1026.5 | 1027.269 | [8 empty] | 2005-09-17 | 0
|  | 2009-08-30 | 0.0407 | [9 empty] | 2019-06-01 | 1029.4427 | 1026.5 | 1029.4481 | [8 empty] | 2005-09-18 | 0
|  | 2009-08-30 09:15 | 0.0407 | [9 empty] | 2019-07-01 | 1028.0121 | 1026.5 | 1028.0149 | [8 empty] | 2005-09-19 | 0
|  | 2009-09-02 19:15 | 0.042 | [9 empty] | 2019-08-01 | 1027.2666 | 1026.5 | 1027.3613 | [8 empty] | 2005-09-20 | 106.06
|  | 2009-09-03 | 0.042 | [9 empty] | 2019-09-01 | 1026.889 | 1026.5 | 1029.4545 | [8 empty] | 2005-09-21 | 106.06
|  | 2009-09-06 | 0.0511 | [9 empty] | 2019-10-01 | 1026.6945 | 1026.5 | 1028.0181 | [8 empty] | 2005-09-22 | 106.06
|  | 2009-09-06 09:10 | 0.0511 | [9 empty] | 2019-11-01 | 1026.5973 | 1026.5 | 1027.5665 | [8 empty] | 2005-09-23 | 143.19
|  | 2009-09-13 | 0.0577 | [9 empty] | 2019-12-01 | 1026.5486 | 1026.5 | 1028.0111 | [8 empty] | 2005-09-24 | 143.19
|  | 2009-09-13 08:20 | 0.0577 | [9 empty] | 2020-01-01 | 1026.5243 | 1026.5 | 1028.3748 | [8 empty] | 2005-09-25 | 143.19
|  | 2009-09-20 | 0.0611 | [9 empty] | 2020-02-01 | 1026.5122 | 1026.5 | 1027.4543 | [8 empty] | 2005-09-26 | 143.19
|  | 2009-09-20 09:40 | 0.0611 | [9 empty] | 2020-03-01 | 1026.5061 | 1026.5 | 1027.0939 | [8 empty] | 2005-09-27 | 197.5
|  | 2009-09-24 11:40 | 0.125 | [9 empty] | 2020-04-01 | 1026.5031 | 1026.5 | 1027.2748 | [8 empty] | 2005-09-28 | 244.55
|  | 2009-09-24 17:10 | 0.0159 | [9 empty] | 2020-05-01 | 1026.5015 | 1026.5 | 1027.4761 | [8 empty] | 2005-09-29 | 244.55
|  | 2009-10-07 | 0.0836 | [9 empty] | 2020-06-01 | 1029.441 | 1026.5 | 1029.4481 | [8 empty] | 2005-09-30 | 215.15
|  | 2009-10-07 11:40 | 0.082 | [9 empty] | 2020-07-01 | 1028.0112 | 1026.5 | 1028.1775 | [8 empty] | 2005-10-01 | 215.15
|  | 2009-10-07 17:49 | 0.0836 | [9 empty] | 2020-08-01 | 1027.2661 | 1026.5 | 1027.3522 | [8 empty] | 2005-10-02 | 215.15
|  | 2009-10-07 17:56 | 0.032 | [9 empty] | 2020-09-01 | 1026.8888 | 1026.5 | 1029.4597 | [8 empty] | 2005-10-03 | 215.15
|  | 2009-10-08 11:22 | 0.097 | [9 empty] | 2020-10-01 | 1026.6945 | 1026.5 | 1028.0208 | [8 empty] | 2005-10-04 | 226.2
|  | 2009-10-08 14:30 | 0.084 | [9 empty] | 2020-11-01 | 1026.5972 | 1026.5 | 1027.3602 | [8 empty] | 2005-10-05 | 226.2
|  | 2009-10-09 10:02 | 0.043 | [9 empty] | 2020-12-01 | 1026.5486 | 1026.5 | 1026.9379 | [8 empty] | 2005-10-06 | 0
|  | 2009-10-09 14:49 | 0.094 | [9 empty] | 2021-01-01 | 1026.5243 | 1026.5 | 1026.8973 | [8 empty] | 2005-10-07 | 0
|  | 2009-10-10 10:53 | 0.056 | [9 empty] | 2021-02-01 | 1026.5122 | 1026.5 | 1026.6987 | [8 empty] | 2005-10-08 | 0
|  | 2009-10-10 14:38 | 0.094 | [9 empty] | 2021-03-01 | 1026.5061 | 1026.5 | 1026.8987 | [8 empty] | 2005-10-09 | 0
|  | 2009-10-11 11:55 | 0.038 | [9 empty] | 2021-04-01 | 1026.5031 | 1026.5 | 1027.095 | [8 empty] | 2005-10-10 | 0
|  | 2009-10-11 14:40 | 0.102 | [9 empty] | 2021-05-01 | 1026.5015 | 1026.5 | 1027.3099 | [8 empty] | 2005-10-11 | 0
|  | 2009-10-12 12:05 | 0.055 | [9 empty] | 2021-06-01 | 1029.4423 | 1026.5 | 1029.4481 | [8 empty] | 2005-10-12 | 0
|  | 2009-10-12 14:35 | 0.1 | [9 empty] | 2021-07-01 | 1028.0118 | 1026.5 | 1028.1864 | [8 empty] | 2005-10-13 | 0
|  | 2009-10-16 17:40 | 0.071 | [9 empty] | 2021-08-01 | 1027.2664 | 1026.5 | 1027.3612 | [8 empty] | 2005-10-14 | 0
|  | 2009-10-17 | 0.0895 | [9 empty] | 2021-09-01 | 1026.8889 | 1026.5 | 1029.4545 | [8 empty] | 2005-10-15 | 0
|  | 2009-10-17 12:25 | 0.115 | [9 empty] | 2021-10-01 | 1026.6945 | 1026.5 | 1028.0181 | [8 empty] | 2005-10-16 | 0
|  | 2009-10-17 12:35 | [10 empty] | 2021-11-01 | 1026.5973 | 1026.5 | 1027.4344 | [8 empty] | 2005-10-17 | 0
|  | 2009-10-17 16:50 | 0.114 | [9 empty] | 2021-12-01 | 1026.5486 | 1026.5 | 1027.9248 | [8 empty] | 2005-10-18 | 0
|  | 2009-10-18 10:40 | 0.04 | [9 empty] | 2022-01-01 | 1026.5243 | 1026.5 | 1028.3171 | [8 empty] | 2005-10-19 | 0
|  | 2009-10-18 15:44 | 0.12 | [21 empty] | 2005-10-20 | 0
|  | 2009-10-19 11:35 | 0.053 | [21 empty] | 2005-10-21 | 0
|  | 2009-10-19 16:58 | 0.096 | [21 empty] | 2005-10-22 | 0
|  | 2009-10-20 13:05 | 0.067667 | [21 empty] | 2005-10-23 | 0
|  | 2009-10-20 16:15 | 0.091 | [21 empty] | 2005-10-24 | 0
|  | 2009-10-21 12:58 | 0.062 | [21 empty] | 2005-10-25 | 0
|  | 2009-10-21 15:28 | 0.101 | [21 empty] | 2005-10-26 | 0
|  | 2009-10-22 12:21 | 0.04 | [21 empty] | 2005-10-27 | 0
|  | 2009-10-22 15:15 | 0.111 | [21 empty] | 2005-10-28 | 0
|  | 2009-10-23 12:50 | 0.084 | [21 empty] | 2005-10-29 | 0
|  | 2009-10-23 15:30 | 0.112 | [21 empty] | 2005-10-30 | 0
|  | 2009-10-24 15:31 | 0.05 | [21 empty] | 2005-10-31 | 0
|  | 2009-10-24 16:30 | 0.125 | [21 empty] | 2005-11-01 | 0
|  | 2009-10-25 | 0.0959 | [21 empty] | 2005-11-02 | 0
|  | 2009-10-25 13:40 | 0.086 | [21 empty] | 2005-11-03 | 0
|  | 2009-10-25 15:45 | 0.118 | [21 empty] | 2005-11-04 | 0
|  | 2009-10-26 12:40 | 0.089 | [21 empty] | 2005-11-05 | 0
|  | 2009-10-26 15:45 | 0.129 | [21 empty] | 2005-11-06 | 0
|  | 2009-10-27 10:57 | 0.121 | [21 empty] | 2005-11-07 | 0
|  | 2009-10-27 15:40 | 0.098 | [21 empty] | 2005-11-08 | 0
|  | 2009-10-28 11:23 | 0.081 | [21 empty] | 2005-11-09 | 0
|  | 2009-10-28 15:24 | 0.099 | [21 empty] | 2005-11-10 | 0
|  | 2009-10-29 14:09 | 0.081 | [21 empty] | 2005-11-11 | 0
|  | 2009-10-29 15:44 | 0.09 | [21 empty] | 2005-11-12 | 0
|  | 2009-10-30 11:28 | 0.082 | [21 empty] | 2005-11-13 | 0
|  | 2009-10-30 15:48 | 0.089 | [21 empty] | 2005-11-14 | 0
|  | 2009-10-31 11:24 | 0.065 | [21 empty] | 2005-11-15 | 0
|  | 2009-10-31 15:17 | 0.078 | [21 empty] | 2005-11-16 | 0
|  | 2009-11-01 | 0.095 | [21 empty] | 2005-11-17 | 0
|  | 2009-11-01 12:16 | 0.119 | [21 empty] | 2005-11-18 | 0
|  | 2009-11-01 15:52 | 0.092 | [21 empty] | 2005-11-19 | 0
|  | 2009-11-04 | 0.03 | [21 empty] | 2005-11-20 | 0
|  | 2009-11-04 15:09 | 0.03 | [21 empty] | 2005-11-21 | 0
|  | 2009-12-01 | 0.0331 | [21 empty] | 2005-11-22 | 0
|  | 2009-12-01 14:33 | [22 empty] | 2005-11-23 | 0
|  | 2009-12-01 14:43 | 0.0331 | [21 empty] | 2005-11-24 | 0
|  | 2010-01-11 | 0.0431 | [21 empty] | 2005-11-25 | 0
|  | 2010-01-11 12:32 | 0.0431 | [21 empty] | 2005-11-26 | 0
|  | 2010-02-22 | 0.022 | [21 empty] | 2005-11-27 | 0
|  | 2010-02-22 14:20 | 0.022 | [21 empty] | 2005-11-28 | 0
|  | 2010-03-10 | 0.0241 | [21 empty] | 2005-11-29 | 0
|  | 2010-03-10 08:52 | 0.0241 | [21 empty] | 2005-11-30 | 0
|  | 2010-03-22 | 0.0321 | [21 empty] | 2005-12-01 | 0
|  | 2010-03-22 07:20 | 3.2e-05 | [21 empty] | 2005-12-02 | 0
|  | 2010-03-22 17:46 | 0.032 | [21 empty] | 2005-12-03 | 0
|  | 2010-03-23 07:25 | 5.5e-05 | [21 empty] | 2005-12-04 | 0
|  | 2010-03-23 13:10 | 0.055 | [21 empty] | 2005-12-05 | 0
|  | 2010-03-24 08:42 | 0.000145 | [21 empty] | 2005-12-06 | 0
|  | 2010-03-24 09:23 | 0.145 | [21 empty] | 2005-12-07 | 0
|  | 2010-03-25 07:14 | 0.086 | [21 empty] | 2005-12-08 | 0
|  | 2010-03-25 08:13 | 8.6e-05 | [21 empty] | 2005-12-09 | 0
|  | 2010-03-25 10:41 | 8.15e-05 | [21 empty] | 2005-12-10 | 0
|  | 2010-03-25 14:49 | 0.0815 | [21 empty] | 2005-12-11 | 0
|  | 2010-03-26 08:06 | 0.098 | [21 empty] | 2005-12-12 | 0
|  | 2010-03-26 09:10 | 9.8e-05 | [21 empty] | 2005-12-13 | 0
|  | 2010-03-27 07:30 | 0.082 | [21 empty] | 2005-12-14 | 0
|  | 2010-03-27 07:51 | 8.2e-05 | [21 empty] | 2005-12-15 | 0
|  | 2010-03-28 07:35 | 0.0915 | [21 empty] | 2005-12-16 | 0
|  | 2010-03-28 17:51 | 9.15e-05 | [21 empty] | 2005-12-17 | 0
|  | 2010-03-29 08:32 | 0.091 | [21 empty] | 2005-12-18 | 0
|  | 2010-03-29 13:21 | 9.1e-05 | [21 empty] | 2005-12-19 | 0
|  | 2010-03-30 | 0.101 | [21 empty] | 2005-12-20 | 0
|  | 2010-03-30 07:04 | 9e-05 | [21 empty] | 2005-12-21 | 0
|  | 2010-03-30 08:06 | 0.087 | [21 empty] | 2005-12-22 | 0
|  | 2010-03-30 09:11 | 8.7e-05 | [21 empty] | 2005-12-23 | 0
|  | 2010-03-30 10:50 | 0.09 | [21 empty] | 2005-12-24 | 0
|  | 2010-03-31 09:03 | 0.0795 | [21 empty] | 2005-12-25 | 0
|  | 2010-03-31 14:46 | 7.95e-05 | [21 empty] | 2005-12-26 | 0
|  | 2010-04-01 07:57 | 0.0805 | [21 empty] | 2005-12-27 | 0
|  | 2010-04-01 08:00 | 8.05e-05 | [21 empty] | 2005-12-28 | 0
|  | 2010-04-05 07:20 | 2.75e-05 | [21 empty] | 2005-12-29 | 0
|  | 2010-04-05 07:25 | 5.9e-05 | [21 empty] | 2005-12-30 | 0
|  | 2010-04-05 08:09 | 0.0275 | [21 empty] | 2005-12-31 | 0
|  | 2010-04-05 11:09 | 0.059 | [21 empty] | 2006-01-01 | 0
|  | 2010-04-06 | 0.11 | [21 empty] | 2006-01-02 | 0
|  | 2010-04-06 08:24 | 0.0915 | [21 empty] | 2006-01-03 | 0
|  | 2010-04-06 08:42 | 9.15e-05 | [21 empty] | 2006-01-04 | 0
|  | 2010-04-07 08:13 | 8.85e-05 | [21 empty] | 2006-01-05 | 0
|  | 2010-04-07 08:48 | 0.0885 | [21 empty] | 2006-01-06 | 0
|  | 2010-04-08 10:41 | 8.85e-05 | [21 empty] | 2006-01-07 | 0
|  | 2010-04-08 10:43 | 0.0885 | [21 empty] | 2006-01-08 | 0
|  | 2010-04-09 07:55 | 0.0945 | [21 empty] | 2006-01-09 | 0
|  | 2010-04-09 09:10 | 9.45e-05 | [21 empty] | 2006-01-10 | 0
|  | 2010-04-10 07:30 | 0.089 | [21 empty] | 2006-01-11 | 0
|  | 2010-04-10 07:51 | 8.9e-05 | [21 empty] | 2006-01-12 | 0
|  | 2010-04-11 07:50 | 0.0635 | [21 empty] | 2006-01-13 | 0
|  | 2010-04-11 10:54 | 6.35e-05 | [21 empty] | 2006-01-14 | 0
|  | 2010-04-12 08:14 | 0.0645 | [21 empty] | 2006-01-15 | 0
|  | 2010-04-12 08:36 | 6.45e-05 | [21 empty] | 2006-01-16 | 0
|  | 2010-04-13 | 0.0925 | [21 empty] | 2006-01-17 | 0
|  | 2010-04-13 08:57 | 7.35e-05 | [21 empty] | 2006-01-18 | 0
|  | 2010-04-13 09:04 | 0.0735 | [21 empty] | 2006-01-19 | 0
|  | 2010-04-14 08:20 | 0.059 | [21 empty] | 2006-01-20 | 0
|  | 2010-04-14 10:34 | 5.9e-05 | [21 empty] | 2006-01-21 | 0
|  | 2010-04-15 08:05 | 0.063 | [21 empty] | 2006-01-22 | 0
|  | 2010-04-15 08:07 | 6.3e-05 | [21 empty] | 2006-01-23 | 0
|  | 2010-04-20 | 0.0738 | [21 empty] | 2006-01-24 | 0
|  | 2010-04-20 14:16 | 9.3e-05 | [21 empty] | 2006-01-25 | 0
|  | 2010-04-20 14:43 | 0.093 | [21 empty] | 2006-01-26 | 0
|  | 2010-04-23 07:34 | 0.056 | [21 empty] | 2006-01-27 | 0
|  | 2010-04-23 07:40 | 5.6e-05 | [21 empty] | 2006-01-28 | 0
|  | 2010-04-25 07:40 | 6.4e-05 | [21 empty] | 2006-01-29 | 0
|  | 2010-04-25 07:44 | 0.064 | [21 empty] | 2006-01-30 | 0
|  | 2010-04-26 08:30 | 3.5e-05 | [21 empty] | 2006-01-31 | 6.8154
|  | 2010-04-26 08:43 | 0.035 | [21 empty] | 2006-02-01 | 6.8154
|  | 2010-04-27 | 0.0427 | [21 empty] | 2006-02-02 | 6.8154
|  | 2010-04-27 01:50 | 0.034 | [21 empty] | 2006-02-03 | 6.8154
|  | 2010-04-27 09:10 | 3.4e-05 | [21 empty] | 2006-02-04 | 6.8154
|  | 2010-04-27 13:50 | 0.0427 | [21 empty] | 2006-02-05 | 6.8154
|  | 2010-04-29 08:26 | 3.6e-05 | [21 empty] | 2006-02-06 | 6.8154
|  | 2010-04-29 15:35 | 0.036 | [21 empty] | 2006-02-07 | 6.8154
|  | 2010-05-02 08:12 | 5.1e-05 | [21 empty] | 2006-02-08 | 6.8154
|  | 2010-05-02 09:05 | 0.051 | [21 empty] | 2006-02-09 | 6.8154
|  | 2010-05-02 14:15 | [22 empty] | 2006-02-10 | 6.8154
|  | 2010-05-03 07:40 | 4.65e-05 | [21 empty] | 2006-02-11 | 6.8154
|  | 2010-05-03 08:29 | 0.0465 | [21 empty] | 2006-02-12 | 6.8154
|  | 2010-05-04 | 0.063 | [21 empty] | 2006-02-13 | 6.8154
|  | 2010-05-04 07:40 | 6.6e-05 | [21 empty] | 2006-02-14 | 0
|  | 2010-05-04 08:37 | 0.066 | [21 empty] | 2006-02-15 | 0
|  | 2010-05-04 08:49 | 0.063 | [21 empty] | 2006-02-16 | 5.9065
|  | 2010-05-05 08:20 | 6.4e-05 | [21 empty] | 2006-02-17 | 5.9065
|  | 2010-05-05 08:41 | 0.064 | [21 empty] | 2006-02-18 | 5.9065
|  | 2010-05-06 08:21 | 8.5e-05 | [21 empty] | 2006-02-19 | 5.9065
|  | 2010-05-06 08:50 | 0.085 | [21 empty] | 2006-02-20 | 5.9065
|  | 2010-05-07 06:35 | 0.058 | [21 empty] | 2006-02-21 | 129.49
|  | 2010-05-07 14:36 | 5.8e-05 | [21 empty] | 2006-02-22 | 141.99
|  | 2010-05-08 08:04 | 0.06 | [21 empty] | 2006-02-23 | 141.99
|  | 2010-05-08 08:52 | 6e-05 | [21 empty] | 2006-02-24 | 210.14
|  | 2010-05-09 08:13 | 0.065 | [21 empty] | 2006-02-25 | 210.14
|  | 2010-05-09 08:30 | 6.5e-05 | [21 empty] | 2006-02-26 | 210.14
|  | 2010-05-10 08:19 | 0.059 | [21 empty] | 2006-02-27 | 210.14
|  | 2010-05-10 12:15 | 5.9e-05 | [21 empty] | 2006-02-28 | 177.51
|  | 2010-05-11 | 0.0454 | [21 empty] | 2006-03-01 | 177.51
|  | 2010-05-11 08:20 | 0.046 | [21 empty] | 2006-03-02 | 208.47
|  | 2010-05-11 09:04 | [22 empty] | 2006-03-03 | 181.04
|  | 2010-05-11 13:55 | 4.6e-05 | [21 empty] | 2006-03-04 | 181.04
|  | 2010-05-12 08:39 | 0.059 | [21 empty] | 2006-03-05 | 195.3
|  | 2010-05-12 13:55 | 5.9e-05 | [21 empty] | 2006-03-06 | 195.3
|  | 2010-05-13 07:37 | 0.051 | [21 empty] | 2006-03-07 | 194.21
|  | 2010-05-13 16:52 | 5.1e-05 | [21 empty] | 2006-03-08 | 194.21
|  | 2010-05-14 07:46 | 0.052 | [21 empty] | 2006-03-09 | 208.47
|  | 2010-05-14 13:55 | 5.2e-05 | [21 empty] | 2006-03-10 | 0
|  | 2010-05-15 07:24 | 0.054 | [21 empty] | 2006-03-11 | 0
|  | 2010-05-15 07:54 | 5.4e-05 | [21 empty] | 2006-03-12 | 0
|  | 2010-05-16 08:03 | 0.043 | [21 empty] | 2006-03-13 | 0
|  | 2010-05-16 08:32 | 4.3e-05 | [21 empty] | 2006-03-14 | 0
|  | 2010-05-17 08:27 | 0.04 | [21 empty] | 2006-03-15 | 0
|  | 2010-05-17 13:56 | 4e-05 | [21 empty] | 2006-03-16 | 0
|  | 2010-05-18 | 0.0385 | [21 empty] | 2006-03-17 | 0
|  | 2010-05-18 08:34 | 0.034 | [21 empty] | 2006-03-18 | 0
|  | 2010-05-18 09:00 | 3.4e-05 | [21 empty] | 2006-03-19 | 0
|  | 2010-05-18 11:02 | 0.0385 | [21 empty] | 2006-03-20 | 0
|  | 2010-05-18 14:43 | [22 empty] | 2006-03-21 | 0
|  | 2010-05-19 | 0.0398 | [21 empty] | 2006-03-22 | 0
|  | 2010-05-19 08:25 | 0.033 | [21 empty] | 2006-03-23 | 0
|  | 2010-05-19 15:36 | 3.3e-05 | [21 empty] | 2006-03-24 | 0
|  | 2010-05-20 08:00 | 3.8e-05 | [21 empty] | 2006-03-25 | 0
|  | 2010-05-20 08:18 | 0.038 | [21 empty] | 2006-03-26 | 0
|  | 2010-05-21 08:36 | 0.026 | [21 empty] | 2006-03-27 | 0
|  | 2010-05-21 09:00 | 2.6e-05 | [21 empty] | 2006-03-28 | 0
|  | 2010-05-22 07:50 | 2.2e-05 | [21 empty] | 2006-03-29 | 0
|  | 2010-05-22 08:05 | 0.022 | [21 empty] | 2006-03-30 | 0
|  | 2010-05-23 08:16 | 0.026 | [21 empty] | 2006-03-31 | 0
|  | 2010-05-23 08:35 | 2.6e-05 | [21 empty] | 2006-04-01 | 0
|  | 2010-05-24 07:33 | 0.024 | [21 empty] | 2006-04-02 | 0
|  | 2010-05-24 08:49 | 2.4e-05 | [21 empty] | 2006-04-03 | 0
|  | 2010-05-25 | 0.0226 | [21 empty] | 2006-04-04 | 0
|  | 2010-05-25 08:40 | 0.022 | [21 empty] | 2006-04-05 | 0
|  | 2010-05-25 08:48 | 2.2e-05 | [21 empty] | 2006-04-06 | 0
|  | 2010-05-25 13:50 | [22 empty] | 2006-04-07 | 0
|  | 2010-05-26 08:19 | 0.024 | [21 empty] | 2006-04-08 | 0
|  | 2010-05-26 08:56 | 2.4e-05 | [21 empty] | 2006-04-09 | 0
|  | 2010-05-27 06:43 | 2.8e-05 | [21 empty] | 2006-04-10 | 0
|  | 2010-05-27 09:07 | 0.028 | [21 empty] | 2006-04-11 | 0
|  | 2010-06-01 | 0.0426 | [21 empty] | 2006-04-12 | 0
|  | 2010-06-01 08:40 | 0.0426 | [21 empty] | 2006-04-13 | 0
|  | 2010-06-01 08:45 | [22 empty] | 2006-04-14 | 0
|  | 2010-06-08 | 0.0399 | [21 empty] | 2006-04-15 | 0
|  | 2010-06-08 07:55 | 4e-05 | [21 empty] | 2006-04-16 | 0
|  | 2010-06-08 08:36 | 0.04 | [21 empty] | 2006-04-17 | 0
|  | 2010-06-15 | 0.0484 | [21 empty] | 2006-04-18 | 0
|  | 2010-06-15 08:07 | 4.6e-05 | [21 empty] | 2006-04-19 | 0
|  | 2010-06-15 09:01 | 0.046 | [21 empty] | 2006-04-20 | 0
|  | 2010-06-15 09:11 | [22 empty] | 2006-04-21 | 0
|  | 2010-06-22 | 0.0455 | [21 empty] | 2006-04-22 | 0
|  | 2010-06-22 08:25 | 0.000114 | [21 empty] | 2006-04-23 | 0
|  | 2010-06-22 09:56 | 0.114 | [21 empty] | 2006-04-24 | 0
|  | 2010-06-24 08:05 | 4.4e-05 | [21 empty] | 2006-04-25 | 0
|  | 2010-06-24 09:13 | 0.044 | [21 empty] | 2006-04-26 | 0
|  | 2010-06-29 | 0.0493 | [21 empty] | 2006-04-27 | 0
|  | 2010-06-29 08:31 | 4.7e-05 | [21 empty] | 2006-04-28 | 0
|  | 2010-06-29 09:50 | 0.047 | [21 empty] | 2006-04-29 | 0
|  | 2010-06-29 09:55 | [22 empty] | 2006-04-30 | 0
|  | 2010-07-06 | 0.0334 | [21 empty] | 2006-05-01 | 0
|  | 2010-07-06 07:32 | 4.8e-05 | [21 empty] | 2006-05-02 | 39.756
|  | 2010-07-06 09:56 | 0.048 | [21 empty] | 2006-05-03 | 39.756
|  | 2010-07-13 | 0.0429 | [21 empty] | 2006-05-04 | 58.158
|  | 2010-07-13 07:37 | 4e-05 | [21 empty] | 2006-05-05 | 58.158
|  | 2010-07-13 08:45 | 0.04 | [21 empty] | 2006-05-06 | 58.158
|  | 2010-07-20 | 0.0583 | [21 empty] | 2006-05-07 | 58.158
|  | 2010-07-20 07:34 | 4.6e-05 | [21 empty] | 2006-05-08 | 58.158
|  | 2010-07-20 10:08 | 0.046 | [21 empty] | 2006-05-09 | 270.34
|  | 2010-07-27 | 0.0726 | [21 empty] | 2006-05-10 | 270.34
|  | 2010-07-27 07:55 | 6.3e-05 | [21 empty] | 2006-05-11 | 270.34
|  | 2010-07-27 09:01 | 0.063 | [21 empty] | 2006-05-12 | 108.25
|  | 2010-07-27 09:11 | [22 empty] | 2006-05-13 | 108.25
|  | 2010-08-03 | 0.0179 | [21 empty] | 2006-05-14 | 108.25
|  | 2010-08-03 13:14 | 0.019 | [21 empty] | 2006-05-15 | 108.25
|  | 2010-08-03 14:50 | 0.019 | [21 empty] | 2006-05-16 | 0
|  | 2010-08-10 | 0.0614 | [21 empty] | 2006-05-17 | 0
|  | 2010-08-10 08:23 | 5.4e-05 | [21 empty] | 2006-05-18 | 0
|  | 2010-08-10 08:56 | 0.054 | [21 empty] | 2006-05-19 | 0
|  | 2010-08-17 | 0.052 | [21 empty] | 2006-05-20 | 0
|  | 2010-08-17 08:29 | 5.1e-05 | [21 empty] | 2006-05-21 | 0
|  | 2010-08-17 08:50 | 0.051 | [21 empty] | 2006-05-22 | 0
|  | 2010-08-24 | 0.0424 | [21 empty] | 2006-05-23 | 0
|  | 2010-08-24 08:22 | 3.7e-05 | [21 empty] | 2006-05-24 | 104.24
|  | 2010-08-24 08:40 | 0.037 | [21 empty] | 2006-05-25 | 104.24
|  | 2010-08-24 08:45 | [22 empty] | 2006-05-26 | 105.33
|  | 2010-08-31 | 0.0496 | [21 empty] | 2006-05-27 | 105.33
|  | 2010-08-31 08:14 | 4.6e-05 | [21 empty] | 2006-05-28 | 105.33
|  | 2010-08-31 14:10 | 0.046 | [21 empty] | 2006-05-29 | 105.33
|  | 2010-09-07 | 0.0411 | [21 empty] | 2006-05-30 | 89.24
|  | 2010-09-07 08:25 | 0.000101 | [21 empty] | 2006-05-31 | 89.24
|  | 2010-09-07 09:30 | 0.101 | [21 empty] | 2006-06-01 | 89.24
|  | 2010-10-21 | 0.0239 | [21 empty] | 2006-06-02 | 0
|  | 2010-10-21 11:30 | 0.0239 | [21 empty] | 2006-06-03 | 0
|  | 2010-11-03 14:10 | 0.0347 | [21 empty] | 2006-06-04 | 0
|  | 2010-11-09 | 0.036 | [21 empty] | 2006-06-05 | 0
|  | 2010-11-09 16:28 | 0.036 | [21 empty] | 2006-06-06 | 0
|  | 2010-11-17 07:27 | 0.000118 | [21 empty] | 2006-06-07 | 0
|  | 2010-11-17 07:59 | 0.000113 | [21 empty] | 2006-06-08 | 0
|  | 2010-11-17 08:10 | 0.000117 | [21 empty] | 2006-06-09 | 0
|  | 2010-11-17 08:30 | 0.000119 | [21 empty] | 2006-06-10 | 0
|  | 2010-11-17 12:20 | 0.113 | [21 empty] | 2006-06-11 | 0
|  | 2010-11-17 15:16 | 0.117 | [21 empty] | 2006-06-12 | 0
|  | 2010-11-17 16:40 | 0.118 | [21 empty] | 2006-06-13 | 2.9258
|  | 2010-11-17 16:41 | 0.119 | [21 empty] | 2006-06-14 | 2.9258
|  | 2010-11-18 | 0.135 | [21 empty] | 2006-06-15 | 2.9258
|  | 2010-11-18 08:15 | 0.00011 | [21 empty] | 2006-06-16 | 2.9258
|  | 2010-11-18 10:30 | 0.11 | [21 empty] | 2006-06-17 | 2.9258
|  | 2010-11-19 09:03 | 0.000109 | [21 empty] | 2006-06-18 | 2.9258
|  | 2010-11-19 11:25 | 0.109 | [21 empty] | 2006-06-19 | 2.9258
|  | 2010-11-20 07:48 | 0.000109 | [21 empty] | 2006-06-20 | 2.9258
|  | 2010-11-20 10:00 | 0.109 | [21 empty] | 2006-06-21 | 2.9258
|  | 2010-11-21 07:44 | 0.000104 | [21 empty] | 2006-06-22 | 87.046
|  | 2010-11-21 10:00 | 0.104 | [21 empty] | 2006-06-23 | 87.046
|  | 2010-11-22 07:50 | 0.000104 | [21 empty] | 2006-06-24 | 87.046
|  | 2010-11-22 09:55 | 0.104 | [21 empty] | 2006-06-25 | 87.046
|  | 2010-11-23 08:15 | 0.000101 | [21 empty] | 2006-06-26 | 87.046
|  | 2010-11-23 10:08 | 0.101 | [21 empty] | 2006-06-27 | 87.046
|  | 2010-11-24 08:25 | 9.9e-05 | [21 empty] | 2006-06-28 | 0
|  | 2010-11-24 08:37 | 0.0001 | [21 empty] | 2006-06-29 | 0
|  | 2010-11-24 09:19 | 0.099 | [21 empty] | 2006-06-30 | 0
|  | 2010-11-24 17:02 | 0.1 | [21 empty] | 2006-07-01 | 0
|  | 2010-11-25 | 0.13 | [21 empty] | 2006-07-02 | 0
|  | 2010-11-25 07:50 | 9.2e-05 | [21 empty] | 2006-07-03 | 0
|  | 2010-11-25 08:24 | 0.000101 | [21 empty] | 2006-07-04 | 0
|  | 2010-11-25 10:06 | 0.101 | [21 empty] | 2006-07-05 | 0
|  | 2010-11-25 16:20 | 0.092 | [21 empty] | 2006-07-06 | 0
|  | 2010-11-26 06:51 | 9.3e-05 | [21 empty] | 2006-07-07 | 0
|  | 2010-11-26 06:55 | 8.8e-05 | [21 empty] | 2006-07-08 | 0
|  | 2010-11-26 10:05 | 0.088 | [21 empty] | 2006-07-09 | 0
|  | 2010-11-26 17:10 | 0.093 | [21 empty] | 2006-07-10 | 0
|  | 2010-11-27 08:10 | 8.7e-05 | [21 empty] | 2006-07-11 | 21.944
|  | 2010-11-27 08:26 | 8.9e-05 | [21 empty] | 2006-07-12 | 21.944
|  | 2010-11-27 08:55 | 0.087 | [21 empty] | 2006-07-13 | 21.944
|  | 2010-11-27 17:55 | 0.089 | [21 empty] | 2006-07-14 | 0
|  | 2010-11-28 08:12 | 8.6e-05 | [21 empty] | 2006-07-15 | 0
|  | 2010-11-28 08:25 | 8.8e-05 | [21 empty] | 2006-07-16 | 0
|  | 2010-11-28 08:32 | 0.088 | [21 empty] | 2006-07-17 | 0
|  | 2010-11-28 16:00 | 0.086 | [21 empty] | 2006-07-18 | 0
|  | 2010-11-29 07:45 | 8.9e-05 | [21 empty] | 2006-07-19 | 0
|  | 2010-11-29 07:55 | 9.1e-05 | [21 empty] | 2006-07-20 | 1.7553
|  | 2010-11-29 09:51 | 0.091 | [21 empty] | 2006-07-21 | 1.7553
|  | 2010-11-29 15:09 | 0.089 | [21 empty] | 2006-07-22 | 1.7553
|  | 2010-11-30 08:10 | 8.9e-05 | [21 empty] | 2006-07-23 | 1.7553
|  | 2010-11-30 08:21 | 9e-05 | [21 empty] | 2006-07-24 | 1.7553
|  | 2010-11-30 12:02 | 0.089 | [21 empty] | 2006-07-25 | 25.393
|  | 2010-11-30 15:23 | 0.09 | [21 empty] | 2006-07-26 | 25.393
|  | 2010-12-01 08:17 | 8.3e-05 | [21 empty] | 2006-07-27 | 25.393
|  | 2010-12-01 08:28 | 8.5e-05 | [21 empty] | 2006-07-28 | 25.393
|  | 2010-12-01 08:37 | 0.085 | [21 empty] | 2006-07-29 | 25.393
|  | 2010-12-01 15:25 | 0.083 | [21 empty] | 2006-07-30 | 25.393
|  | 2010-12-02 | 0.108 | [21 empty] | 2006-07-31 | 25.393
|  | 2010-12-02 08:10 | 8.7e-05 | [21 empty] | 2006-08-01 | 0
|  | 2010-12-02 08:42 | 0.087 | [21 empty] | 2006-08-02 | 0
|  | 2011-01-18 14:10 | 0.0296 | [21 empty] | 2006-08-03 | 0
|  | 2011-02-01 16:21 | 0.0256 | [21 empty] | 2006-08-04 | 0
|  | 2011-03-14 14:12 | 0.0259 | [21 empty] | 2006-08-05 | 0
|  | 2011-03-24 17:23 | 0.125 | [21 empty] | 2006-08-06 | 0
|  | 2011-03-29 14:02 | 0.109 | [21 empty] | 2006-08-07 | 0
|  | 2011-04-05 08:42 | 0.109 | [21 empty] | 2006-08-08 | 52.666
|  | 2011-04-12 09:35 | 0.113 | [21 empty] | 2006-08-09 | 52.666
|  | 2011-04-19 09:47 | 0.107 | [21 empty] | 2006-08-10 | 52.666
|  | 2011-04-26 11:29 | 0.0975 | [21 empty] | 2006-08-11 | 52.666
|  | 2011-05-03 14:30 | 0.189 | [21 empty] | 2006-08-12 | 52.666
|  | 2011-05-04 14:45 | 0.0628 | [21 empty] | 2006-08-13 | 52.666
|  | 2011-05-10 08:37 | 0.0997 | [21 empty] | 2006-08-14 | 52.666
|  | 2011-05-17 09:07 | 0.0625 | [21 empty] | 2006-08-15 | 0
|  | 2011-05-24 09:10 | 0.0226 | [21 empty] | 2006-08-16 | 0
|  | 2011-05-31 10:15 | 0.0138 | [21 empty] | 2006-08-17 | 0
|  | 2011-06-07 09:45 | 0.074 | [21 empty] | 2006-08-18 | 0
|  | 2011-06-14 14:09 | 0.0186 | [21 empty] | 2006-08-19 | 0
|  | 2011-06-21 11:10 | 0.0137 | [21 empty] | 2006-08-20 | 0
|  | 2011-06-28 11:22 | 0.0194 | [21 empty] | 2006-08-21 | 0
|  | 2011-07-05 09:50 | 0.0206 | [21 empty] | 2006-08-22 | 0
|  | 2011-07-12 08:51 | 0.019 | [21 empty] | 2006-08-23 | 0
|  | 2011-07-19 09:19 | 0.0223 | [21 empty] | 2006-08-24 | 0
|  | 2011-07-26 08:44 | 0.0356 | [21 empty] | 2006-08-25 | 0
|  | 2011-08-02 08:28 | 0.0351 | [21 empty] | 2006-08-26 | 0
|  | 2011-08-09 08:49 | 0.0276 | [21 empty] | 2006-08-27 | 0
|  | 2011-08-16 08:51 | 0.0161 | [21 empty] | 2006-08-28 | 0
|  | 2011-08-23 08:35 | 0.0166 | [21 empty] | 2006-08-29 | 98.749
|  | 2011-08-25 11:31 | 0.0166 | [21 empty] | 2006-08-30 | 80.567
|  | 2011-08-30 08:54 | 0.0182 | [21 empty] | 2006-08-31 | 80.567
|  | 2011-09-06 08:47 | 0.0236 | [21 empty] | 2006-09-01 | 80.567
|  | 2011-09-13 09:45 | 0.0211 | [21 empty] | 2006-09-02 | 80.567
|  | 2011-09-20 09:06 | 0.0247 | [21 empty] | 2006-09-03 | 80.567
|  | 2011-09-27 09:55 | 0.0296 | [21 empty] | 2006-09-04 | 80.567
|  | 2011-10-25 13:40 | 0.0263 | [21 empty] | 2006-09-05 | 80.567
|  | 2011-11-23 09:20 | 0.0861 | [21 empty] | 2006-09-06 | 0
|  | 2011-11-29 09:35 | 0.102 | [21 empty] | 2006-09-07 | 0
|  | 2011-12-08 08:00 | 0.146 | [21 empty] | 2006-09-08 | 0
|  | 2012-01-18 15:20 | 0.031 | [21 empty] | 2006-09-09 | 0
|  | 2012-02-02 12:52 | 0.0281 | [21 empty] | 2006-09-10 | 0
| 41275 | 2012-03-05 11:30 | 0.0322 | [21 empty] | 2006-09-11 | 0
| 0 | 2012-01-01 | 0.047181 | 0.038118 | 0.066826 | [19 empty] | 2006-09-12 | 0
| 0 | 2012-02-01 | 0.038114 | 0.019512 | 0.052609 | [19 empty] | 2006-09-13 | 7.2103
| 0 | 2012-03-01 | 0.036861 | 0.021283 | 0.053057 | [19 empty] | 2006-09-14 | 7.2103
| 0 | 2012-04-01 | 0.031138 | 0.02353 | 0.040401 | [19 empty] | 2006-09-15 | 7.2103
| 1 | 2012-05-01 | 0.033305 | 0.012631 | 0.078428 | 0.033305 | 0.012631 | 0.078428 | [16 empty] | 2006-09-16 | 7.2103
| 1 | 2012-06-01 | 0.044105 | 0.026365 | 0.070595 | 0.044105 | 0.026365 | 0.070595 | [16 empty] | 2006-09-17 | 7.2103
| 1 | 2012-07-01 | 0.052964 | 0.03741 | 0.075842 | 0.052964 | 0.03741 | 0.075842 | [16 empty] | 2006-09-18 | 7.2103
| 1 | 2012-08-01 | 0.04584 | 0.019966 | 0.074028 | 0.04584 | 0.019966 | 0.074028 | [16 empty] | 2006-09-19 | 7.2103
| 1 | 2012-09-01 | 0.047513 | 0.040229 | 0.072163 | 0.047513 | 0.040229 | 0.072163 | [16 empty] | 2006-09-20 | 250.16
| 0 | 2012-10-01 | 0.026353 | 0.016406 | 0.044986 | [19 empty] | 2006-09-21 | 239.19
| 0 | 2012-11-01 | 0.027967 | 0.017202 | 0.043672 | [19 empty] | 2006-09-22 | 0
| 0 | 2012-12-01 | 0.02598 | 0.01368 | 0.037819 | [19 empty] | 2006-09-23 | 0
| 0 | 2013-01-01 | 0.026678 | 0.017402 | 0.035535 | [19 empty] | 2006-09-24 | 0
| 0 | 2013-02-01 | 0.026618 | 0.018291 | 0.038402 | [19 empty] | 2006-09-25 | 0
| 0 | 2013-03-01 | 0.028888 | 0.012793 | 0.04494 | [19 empty] | 2006-09-26 | 0
| 0 | 2013-04-01 | 0.027393 | 0.017508 | 0.038142 | [19 empty] | 2006-09-27 | 0
| 1 | 2013-05-01 | 0.035333 | 0.011912 | 0.07355 | 0.035333 | 0.011912 | 0.07355 | [16 empty] | 2006-09-28 | 0
| 1 | 2013-06-01 | 0.042485 | 0.026072 | 0.070421 | 0.042485 | 0.026072 | 0.070421 | [16 empty] | 2006-09-29 | 0
| 1 | 2013-07-01 | 0.054003 | 0.031021 | 0.072979 | 0.054003 | 0.031021 | 0.072979 | [16 empty] | 2006-09-30 | 0
| 1 | 2013-08-01 | 0.044656 | 0.014085 | 0.077111 | 0.044656 | 0.014085 | 0.077111 | [16 empty] | 2006-10-01 | 0
| 1 | 2013-09-01 | 0.045681 | 0.038563 | 0.060097 | 0.045681 | 0.038563 | 0.060097 | [16 empty] | 2006-10-02 | 0
| 0 | 2013-10-01 | 0.025924 | 0.019292 | 0.03662 | [19 empty] | 2006-10-03 | 0
| 0 | 2013-11-01 | 0.028585 | 0.018298 | 0.035372 | [19 empty] | 2006-10-04 | 0
| 0 | 2013-12-01 | 0.025689 | 0.018427 | 0.0341 | [19 empty] | 2006-10-05 | 0
| 0 | 2014-01-01 | 0.026672 | 0.01899 | 0.039865 | [19 empty] | 2006-10-06 | 0
| 0 | 2014-02-01 | 0.027066 | 0.019192 | 0.038178 | [19 empty] | 2006-10-07 | 0
| 0 | 2014-03-01 | 0.029779 | 0.016812 | 0.049677 | [19 empty] | 2006-10-08 | 0
| 0 | 2014-04-01 | 0.027977 | 0.019546 | 0.036677 | [19 empty] | 2006-10-09 | 0
| 1 | 2014-05-01 | 0.033494 | 0.012337 | 0.076584 | 0.033494 | 0.012337 | 0.076584 | [16 empty] | 2006-10-10 | 0
| 1 | 2014-06-01 | 0.040856 | 0.026011 | 0.078385 | 0.040856 | 0.026011 | 0.078385 | [16 empty] | 2006-10-11 | 0
| 1 | 2014-07-01 | 0.05311 | 0.030631 | 0.071098 | 0.05311 | 0.030631 | 0.071098 | [16 empty] | 2006-10-12 | 0
| 1 | 2014-08-01 | 0.04681 | 0.020501 | 0.066824 | 0.04681 | 0.020501 | 0.066824 | [16 empty] | 2006-10-13 | 0
| 1 | 2014-09-01 | 0.048044 | 0.039485 | 0.063403 | 0.048044 | 0.039485 | 0.063403 | [16 empty] | 2006-10-14 | 0
| 0 | 2014-10-01 | 0.027331 | 0.019439 | 0.039852 | [19 empty] | 2006-10-15 | 0
| 0 | 2014-11-01 | 0.028836 | 0.022403 | 0.040185 | [19 empty] | 2006-10-16 | 0
| 0 | 2014-12-01 | 0.025906 | 0.015382 | 0.037537 | [19 empty] | 2006-10-17 | 0
| 0 | 2015-01-01 | 0.027767 | 0.017833 | 0.041942 | [19 empty] | 2006-10-18 | 0
| 0 | 2015-02-01 | 0.027526 | 0.01738 | 0.038103 | [19 empty] | 2006-10-19 | 0
| 0 | 2015-03-01 | 0.031654 | 0.012108 | 0.043566 | [19 empty] | 2006-10-20 | 0
| 0 | 2015-04-01 | 0.028977 | 0.018289 | 0.040399 | [19 empty] | 2006-10-21 | 0
| 1 | 2015-05-01 | 0.033106 | 0.012768 | 0.071867 | 0.033106 | 0.012768 | 0.071867 | [16 empty] | 2006-10-22 | 0
| 1 | 2015-06-01 | 0.043927 | 0.02419 | 0.0784 | 0.043927 | 0.02419 | 0.0784 | [16 empty] | 2006-10-23 | 0
| 1 | 2015-07-01 | 0.054758 | 0.03536 | 0.076157 | 0.054758 | 0.03536 | 0.076157 | [16 empty] | 2006-10-24 | 0
| 1 | 2015-08-01 | 0.045034 | 0.019101 | 0.072699 | 0.045034 | 0.019101 | 0.072699 | [16 empty] | 2006-10-25 | 0
| 1 | 2015-09-01 | 0.047721 | 0.040974 | 0.067872 | 0.047721 | 0.040974 | 0.067872 | [16 empty] | 2006-10-26 | 0
| 0 | 2015-10-01 | 0.0266 | 0.01876 | 0.033319 | [19 empty] | 2006-10-27 | 0
| 0 | 2015-11-01 | 0.027876 | 0.020641 | 0.03436 | [19 empty] | 2006-10-28 | 0
| 0 | 2015-12-01 | 0.025975 | 0.016383 | 0.032402 | [19 empty] | 2006-10-29 | 0
| 0 | 2016-01-01 | 0.02686 | 0.015723 | 0.033557 | [19 empty] | 2006-10-30 | 0
| 0 | 2016-02-01 | 0.026806 | 0.016477 | 0.034904 | [19 empty] | 2006-10-31 | 0
| 0 | 2016-03-01 | 0.030683 | 0.014453 | 0.046214 | [19 empty] | 2006-11-01 | 0
| 0 | 2016-04-01 | 0.027838 | 0.017462 | 0.037586 | [19 empty] | 2006-11-02 | 0
| 1 | 2016-05-01 | 0.03733 | 0.01214 | 0.083334 | 0.03733 | 0.01214 | 0.083334 | [16 empty] | 2006-11-03 | 0
| 1 | 2016-06-01 | 0.043456 | 0.025403 | 0.07336 | 0.043456 | 0.025403 | 0.07336 | [16 empty] | 2006-11-04 | 0
| 1 | 2016-07-01 | 0.052438 | 0.034582 | 0.073955 | 0.052438 | 0.034582 | 0.073955 | [16 empty] | 2006-11-05 | 0
| 1 | 2016-08-01 | 0.047006 | 0.014062 | 0.077641 | 0.047006 | 0.014062 | 0.077641 | [16 empty] | 2006-11-06 | 0
| 1 | 2016-09-01 | 0.048894 | 0.033443 | 0.061876 | 0.048894 | 0.033443 | 0.061876 | [16 empty] | 2006-11-07 | 0
| 0 | 2016-10-01 | 0.026807 | 0.017015 | 0.038334 | [19 empty] | 2006-11-08 | 0
| 0 | 2016-11-01 | 0.02802 | 0.013982 | 0.036967 | [19 empty] | 2006-11-09 | 0
| 0 | 2016-12-01 | 0.025331 | 0.016954 | 0.033879 | [19 empty] | 2006-11-10 | 0
| 0 | 2017-01-01 | 0.026997 | 0.018377 | 0.035886 | [19 empty] | 2006-11-11 | 0
| 0 | 2017-02-01 | 0.026844 | 0.017777 | 0.04198 | [19 empty] | 2006-11-12 | 0
| 0 | 2017-03-01 | 0.031472 | 0.017432 | 0.045625 | [19 empty] | 2006-11-13 | 0
| 0 | 2017-04-01 | 0.027365 | 0.016281 | 0.039131 | [19 empty] | 2006-11-14 | 0
| 1 | 2017-05-01 | 0.03479 | 0.01288 | 0.077509 | 0.03479 | 0.01288 | 0.077509 | [16 empty] | 2006-11-15 | 0
| 1 | 2017-06-01 | 0.042892 | 0.024651 | 0.074761 | 0.042892 | 0.024651 | 0.074761 | [16 empty] | 2006-11-16 | 0
| 1 | 2017-07-01 | 0.052121 | 0.034201 | 0.074106 | 0.052121 | 0.034201 | 0.074106 | [16 empty] | 2006-11-17 | 0
| 1 | 2017-08-01 | 0.044782 | 0.012927 | 0.078304 | 0.044782 | 0.012927 | 0.078304 | [16 empty] | 2006-11-18 | 0
| 1 | 2017-09-01 | 0.048267 | 0.036544 | 0.061555 | 0.048267 | 0.036544 | 0.061555 | [16 empty] | 2006-11-19 | 0
| 0 | 2017-10-01 | 0.026756 | 0.018935 | 0.042159 | [19 empty] | 2006-11-20 | 0
| 0 | 2017-11-01 | 0.02871 | 0.019911 | 0.03966 | [19 empty] | 2006-11-21 | 0
| 0 | 2017-12-01 | 0.025632 | 0.01107 | 0.034596 | [19 empty] | 2006-11-22 | 0
| 0 | 2018-01-01 | 0.02697 | 0.018211 | 0.035996 | [19 empty] | 2006-11-23 | 0
| 0 | 2018-02-01 | 0.02711 | 0.017729 | 0.036499 | [19 empty] | 2006-11-24 | 0
| 0 | 2018-03-01 | 0.030815 | 0.015786 | 0.043499 | [19 empty] | 2006-11-25 | 0
| 0 | 2018-04-01 | 0.028725 | 0.019811 | 0.044731 | [19 empty] | 2006-11-26 | 0
| 1 | 2018-05-01 | 0.03369 | 0.011914 | 0.071759 | 0.03369 | 0.011914 | 0.071759 | [16 empty] | 2006-11-27 | 0
| 1 | 2018-06-01 | 0.043348 | 0.025571 | 0.072148 | 0.043348 | 0.025571 | 0.072148 | [16 empty] | 2006-11-28 | 0
| 1 | 2018-07-01 | 0.053005 | 0.032861 | 0.072659 | 0.053005 | 0.032861 | 0.072659 | [16 empty] | 2006-11-29 | 0
| 1 | 2018-08-01 | 0.044786 | 0.016251 | 0.074545 | 0.044786 | 0.016251 | 0.074545 | [16 empty] | 2006-11-30 | 0
| 1 | 2018-09-01 | 0.048055 | 0.040543 | 0.067971 | 0.048055 | 0.040543 | 0.067971 | [16 empty] | 2006-12-01 | 0
| 0 | 2018-10-01 | 0.026279 | 0.017619 | 0.035022 | [19 empty] | 2006-12-02 | 0
| 0 | 2018-11-01 | 0.028165 | 0.022376 | 0.038884 | [19 empty] | 2006-12-03 | 0
| 0 | 2018-12-01 | 0.025909 | 0.012446 | 0.034005 | [19 empty] | 2006-12-04 | 0
| 0 | 2019-01-01 | 0.026624 | 0.021032 | 0.034688 | [19 empty] | 2006-12-05 | 0
| 0 | 2019-02-01 | 0.02669 | 0.015755 | 0.037847 | [19 empty] | 2006-12-06 | 0
| 0 | 2019-03-01 | 0.029987 | 0.010589 | 0.042213 | [19 empty] | 2006-12-07 | 0
| 0 | 2019-04-01 | 0.028301 | 0.019542 | 0.038214 | [19 empty] | 2006-12-08 | 0
| 1 | 2019-05-01 | 0.03349 | 0.012614 | 0.081575 | 0.03349 | 0.012614 | 0.081575 | [16 empty] | 2006-12-09 | 0
| 1 | 2019-06-01 | 0.042376 | 0.025542 | 0.077978 | 0.042376 | 0.025542 | 0.077978 | [16 empty] | 2006-12-10 | 0
| 1 | 2019-07-01 | 0.054185 | 0.037482 | 0.078444 | 0.054185 | 0.037482 | 0.078444 | [16 empty] | 2006-12-11 | 0
| 1 | 2019-08-01 | 0.045781 | 0.013349 | 0.07284 | 0.045781 | 0.013349 | 0.07284 | [16 empty] | 2006-12-12 | 0
| 1 | 2019-09-01 | 0.047993 | 0.041702 | 0.057614 | 0.047993 | 0.041702 | 0.057614 | [16 empty] | 2006-12-13 | 0
| 0 | 2019-10-01 | 0.026901 | 0.015882 | 0.040224 | [19 empty] | 2006-12-14 | 0
| 0 | 2019-11-01 | 0.027983 | 0.018493 | 0.038994 | [19 empty] | 2006-12-15 | 0
| 0 | 2019-12-01 | 0.024957 | 0.013787 | 0.040484 | [19 empty] | 2006-12-16 | 0
| 0 | 2020-01-01 | 0.026966 | 0.01853 | 0.036113 | [19 empty] | 2006-12-17 | 0
| 0 | 2020-02-01 | 0.027484 | 0.014396 | 0.039588 | [19 empty] | 2006-12-18 | 0
| 0 | 2020-03-01 | 0.030926 | 0.015887 | 0.051056 | [19 empty] | 2006-12-19 | 0
| 0 | 2020-04-01 | 0.028313 | 0.016565 | 0.038072 | [19 empty] | 2006-12-20 | 0
| 1 | 2020-05-01 | 0.035479 | 0.012719 | 0.077039 | 0.035479 | 0.012719 | 0.077039 | [16 empty] | 2006-12-21 | 0
| 1 | 2020-06-01 | 0.044067 | 0.023135 | 0.08382 | 0.044067 | 0.023135 | 0.08382 | [16 empty] | 2006-12-22 | 0
| 1 | 2020-07-01 | 0.05349 | 0.036091 | 0.072149 | 0.05349 | 0.036091 | 0.072149 | [16 empty] | 2006-12-23 | 0
| 1 | 2020-08-01 | 0.045293 | 0.019762 | 0.06309 | 0.045293 | 0.019762 | 0.06309 | [16 empty] | 2006-12-24 | 0
| 1 | 2020-09-01 | 0.048364 | 0.041152 | 0.061312 | 0.048364 | 0.041152 | 0.061312 | [16 empty] | 2006-12-25 | 0
| 0 | 2020-10-01 | 0.027311 | 0.017553 | 0.038298 | [19 empty] | 2006-12-26 | 0
| 0 | 2020-11-01 | 0.027902 | 0.021685 | 0.037663 | [19 empty] | 2006-12-27 | 0
| 0 | 2020-12-01 | 0.025611 | 0.016423 | 0.035592 | [19 empty] | 2006-12-28 | 0
| 0 | 2021-01-01 | 0.027167 | 0.019469 | 0.0343 | [19 empty] | 2006-12-29 | 0
| 0 | 2021-02-01 | 0.027697 | 0.018938 | 0.03788 | [19 empty] | 2006-12-30 | 0
| 0 | 2021-03-01 | 0.031212 | 0.0144 | 0.043927 | [19 empty] | 2006-12-31 | 0
| 0 | 2021-04-01 | 0.027809 | 0.016202 | 0.038621 | [19 empty] | 2007-01-01 | 0
| 1 | 2021-05-01 | 0.033552 | 0.012182 | 0.070822 | 0.033552 | 0.012182 | 0.070822 | [16 empty] | 2007-01-02 | 0
| 1 | 2021-06-01 | 0.045171 | 0.027507 | 0.089674 | 0.045171 | 0.027507 | 0.089674 | [16 empty] | 2007-01-03 | 0
| 1 | 2021-07-01 | 0.053942 | 0.03181 | 0.073522 | 0.053942 | 0.03181 | 0.073522 | [16 empty] | 2007-01-04 | 0
| 1 | 2021-08-01 | 0.045984 | 0.022652 | 0.083288 | 0.045984 | 0.022652 | 0.083288 | [16 empty] | 2007-01-05 | 0
| 1 | 2021-09-01 | 0.047505 | 0.039923 | 0.063241 | 0.047505 | 0.039923 | 0.063241 | [16 empty] | 2007-01-06 | 0
| 0 | 2021-10-01 | 0.027404 | 0.015397 | 0.039663 | [19 empty] | 2007-01-07 | 0
| 0 | 2021-11-01 | 0.028659 | 0.018084 | 0.036855 | [19 empty] | 2007-01-08 | 0
| 0 | 2021-12-01 | 0.026205 | 0.017841 | 0.037601 | [19 empty] | 2007-01-09 | 0
| 0 | 2022-01-01 | 0.028114 | 0.016475 | 0.034041 | [19 empty] | 2007-01-10 | 0
[25 empty] | 2007-01-11 | 0
[25 empty] | 2007-01-12 | 0
[25 empty] | 2007-01-13 | 0
[25 empty] | 2007-01-14 | 0
[25 empty] | 2007-01-15 | 0
[25 empty] | 2007-01-16 | 0
[25 empty] | 2007-01-17 | 0
[25 empty] | 2007-01-18 | 0
[25 empty] | 2007-01-19 | 0
[25 empty] | 2007-01-20 | 0
[25 empty] | 2007-01-21 | 0
[25 empty] | 2007-01-22 | 0
[25 empty] | 2007-01-23 | 0
[25 empty] | 2007-01-24 | 0
[25 empty] | 2007-01-25 | 0
[25 empty] | 2007-01-26 | 0
[25 empty] | 2007-01-27 | 0
[25 empty] | 2007-01-28 | 0
[25 empty] | 2007-01-29 | 0
[25 empty] | 2007-01-30 | 0
[25 empty] | 2007-01-31 | 0
[25 empty] | 2007-02-01 | 0
[25 empty] | 2007-02-02 | 0
[25 empty] | 2007-02-03 | 0
[25 empty] | 2007-02-04 | 0
[25 empty] | 2007-02-05 | 0
[25 empty] | 2007-02-06 | 0
[25 empty] | 2007-02-07 | 0
[25 empty] | 2007-02-08 | 0
[25 empty] | 2007-02-09 | 0
[25 empty] | 2007-02-10 | 0
[25 empty] | 2007-02-11 | 0
[25 empty] | 2007-02-12 | 0
[25 empty] | 2007-02-13 | 0
[25 empty] | 2007-02-14 | 0
[25 empty] | 2007-02-15 | 0
[25 empty] | 2007-02-16 | 0
[25 empty] | 2007-02-17 | 0
[25 empty] | 2007-02-18 | 0
[25 empty] | 2007-02-19 | 0
[25 empty] | 2007-02-20 | 0
[25 empty] | 2007-02-21 | 0
[25 empty] | 2007-02-22 | 0
[25 empty] | 2007-02-23 | 0
[25 empty] | 2007-02-24 | 0
[25 empty] | 2007-02-25 | 0
[25 empty] | 2007-02-26 | 0
[25 empty] | 2007-02-27 | 0
[25 empty] | 2007-02-28 | 0
[25 empty] | 2007-03-01 | 0
[25 empty] | 2007-03-02 | 0
[25 empty] | 2007-03-03 | 0
[25 empty] | 2007-03-04 | 0
[25 empty] | 2007-03-05 | 0
[25 empty] | 2007-03-06 | 0
[25 empty] | 2007-03-07 | 0
[25 empty] | 2007-03-08 | 0
[25 empty] | 2007-03-09 | 0
[25 empty] | 2007-03-10 | 0
[25 empty] | 2007-03-11 | 0
[25 empty] | 2007-03-12 | 0
[25 empty] | 2007-03-13 | 0
[25 empty] | 2007-03-14 | 0
[25 empty] | 2007-03-15 | 0
[25 empty] | 2007-03-16 | 0
[25 empty] | 2007-03-17 | 0
[25 empty] | 2007-03-18 | 0
[25 empty] | 2007-03-19 | 0
[25 empty] | 2007-03-20 | 0
[25 empty] | 2007-03-21 | 0
[25 empty] | 2007-03-22 | 0
[25 empty] | 2007-03-23 | 0
[25 empty] | 2007-03-24 | 0
[25 empty] | 2007-03-25 | 0
[25 empty] | 2007-03-26 | 0
[25 empty] | 2007-03-27 | 0
[25 empty] | 2007-03-28 | 0
[25 empty] | 2007-03-29 | 0
[25 empty] | 2007-03-30 | 0
[25 empty] | 2007-03-31 | 0
[25 empty] | 2007-04-01 | 0
[25 empty] | 2007-04-02 | 0
[25 empty] | 2007-04-03 | 207.95
[25 empty] | 2007-04-04 | 207.95
[25 empty] | 2007-04-05 | 207.95
[25 empty] | 2007-04-06 | 207.95
[25 empty] | 2007-04-07 | 207.95
[25 empty] | 2007-04-08 | 207.95
[25 empty] | 2007-04-09 | 207.95
[25 empty] | 2007-04-10 | 207.95
[25 empty] | 2007-04-11 | 207.95
[25 empty] | 2007-04-12 | 207.95
[25 empty] | 2007-04-13 | 0
[25 empty] | 2007-04-14 | 0
[25 empty] | 2007-04-15 | 0
[25 empty] | 2007-04-16 | 0
[25 empty] | 2007-04-17 | 0
[25 empty] | 2007-04-18 | 0
[25 empty] | 2007-04-19 | 0
[25 empty] | 2007-04-20 | 0
[25 empty] | 2007-04-21 | 0
[25 empty] | 2007-04-22 | 0
[25 empty] | 2007-04-23 | 0
[25 empty] | 2007-04-24 | 0
[25 empty] | 2007-04-25 | 0
[25 empty] | 2007-04-26 | 0
[25 empty] | 2007-04-27 | 0
[25 empty] | 2007-04-28 | 0
[25 empty] | 2007-04-29 | 0
[25 empty] | 2007-04-30 | 0
[25 empty] | 2007-05-01 | 0
[25 empty] | 2007-05-02 | 0
[25 empty] | 2007-05-03 | 0
[25 empty] | 2007-05-04 | 0
[25 empty] | 2007-05-05 | 0
[25 empty] | 2007-05-06 | 0
[25 empty] | 2007-05-07 | 0
[25 empty] | 2007-05-08 | 236.02
[25 empty] | 2007-05-09 | 236.02
[25 empty] | 2007-05-10 | 241.84
[25 empty] | 2007-05-11 | 241.68
[25 empty] | 2007-05-12 | 241.68
[25 empty] | 2007-05-13 | 241.68
[25 empty] | 2007-05-14 | 241.68
[25 empty] | 2007-05-15 | 0
[25 empty] | 2007-05-16 | 0
[25 empty] | 2007-05-17 | 0
[25 empty] | 2007-05-18 | 21.355
[25 empty] | 2007-05-19 | 21.355
[25 empty] | 2007-05-20 | 21.355
[25 empty] | 2007-05-21 | 21.355
[25 empty] | 2007-05-22 | 21.355
[25 empty] | 2007-05-23 | 109.05
[25 empty] | 2007-05-24 | 109.05
[25 empty] | 2007-05-25 | 0
[25 empty] | 2007-05-26 | 0
[25 empty] | 2007-05-27 | 0
[25 empty] | 2007-05-28 | 0
[25 empty] | 2007-05-29 | 4.5432
[25 empty] | 2007-05-30 | 4.5432
[25 empty] | 2007-05-31 | 4.5432
[25 empty] | 2007-06-01 | 101.66
[25 empty] | 2007-06-02 | 101.66
[25 empty] | 2007-06-03 | 101.66
[25 empty] | 2007-06-04 | 101.66
[25 empty] | 2007-06-05 | 11.359
[25 empty] | 2007-06-06 | 11.359
[25 empty] | 2007-06-07 | 11.359
[25 empty] | 2007-06-08 | 11.359
[25 empty] | 2007-06-09 | 11.359
[25 empty] | 2007-06-10 | 11.359
[25 empty] | 2007-06-11 | 11.359
[25 empty] | 2007-06-12 | 15.902
[25 empty] | 2007-06-13 | 15.902
[25 empty] | 2007-06-14 | 15.902
[25 empty] | 2007-06-15 | 24.99
[25 empty] | 2007-06-16 | 24.99
[25 empty] | 2007-06-17 | 24.99
[25 empty] | 2007-06-18 | 24.99
[25 empty] | 2007-06-19 | 0.75733
[25 empty] | 2007-06-20 | 0.75733
[25 empty] | 2007-06-21 | 0.75733
[25 empty] | 2007-06-22 | 0
[25 empty] | 2007-06-23 | 0
[25 empty] | 2007-06-24 | 0
[25 empty] | 2007-06-25 | 0
[25 empty] | 2007-06-26 | 22.718
[25 empty] | 2007-06-27 | 22.718
[25 empty] | 2007-06-28 | 22.718
[25 empty] | 2007-06-29 | 28.624
[25 empty] | 2007-06-30 | 28.624
[25 empty] | 2007-07-01 | 28.624
[25 empty] | 2007-07-02 | 28.624
[25 empty] | 2007-07-03 | 28.624
[25 empty] | 2007-07-04 | 0
[25 empty] | 2007-07-05 | 0
[25 empty] | 2007-07-06 | 0
[25 empty] | 2007-07-07 | 0
[25 empty] | 2007-07-08 | 0
[25 empty] | 2007-07-09 | 0
[25 empty] | 2007-07-10 | 34.834
[25 empty] | 2007-07-11 | 34.834
[25 empty] | 2007-07-12 | 34.834
[25 empty] | 2007-07-13 | 12.008
[25 empty] | 2007-07-14 | 12.008
[25 empty] | 2007-07-15 | 12.008
[25 empty] | 2007-07-16 | 12.008
[25 empty] | 2007-07-17 | 12.008
[25 empty] | 2007-07-18 | 12.008
[25 empty] | 2007-07-19 | 12.008
[25 empty] | 2007-07-20 | 23.042
[25 empty] | 2007-07-21 | 23.042
[25 empty] | 2007-07-22 | 23.042
[25 empty] | 2007-07-23 | 23.042
[25 empty] | 2007-07-24 | 23.042
[25 empty] | 2007-07-25 | 23.042
[25 empty] | 2007-07-26 | 23.042
[25 empty] | 2007-07-27 | 27.262
[25 empty] | 2007-07-28 | 27.262
[25 empty] | 2007-07-29 | 27.262
[25 empty] | 2007-07-30 | 27.262
[25 empty] | 2007-07-31 | 27.262
[25 empty] | 2007-08-01 | 27.262
[25 empty] | 2007-08-02 | 27.262
[25 empty] | 2007-08-03 | 19.797
[25 empty] | 2007-08-04 | 19.797
[25 empty] | 2007-08-05 | 19.797
[25 empty] | 2007-08-06 | 19.797
[25 empty] | 2007-08-07 | 19.797
[25 empty] | 2007-08-08 | 19.797
[25 empty] | 2007-08-09 | 19.797
[25 empty] | 2007-08-10 | 56.146
[25 empty] | 2007-08-11 | 56.146
[25 empty] | 2007-08-12 | 56.146
[25 empty] | 2007-08-13 | 56.146
[25 empty] | 2007-08-14 | 56.146
[25 empty] | 2007-08-15 | 56.146
[25 empty] | 2007-08-16 | 56.146
[25 empty] | 2007-08-17 | 93.793
[25 empty] | 2007-08-18 | 93.793
[25 empty] | 2007-08-19 | 93.793
[25 empty] | 2007-08-20 | 93.793
[25 empty] | 2007-08-21 | 93.793
[25 empty] | 2007-08-22 | 93.793
[25 empty] | 2007-08-23 | 93.793
[25 empty] | 2007-08-24 | 15.253
[25 empty] | 2007-08-25 | 15.253
[25 empty] | 2007-08-26 | 15.253
[25 empty] | 2007-08-27 | 15.253
[25 empty] | 2007-08-28 | 15.253
[25 empty] | 2007-08-29 | 15.253
[25 empty] | 2007-08-30 | 15.253
[25 empty] | 2007-08-31 | 4.2191
[25 empty] | 2007-09-01 | 4.2191
[25 empty] | 2007-09-02 | 4.2191
[25 empty] | 2007-09-03 | 4.2191
[25 empty] | 2007-09-04 | 4.2191
[25 empty] | 2007-09-05 | 4.2191
[25 empty] | 2007-09-06 | 4.2191
[25 empty] | 2007-09-07 | 0
[25 empty] | 2007-09-08 | 0
[25 empty] | 2007-09-09 | 0
[25 empty] | 2007-09-10 | 0
[25 empty] | 2007-09-11 | 0
[25 empty] | 2007-09-12 | 254.34
[25 empty] | 2007-09-13 | 142.64
[25 empty] | 2007-09-14 | 156.9
[25 empty] | 2007-09-15 | 156.9
[25 empty] | 2007-09-16 | 156.9
[25 empty] | 2007-09-17 | 156.9
[25 empty] | 2007-09-18 | 0
[25 empty] | 2007-09-19 | 0
[25 empty] | 2007-09-20 | 0
[25 empty] | 2007-09-21 | 0
[25 empty] | 2007-09-22 | 0
[25 empty] | 2007-09-23 | 0
[25 empty] | 2007-09-24 | 0
[25 empty] | 2007-09-25 | 0
[25 empty] | 2007-09-26 | 0
[25 empty] | 2007-09-27 | 0
[25 empty] | 2007-09-28 | 0
[25 empty] | 2007-09-29 | 0
[25 empty] | 2007-09-30 | 0
[25 empty] | 2007-10-01 | 0
[25 empty] | 2007-10-02 | 0
[25 empty] | 2007-10-03 | 0
[25 empty] | 2007-10-04 | 0
[25 empty] | 2007-10-05 | 0
[25 empty] | 2007-10-06 | 0
[25 empty] | 2007-10-07 | 0
[25 empty] | 2007-10-08 | 0
[25 empty] | 2007-10-09 | 0
[25 empty] | 2007-10-10 | 0
[25 empty] | 2007-10-11 | 0
[25 empty] | 2007-10-12 | 0
[25 empty] | 2007-10-13 | 0
[25 empty] | 2007-10-14 | 0
[25 empty] | 2007-10-15 | 0
[25 empty] | 2007-10-16 | 0
[25 empty] | 2007-10-17 | 0
[25 empty] | 2007-10-18 | 0
[25 empty] | 2007-10-19 | 0
[25 empty] | 2007-10-20 | 0
[25 empty] | 2007-10-21 | 0
[25 empty] | 2007-10-22 | 0
[25 empty] | 2007-10-23 | 168.11
[25 empty] | 2007-10-24 | 168.11
[25 empty] | 2007-10-25 | 168.11
[25 empty] | 2007-10-26 | 126.61
[25 empty] | 2007-10-27 | 126.61
[25 empty] | 2007-10-28 | 126.61
[25 empty] | 2007-10-29 | 126.61
[25 empty] | 2007-10-30 | 0
[25 empty] | 2007-10-31 | 0
[25 empty] | 2007-11-01 | 0
[25 empty] | 2007-11-02 | 0
[25 empty] | 2007-11-03 | 0
[25 empty] | 2007-11-04 | 0
[25 empty] | 2007-11-05 | 0
[25 empty] | 2007-11-06 | 0
[25 empty] | 2007-11-07 | 0
[25 empty] | 2007-11-08 | 0
[25 empty] | 2007-11-09 | 0
[25 empty] | 2007-11-10 | 0
[25 empty] | 2007-11-11 | 0
[25 empty] | 2007-11-12 | 0
[25 empty] | 2007-11-13 | 0
[25 empty] | 2007-11-14 | 0
[25 empty] | 2007-11-15 | 0
[25 empty] | 2007-11-16 | 0
[25 empty] | 2007-11-17 | 0
[25 empty] | 2007-11-18 | 0
[25 empty] | 2007-11-19 | 0
[25 empty] | 2007-11-20 | 0
[25 empty] | 2007-11-21 | 0
[25 empty] | 2007-11-22 | 0
[25 empty] | 2007-11-23 | 0
[25 empty] | 2007-11-24 | 0
[25 empty] | 2007-11-25 | 0
[25 empty] | 2007-11-26 | 0
[25 empty] | 2007-11-27 | 0
[25 empty] | 2007-11-28 | 0
[25 empty] | 2007-11-29 | 0
[25 empty] | 2007-11-30 | 0
[25 empty] | 2007-12-01 | 0
[25 empty] | 2007-12-02 | 0
[25 empty] | 2007-12-03 | 0
[25 empty] | 2007-12-04 | 0
[25 empty] | 2007-12-05 | 0
[25 empty] | 2007-12-06 | 0
[25 empty] | 2007-12-07 | 0
[25 empty] | 2007-12-08 | 0
[25 empty] | 2007-12-09 | 0
[25 empty] | 2007-12-10 | 0
[25 empty] | 2007-12-11 | 0
[25 empty] | 2007-12-12 | 0
[25 empty] | 2007-12-13 | 0
[25 empty] | 2007-12-14 | 0
[25 empty] | 2007-12-15 | 0
[25 empty] | 2007-12-16 | 0
[25 empty] | 2007-12-17 | 0
[25 empty] | 2007-12-18 | 0
[25 empty] | 2007-12-19 | 0
[25 empty] | 2007-12-20 | 0
[25 empty] | 2007-12-21 | 0
[25 empty] | 2007-12-22 | 0
[25 empty] | 2007-12-23 | 0
[25 empty] | 2007-12-24 | 0
[25 empty] | 2007-12-25 | 0
[25 empty] | 2007-12-26 | 0
[25 empty] | 2007-12-27 | 0
[25 empty] | 2007-12-28 | 0
[25 empty] | 2007-12-29 | 0
[25 empty] | 2007-12-30 | 0
[25 empty] | 2007-12-31 | 0
[25 empty] | 2008-01-01 | 0
[25 empty] | 2008-01-02 | 0
[25 empty] | 2008-01-03 | 0
[25 empty] | 2008-01-04 | 0
[25 empty] | 2008-01-05 | 0
[25 empty] | 2008-01-06 | 0
[25 empty] | 2008-01-07 | 0
[25 empty] | 2008-01-08 | 0
[25 empty] | 2008-01-09 | 0
[25 empty] | 2008-01-10 | 0
[25 empty] | 2008-01-11 | 0
[25 empty] | 2008-01-12 | 0
[25 empty] | 2008-01-13 | 0
[25 empty] | 2008-01-14 | 0
[25 empty] | 2008-01-15 | 0
[25 empty] | 2008-01-16 | 0
[25 empty] | 2008-01-17 | 0
[25 empty] | 2008-01-18 | 0
[25 empty] | 2008-01-19 | 0
[25 empty] | 2008-01-20 | 0
[25 empty] | 2008-01-21 | 0
[25 empty] | 2008-01-22 | 0
[25 empty] | 2008-01-23 | 0
[25 empty] | 2008-01-24 | 0
[25 empty] | 2008-01-25 | 0
[25 empty] | 2008-01-26 | 0
[25 empty] | 2008-01-27 | 0
[25 empty] | 2008-01-28 | 0
[25 empty] | 2008-01-29 | 0
[25 empty] | 2008-01-30 | 0
[25 empty] | 2008-01-31 | 0
[25 empty] | 2008-02-01 | 0
[25 empty] | 2008-02-02 | 0
[25 empty] | 2008-02-03 | 0
[25 empty] | 2008-02-04 | 0
[25 empty] | 2008-02-05 | 0
[25 empty] | 2008-02-06 | 0
[25 empty] | 2008-02-07 | 0
[25 empty] | 2008-02-08 | 0
[25 empty] | 2008-02-09 | 0
[25 empty] | 2008-02-10 | 0
[25 empty] | 2008-02-11 | 0
[25 empty] | 2008-02-12 | 0
[25 empty] | 2008-02-13 | 0
[25 empty] | 2008-02-14 | 0
[25 empty] | 2008-02-15 | 0
[25 empty] | 2008-02-16 | 0
[25 empty] | 2008-02-17 | 0
[25 empty] | 2008-02-18 | 0
[25 empty] | 2008-02-19 | 0
[25 empty] | 2008-02-20 | 0
[25 empty] | 2008-02-21 | 0
[25 empty] | 2008-02-22 | 0
[25 empty] | 2008-02-23 | 0
[25 empty] | 2008-02-24 | 0
[25 empty] | 2008-02-25 | 0
[25 empty] | 2008-02-26 | 0
[25 empty] | 2008-02-27 | 0
[25 empty] | 2008-02-28 | 0
[25 empty] | 2008-02-29 | 0
[25 empty] | 2008-03-01 | 0
[25 empty] | 2008-03-02 | 0
[25 empty] | 2008-03-03 | 0
[25 empty] | 2008-03-04 | 0
[25 empty] | 2008-03-05 | 0
[25 empty] | 2008-03-06 | 0
[25 empty] | 2008-03-07 | 0
[25 empty] | 2008-03-08 | 0
[25 empty] | 2008-03-09 | 0
[25 empty] | 2008-03-10 | 0
[25 empty] | 2008-03-11 | 0
[25 empty] | 2008-03-12 | 0
[25 empty] | 2008-03-13 | 0
[25 empty] | 2008-03-14 | 0
[25 empty] | 2008-03-15 | 0
[25 empty] | 2008-03-16 | 0
[25 empty] | 2008-03-17 | 0
[25 empty] | 2008-03-18 | 0
[25 empty] | 2008-03-19 | 0
[25 empty] | 2008-03-20 | 0
[25 empty] | 2008-03-21 | 0
[25 empty] | 2008-03-22 | 0
[25 empty] | 2008-03-23 | 0
[25 empty] | 2008-03-24 | 0
[25 empty] | 2008-03-25 | 0
[25 empty] | 2008-03-26 | 0
[25 empty] | 2008-03-27 | 0
[25 empty] | 2008-03-28 | 0
[25 empty] | 2008-03-29 | 0
[25 empty] | 2008-03-30 | 0
[25 empty] | 2008-03-31 | 0
[25 empty] | 2008-04-01 | 0
[25 empty] | 2008-04-02 | 0
[25 empty] | 2008-04-03 | 0
[25 empty] | 2008-04-04 | 0
[25 empty] | 2008-04-05 | 0
[25 empty] | 2008-04-06 | 0
[25 empty] | 2008-04-07 | 0
[25 empty] | 2008-04-08 | 0
[25 empty] | 2008-04-09 | 0
[25 empty] | 2008-04-10 | 0
[25 empty] | 2008-04-11 | 191.25
[25 empty] | 2008-04-12 | 191.25
[25 empty] | 2008-04-13 | 191.25
[25 empty] | 2008-04-14 | 191.25
[25 empty] | 2008-04-15 | 101.32
[25 empty] | 2008-04-16 | 101.32
[25 empty] | 2008-04-17 | 101.32
[25 empty] | 2008-04-18 | 101.32
[25 empty] | 2008-04-19 | 101.32
[25 empty] | 2008-04-20 | 101.32
[25 empty] | 2008-04-21 | 101.32
[25 empty] | 2008-04-22 | 175.95
[25 empty] | 2008-04-23 | 175.95
[25 empty] | 2008-04-24 | 175.95
[25 empty] | 2008-04-25 | 86.038
[25 empty] | 2008-04-26 | 86.038
[25 empty] | 2008-04-27 | 86.038
[25 empty] | 2008-04-28 | 86.038
[25 empty] | 2008-04-29 | 0
[25 empty] | 2008-04-30 | 0
[25 empty] | 2008-05-01 | 0
[25 empty] | 2008-05-02 | 0
[25 empty] | 2008-05-03 | 0
[25 empty] | 2008-05-04 | 0
[25 empty] | 2008-05-05 | 0
[25 empty] | 2008-05-06 | 0
[25 empty] | 2008-05-07 | 44.183
[25 empty] | 2008-05-08 | 44.181
[25 empty] | 2008-05-09 | 23.254
[25 empty] | 2008-05-10 | 23.254
[25 empty] | 2008-05-11 | 23.254
[25 empty] | 2008-05-12 | 23.254
[25 empty] | 2008-05-13 | 6.3947
[25 empty] | 2008-05-14 | 6.3947
[25 empty] | 2008-05-15 | 6.3947
[25 empty] | 2008-05-16 | 6.3947
[25 empty] | 2008-05-17 | 6.3947
[25 empty] | 2008-05-18 | 6.3947
[25 empty] | 2008-05-19 | 6.3947
[25 empty] | 2008-05-20 | 6.3947
[25 empty] | 2008-05-21 | 11.628
[25 empty] | 2008-05-22 | 6.9745
[25 empty] | 2008-05-23 | 32.555
[25 empty] | 2008-05-24 | 32.555
[25 empty] | 2008-05-25 | 32.555
[25 empty] | 2008-05-26 | 32.555
[25 empty] | 2008-05-27 | 25.579
[25 empty] | 2008-05-28 | 25.579
[25 empty] | 2008-05-29 | 1.3954
[25 empty] | 2008-05-30 | 1.3954
[25 empty] | 2008-05-31 | 1.3954
[25 empty] | 2008-06-01 | 1.3954
[25 empty] | 2008-06-02 | 1.3954
[25 empty] | 2008-06-03 | 67.435
[25 empty] | 2008-06-04 | 67.435
[25 empty] | 2008-06-05 | 67.435
[25 empty] | 2008-06-06 | 72.655
[25 empty] | 2008-06-07 | 72.655
[25 empty] | 2008-06-08 | 72.655
[25 empty] | 2008-06-09 | 72.655
[25 empty] | 2008-06-10 | 72.655
[25 empty] | 2008-06-11 | 72.655
[25 empty] | 2008-06-12 | 27.586
[25 empty] | 2008-06-13 | 27.586
[25 empty] | 2008-06-14 | 27.586
[25 empty] | 2008-06-15 | 27.586
[25 empty] | 2008-06-16 | 27.586
[25 empty] | 2008-06-17 | 27.586
[25 empty] | 2008-06-18 | 27.586
[25 empty] | 2008-06-19 | 93.144
[25 empty] | 2008-06-20 | 93.144
[25 empty] | 2008-06-21 | 93.144
[25 empty] | 2008-06-22 | 93.144
[25 empty] | 2008-06-23 | 93.144
[25 empty] | 2008-06-24 | 109.05
[25 empty] | 2008-06-25 | 101.09
[25 empty] | 2008-06-26 | 101.09
[25 empty] | 2008-06-27 | 105.26
[25 empty] | 2008-06-28 | 105.26
[25 empty] | 2008-06-29 | 105.26
[25 empty] | 2008-06-30 | 105.26
[25 empty] | 2008-07-01 | 105.26
[25 empty] | 2008-07-02 | 105.26
[25 empty] | 2008-07-03 | 70.427
[25 empty] | 2008-07-04 | 10.223
[25 empty] | 2008-07-05 | 10.223
[25 empty] | 2008-07-06 | 10.223
[25 empty] | 2008-07-07 | 10.223
[25 empty] | 2008-07-08 | 0
[25 empty] | 2008-07-09 | 0
[25 empty] | 2008-07-10 | 0
[25 empty] | 2008-07-11 | 0
[25 empty] | 2008-07-12 | 0
[25 empty] | 2008-07-13 | 0
[25 empty] | 2008-07-14 | 0
[25 empty] | 2008-07-15 | 0
[25 empty] | 2008-07-16 | 0
[25 empty] | 2008-07-17 | 0
[25 empty] | 2008-07-18 | 2.2718
[25 empty] | 2008-07-19 | 2.2718
[25 empty] | 2008-07-20 | 2.2718
[25 empty] | 2008-07-21 | 2.2718
[25 empty] | 2008-07-22 | 2.2718
[25 empty] | 2008-07-23 | 2.2718
[25 empty] | 2008-07-24 | 2.2718
[25 empty] | 2008-07-25 | 22.177
[25 empty] | 2008-07-26 | 22.177
[25 empty] | 2008-07-27 | 22.177
[25 empty] | 2008-07-28 | 22.177
[25 empty] | 2008-07-29 | 22.177
[25 empty] | 2008-07-30 | 22.177
[25 empty] | 2008-07-31 | 22.177
[25 empty] | 2008-08-01 | 22.177
[25 empty] | 2008-08-02 | 22.177
[25 empty] | 2008-08-03 | 22.177
[25 empty] | 2008-08-04 | 22.177
[25 empty] | 2008-08-05 | 22.177
[25 empty] | 2008-08-06 | 22.177
[25 empty] | 2008-08-07 | 22.177
[25 empty] | 2008-08-08 | 22.177
[25 empty] | 2008-08-09 | 22.177
[25 empty] | 2008-08-10 | 22.177
[25 empty] | 2008-08-11 | 22.177
[25 empty] | 2008-08-12 | 22.177
[25 empty] | 2008-08-13 | 22.177
[25 empty] | 2008-08-14 | 22.177
[25 empty] | 2008-08-15 | 0
[25 empty] | 2008-08-16 | 0
[25 empty] | 2008-08-17 | 0
[25 empty] | 2008-08-18 | 0
[25 empty] | 2008-08-19 | 0
[25 empty] | 2008-08-20 | 0
[25 empty] | 2008-08-21 | 0
[25 empty] | 2008-08-22 | 0
[25 empty] | 2008-08-23 | 0
[25 empty] | 2008-08-24 | 0
[25 empty] | 2008-08-25 | 0
[25 empty] | 2008-08-26 | 0
[25 empty] | 2008-08-27 | 0
[25 empty] | 2008-08-28 | 0
[25 empty] | 2008-08-29 | 0
[25 empty] | 2008-08-30 | 0
[25 empty] | 2008-08-31 | 0
[25 empty] | 2008-09-01 | 0
[25 empty] | 2008-09-02 | 0
[25 empty] | 2008-09-03 | 0
[25 empty] | 2008-09-04 | 0
[25 empty] | 2008-09-05 | 0
[25 empty] | 2008-09-06 | 0
[25 empty] | 2008-09-07 | 0
[25 empty] | 2008-09-08 | 0
[25 empty] | 2008-09-09 | 0
[25 empty] | 2008-09-10 | 0
[25 empty] | 2008-09-11 | 0
[25 empty] | 2008-09-12 | 0
[25 empty] | 2008-09-13 | 0
[25 empty] | 2008-09-14 | 0
[25 empty] | 2008-09-15 | 0
[25 empty] | 2008-09-16 | 0
[25 empty] | 2008-09-17 | 0
[25 empty] | 2008-09-18 | 0
[25 empty] | 2008-09-19 | 31.805
[25 empty] | 2008-09-20 | 31.805
[25 empty] | 2008-09-21 | 31.805
[25 empty] | 2008-09-22 | 31.805
[25 empty] | 2008-09-23 | 59.067
[25 empty] | 2008-09-24 | 59.067
[25 empty] | 2008-09-25 | 59.067
[25 empty] | 2008-09-26 | 57.931
[25 empty] | 2008-09-27 | 57.931
[25 empty] | 2008-09-28 | 57.931
[25 empty] | 2008-09-29 | 57.931
[25 empty] | 2008-09-30 | 132.52
[25 empty] | 2008-10-01 | 132.52
[25 empty] | 2008-10-02 | 132.52
[25 empty] | 2008-10-03 | 104.5
[25 empty] | 2008-10-04 | 104.5
[25 empty] | 2008-10-05 | 104.5
[25 empty] | 2008-10-06 | 104.5
[25 empty] | 2008-10-07 | 28.776
[25 empty] | 2008-10-08 | 28.776
[25 empty] | 2008-10-09 | 28.776
[25 empty] | 2008-10-10 | 200.69
[25 empty] | 2008-10-11 | 200.69
[25 empty] | 2008-10-12 | 200.69
[25 empty] | 2008-10-13 | 200.69
[25 empty] | 2008-10-14 | 200.69
[25 empty] | 2008-10-15 | 200.69
[25 empty] | 2008-10-16 | 200.69
[25 empty] | 2008-10-17 | 84.119
[25 empty] | 2008-10-18 | 84.119
[25 empty] | 2008-10-19 | 84.119
[25 empty] | 2008-10-20 | 84.119
[25 empty] | 2008-10-21 | 84.119
[25 empty] | 2008-10-22 | 84.119
[25 empty] | 2008-10-23 | 0
[25 empty] | 2008-10-24 | 0
[25 empty] | 2008-10-25 | 0
[25 empty] | 2008-10-26 | 0
[25 empty] | 2008-10-27 | 0
[25 empty] | 2008-10-28 | 0
[25 empty] | 2008-10-29 | 0
[25 empty] | 2008-10-30 | 0
[25 empty] | 2008-10-31 | 0
[25 empty] | 2008-11-01 | 0
[25 empty] | 2008-11-02 | 0
[25 empty] | 2008-11-03 | 0
[25 empty] | 2008-11-04 | 0
[25 empty] | 2008-11-05 | 0
[25 empty] | 2008-11-06 | 0
[25 empty] | 2008-11-07 | 0
[25 empty] | 2008-11-08 | 0
[25 empty] | 2008-11-09 | 0
[25 empty] | 2008-11-10 | 0
[25 empty] | 2008-11-11 | 0
[25 empty] | 2008-11-12 | 0
[25 empty] | 2008-11-13 | 0
[25 empty] | 2008-11-14 | 0
[25 empty] | 2008-11-15 | 0
[25 empty] | 2008-11-16 | 0
[25 empty] | 2008-11-17 | 0
[25 empty] | 2008-11-18 | 0
[25 empty] | 2008-11-19 | 0
[25 empty] | 2008-11-20 | 0
[25 empty] | 2008-11-21 | 0
[25 empty] | 2008-11-22 | 0
[25 empty] | 2008-11-23 | 0
[25 empty] | 2008-11-24 | 0
[25 empty] | 2008-11-25 | 0
[25 empty] | 2008-11-26 | 0
[25 empty] | 2008-11-27 | 0
[25 empty] | 2008-11-28 | 0
[25 empty] | 2008-11-29 | 0
[25 empty] | 2008-11-30 | 0
[25 empty] | 2008-12-01 | 0
[25 empty] | 2008-12-02 | 0
[25 empty] | 2008-12-03 | 0
[25 empty] | 2008-12-04 | 0
[25 empty] | 2008-12-05 | 0
[25 empty] | 2008-12-06 | 0
[25 empty] | 2008-12-07 | 0
[25 empty] | 2008-12-08 | 0
[25 empty] | 2008-12-09 | 0
[25 empty] | 2008-12-10 | 0
[25 empty] | 2008-12-11 | 0
[25 empty] | 2008-12-12 | 0
[25 empty] | 2008-12-13 | 0
[25 empty] | 2008-12-14 | 0
[25 empty] | 2008-12-15 | 0
[25 empty] | 2008-12-16 | 0
[25 empty] | 2008-12-17 | 0
[25 empty] | 2008-12-18 | 0
[25 empty] | 2008-12-19 | 0
[25 empty] | 2008-12-20 | 0
[25 empty] | 2008-12-21 | 0
[25 empty] | 2008-12-22 | 0
[25 empty] | 2008-12-23 | 0
[25 empty] | 2008-12-24 | 0
[25 empty] | 2008-12-25 | 0
[25 empty] | 2008-12-26 | 0
[25 empty] | 2008-12-27 | 0
[25 empty] | 2008-12-28 | 0
[25 empty] | 2008-12-29 | 0
[25 empty] | 2008-12-30 | 0
[25 empty] | 2008-12-31 | 0
[25 empty] | 2009-01-01 | 0
[25 empty] | 2009-01-02 | 0
[25 empty] | 2009-01-03 | 0
[25 empty] | 2009-01-04 | 0
[25 empty] | 2009-01-05 | 0
[25 empty] | 2009-01-06 | 0
[25 empty] | 2009-01-07 | 0
[25 empty] | 2009-01-08 | 0
[25 empty] | 2009-01-09 | 0
[25 empty] | 2009-01-10 | 0
[25 empty] | 2009-01-11 | 0
[25 empty] | 2009-01-12 | 0
[25 empty] | 2009-01-13 | 0
[25 empty] | 2009-01-14 | 0
[25 empty] | 2009-01-15 | 0
[25 empty] | 2009-01-16 | 0
[25 empty] | 2009-01-17 | 0
[25 empty] | 2009-01-18 | 0
[25 empty] | 2009-01-19 | 0
[25 empty] | 2009-01-20 | 0
[25 empty] | 2009-01-21 | 0
[25 empty] | 2009-01-22 | 0
[25 empty] | 2009-01-23 | 0
[25 empty] | 2009-01-24 | 0
[25 empty] | 2009-01-25 | 0
[25 empty] | 2009-01-26 | 0
[25 empty] | 2009-01-27 | 0
[25 empty] | 2009-01-28 | 0
[25 empty] | 2009-01-29 | 0
[25 empty] | 2009-01-30 | 0
[25 empty] | 2009-01-31 | 0
[25 empty] | 2009-02-01 | 0
[25 empty] | 2009-02-02 | 0
[25 empty] | 2009-02-03 | 0
[25 empty] | 2009-02-04 | 0
[25 empty] | 2009-02-05 | 0
[25 empty] | 2009-02-06 | 0
[25 empty] | 2009-02-07 | 0
[25 empty] | 2009-02-08 | 0
[25 empty] | 2009-02-09 | 0
[25 empty] | 2009-02-10 | 0
[25 empty] | 2009-02-11 | 0
[25 empty] | 2009-02-12 | 0
[25 empty] | 2009-02-13 | 0
[25 empty] | 2009-02-14 | 0
[25 empty] | 2009-02-15 | 0
[25 empty] | 2009-02-16 | 0
[25 empty] | 2009-02-17 | 0
[25 empty] | 2009-02-18 | 0
[25 empty] | 2009-02-19 | 0
[25 empty] | 2009-02-20 | 0
[25 empty] | 2009-02-21 | 0
[25 empty] | 2009-02-22 | 0
[25 empty] | 2009-02-23 | 0
[25 empty] | 2009-02-24 | 0
[25 empty] | 2009-02-25 | 0
[25 empty] | 2009-02-26 | 0
[25 empty] | 2009-02-27 | 0
[25 empty] | 2009-02-28 | 0
[25 empty] | 2009-03-01 | 0
[25 empty] | 2009-03-02 | 0
[25 empty] | 2009-03-03 | 0
[25 empty] | 2009-03-04 | 0
[25 empty] | 2009-03-05 | 0
[25 empty] | 2009-03-06 | 0
[25 empty] | 2009-03-07 | 0
[25 empty] | 2009-03-08 | 0
[25 empty] | 2009-03-09 | 0
[25 empty] | 2009-03-10 | 0
[25 empty] | 2009-03-11 | 0
[25 empty] | 2009-03-12 | 0
[25 empty] | 2009-03-13 | 0
[25 empty] | 2009-03-14 | 0
[25 empty] | 2009-03-15 | 0
[25 empty] | 2009-03-16 | 0
[25 empty] | 2009-03-17 | 0
[25 empty] | 2009-03-18 | 0
[25 empty] | 2009-03-19 | 0
[25 empty] | 2009-03-20 | 0
[25 empty] | 2009-03-21 | 0
[25 empty] | 2009-03-22 | 0
[25 empty] | 2009-03-23 | 0
[25 empty] | 2009-03-24 | 0
[25 empty] | 2009-03-25 | 31.78
[25 empty] | 2009-03-26 | 31.78
[25 empty] | 2009-03-27 | 31.78
[25 empty] | 2009-03-28 | 167.42
[25 empty] | 2009-03-29 | 148.82
[25 empty] | 2009-03-30 | 148.82
[25 empty] | 2009-03-31 | 176.73
[25 empty] | 2009-04-01 | 176.73
[25 empty] | 2009-04-02 | 176.73
[25 empty] | 2009-04-03 | 248.59
[25 empty] | 2009-04-04 | 248.59
[25 empty] | 2009-04-05 | 248.59
[25 empty] | 2009-04-06 | 248.59
[25 empty] | 2009-04-07 | 230.59
[25 empty] | 2009-04-08 | 230.59
[25 empty] | 2009-04-09 | 259.89
[25 empty] | 2009-04-10 | 259.89
[25 empty] | 2009-04-11 | 259.89
[25 empty] | 2009-04-12 | 259.89
[25 empty] | 2009-04-13 | 259.89
[25 empty] | 2009-04-14 | 311.46
[25 empty] | 2009-04-15 | 311.46
[25 empty] | 2009-04-16 | 311.46
[25 empty] | 2009-04-17 | 15.361
[25 empty] | 2009-04-18 | 15.361
[25 empty] | 2009-04-19 | 15.361
[25 empty] | 2009-04-20 | 15.361
[25 empty] | 2009-04-21 | 167.51
[25 empty] | 2009-04-22 | 167.51
[25 empty] | 2009-04-23 | 167.51
[25 empty] | 2009-04-24 | 117.4
[25 empty] | 2009-04-25 | 117.4
[25 empty] | 2009-04-26 | 117.4
[25 empty] | 2009-04-27 | 117.4
[25 empty] | 2009-04-28 | 83.388
[25 empty] | 2009-04-29 | 83.388
[25 empty] | 2009-04-30 | 83.388
[25 empty] | 2009-05-01 | 0
[25 empty] | 2009-05-02 | 0
[25 empty] | 2009-05-03 | 0
[25 empty] | 2009-05-04 | 0
[25 empty] | 2009-05-05 | 0
[25 empty] | 2009-05-06 | 0
[25 empty] | 2009-05-07 | 0
[25 empty] | 2009-05-08 | 0
[25 empty] | 2009-05-09 | 0
[25 empty] | 2009-05-10 | 0
[25 empty] | 2009-05-11 | 0
[25 empty] | 2009-05-12 | 0
[25 empty] | 2009-05-13 | 0
[25 empty] | 2009-05-14 | 0
[25 empty] | 2009-05-15 | 0
[25 empty] | 2009-05-16 | 0
[25 empty] | 2009-05-17 | 0
[25 empty] | 2009-05-18 | 0
[25 empty] | 2009-05-19 | 0
[25 empty] | 2009-05-20 | 0
[25 empty] | 2009-05-21 | 0
[25 empty] | 2009-05-22 | 0
[25 empty] | 2009-05-23 | 0
[25 empty] | 2009-05-24 | 0
[25 empty] | 2009-05-25 | 0
[25 empty] | 2009-05-26 | 0
[25 empty] | 2009-05-27 | 0
[25 empty] | 2009-05-28 | 0
[25 empty] | 2009-05-29 | 0
[25 empty] | 2009-05-30 | 0
[25 empty] | 2009-05-31 | 0
[25 empty] | 2009-06-01 | 0
[25 empty] | 2009-06-02 | 0
[25 empty] | 2009-06-03 | 0
[25 empty] | 2009-06-04 | 0
[25 empty] | 2009-06-05 | 0
[25 empty] | 2009-06-06 | 0
[25 empty] | 2009-06-07 | 0
[25 empty] | 2009-06-08 | 0
[25 empty] | 2009-06-09 | 32.714
[25 empty] | 2009-06-10 | 32.714
[25 empty] | 2009-06-11 | 32.714
[25 empty] | 2009-06-12 | 32.714
[25 empty] | 2009-06-13 | 32.714
[25 empty] | 2009-06-14 | 83.306
[25 empty] | 2009-06-15 | 83.306
[25 empty] | 2009-06-16 | 83.306
[25 empty] | 2009-06-17 | 83.306
[25 empty] | 2009-06-18 | 83.306
[25 empty] | 2009-06-19 | 83.306
[25 empty] | 2009-06-20 | 83.306
[25 empty] | 2009-06-21 | 83.306
[25 empty] | 2009-06-22 | 83.306
[25 empty] | 2009-06-23 | 83.306
[25 empty] | 2009-06-24 | 83.306
[25 empty] | 2009-06-25 | 83.306
[25 empty] | 2009-06-26 | 83.306
[25 empty] | 2009-06-27 | 83.306
[25 empty] | 2009-06-28 | 83.306
[25 empty] | 2009-06-29 | 83.306
[25 empty] | 2009-06-30 | 0
[25 empty] | 2009-07-01 | 0
[25 empty] | 2009-07-02 | 0
[25 empty] | 2009-07-03 | 0
[25 empty] | 2009-07-04 | 0
[25 empty] | 2009-07-05 | 0
[25 empty] | 2009-07-06 | 0
[25 empty] | 2009-07-07 | 0
[25 empty] | 2009-07-08 | 0
[25 empty] | 2009-07-09 | 0
[25 empty] | 2009-07-10 | 0
[25 empty] | 2009-07-11 | 0
[25 empty] | 2009-07-12 | 0
[25 empty] | 2009-07-13 | 0
[25 empty] | 2009-07-14 | 65.264
[25 empty] | 2009-07-15 | 65.264
[25 empty] | 2009-07-16 | 65.264
[25 empty] | 2009-07-17 | 65.264
[25 empty] | 2009-07-18 | 65.264
[25 empty] | 2009-07-19 | 65.264
[25 empty] | 2009-07-20 | 65.264
[25 empty] | 2009-07-21 | 36.051
[25 empty] | 2009-07-22 | 36.051
[25 empty] | 2009-07-23 | 36.051
[25 empty] | 2009-07-24 | 36.051
[25 empty] | 2009-07-25 | 36.051
[25 empty] | 2009-07-26 | 36.051
[25 empty] | 2009-07-27 | 36.051
[25 empty] | 2009-07-28 | 0
[25 empty] | 2009-07-29 | 0
[25 empty] | 2009-07-30 | 0
[25 empty] | 2009-07-31 | 0
[25 empty] | 2009-08-01 | 0
[25 empty] | 2009-08-02 | 0
[25 empty] | 2009-08-03 | 0
[25 empty] | 2009-08-04 | 10.424
[25 empty] | 2009-08-05 | 10.424
[25 empty] | 2009-08-06 | 10.424
[25 empty] | 2009-08-07 | 10.424
[25 empty] | 2009-08-08 | 0
[25 empty] | 2009-08-09 | 0
[25 empty] | 2009-08-10 | 0
[25 empty] | 2009-08-11 | 2.2717
[25 empty] | 2009-08-12 | 2.2717
[25 empty] | 2009-08-13 | 2.2717
[25 empty] | 2009-08-14 | 2.2717
[25 empty] | 2009-08-15 | 2.2717
[25 empty] | 2009-08-16 | 2.2717
[25 empty] | 2009-08-17 | 2.2717
[25 empty] | 2009-08-18 | 2.2717
[25 empty] | 2009-08-19 | 0
[25 empty] | 2009-08-20 | 0
[25 empty] | 2009-08-21 | 0
[25 empty] | 2009-08-22 | 0
[25 empty] | 2009-08-23 | 0
[25 empty] | 2009-08-24 | 0
[25 empty] | 2009-08-25 | 11.684
[25 empty] | 2009-08-26 | 11.684
[25 empty] | 2009-08-27 | 11.684
[25 empty] | 2009-08-28 | 11.684
[25 empty] | 2009-08-29 | 11.684
[25 empty] | 2009-08-30 | 11.684
[25 empty] | 2009-08-31 | 11.684
[25 empty] | 2009-09-01 | 0.3244
[25 empty] | 2009-09-02 | 0.3244
[25 empty] | 2009-09-03 | 0.3244
[25 empty] | 2009-09-04 | 0.3244
[25 empty] | 2009-09-05 | 0.3244
[25 empty] | 2009-09-06 | 0.3244
[25 empty] | 2009-09-07 | 0.3244
[25 empty] | 2009-09-08 | 0
[25 empty] | 2009-09-09 | 0
[25 empty] | 2009-09-10 | 0
[25 empty] | 2009-09-11 | 0
[25 empty] | 2009-09-12 | 0
[25 empty] | 2009-09-13 | 0
[25 empty] | 2009-09-14 | 0
[25 empty] | 2009-09-15 | 0
[25 empty] | 2009-09-16 | 0
[25 empty] | 2009-09-17 | 0
[25 empty] | 2009-09-18 | 0
[25 empty] | 2009-09-19 | 0
[25 empty] | 2009-09-20 | 0
[25 empty] | 2009-09-21 | 0
[25 empty] | 2009-09-22 | 0
[25 empty] | 2009-09-23 | 0
[25 empty] | 2009-09-24 | 0
[25 empty] | 2009-09-25 | 0
[25 empty] | 2009-09-26 | 0
[25 empty] | 2009-09-27 | 0
[25 empty] | 2009-09-28 | 0
[25 empty] | 2009-09-29 | 0
[25 empty] | 2009-09-30 | 0
[25 empty] | 2009-10-01 | 0
[25 empty] | 2009-10-02 | 23.854
[25 empty] | 2009-10-03 | 23.854
[25 empty] | 2009-10-04 | 23.854
[25 empty] | 2009-10-05 | 23.854
[25 empty] | 2009-10-06 | 153.35
[25 empty] | 2009-10-07 | 153.35
[25 empty] | 2009-10-08 | 153.35
[25 empty] | 2009-10-09 | 153.35
[25 empty] | 2009-10-10 | 181.74
[25 empty] | 2009-10-11 | 181.74
[25 empty] | 2009-10-12 | 181.74
[25 empty] | 2009-10-13 | 204.46
[25 empty] | 2009-10-14 | 0
[25 empty] | 2009-10-15 | 0
[25 empty] | 2009-10-16 | 0
[25 empty] | 2009-10-17 | 197.65
[25 empty] | 2009-10-18 | 197.65
[25 empty] | 2009-10-19 | 197.65
[25 empty] | 2009-10-20 | 299.92
[25 empty] | 2009-10-21 | 164.58
[25 empty] | 2009-10-22 | 133.86
[25 empty] | 2009-10-23 | 195.3
[25 empty] | 2009-10-24 | 232.61
[25 empty] | 2009-10-25 | 278.69
[25 empty] | 2009-10-26 | 100.94
[25 empty] | 2009-10-27 | 221.64
[25 empty] | 2009-10-28 | 164.58
[25 empty] | 2009-10-29 | 186.53
[25 empty] | 2009-10-30 | 103.14
[25 empty] | 2009-10-31 | 142.64
[25 empty] | 2009-11-01 | 195.3
[25 empty] | 2009-11-02 | 158.73
[25 empty] | 2009-11-03 | 0
[25 empty] | 2009-11-04 | 0
[25 empty] | 2009-11-05 | 0
[25 empty] | 2009-11-06 | 0
[25 empty] | 2009-11-07 | 0
[25 empty] | 2009-11-08 | 0
[25 empty] | 2009-11-09 | 0
[25 empty] | 2009-11-10 | 0
[25 empty] | 2009-11-11 | 0
[25 empty] | 2009-11-12 | 0
[25 empty] | 2009-11-13 | 0
[25 empty] | 2009-11-14 | 0
[25 empty] | 2009-11-15 | 0
[25 empty] | 2009-11-16 | 0
[25 empty] | 2009-11-17 | 0
[25 empty] | 2009-11-18 | 0
[25 empty] | 2009-11-19 | 0
[25 empty] | 2009-11-20 | 0
[25 empty] | 2009-11-21 | 0
[25 empty] | 2009-11-22 | 0
[25 empty] | 2009-11-23 | 0
[25 empty] | 2009-11-24 | 0
[25 empty] | 2009-11-25 | 0
[25 empty] | 2009-11-26 | 0
[25 empty] | 2009-11-27 | 0
[25 empty] | 2009-11-28 | 0
[25 empty] | 2009-11-29 | 0
[25 empty] | 2009-11-30 | 0
[25 empty] | 2009-12-01 | 0
[25 empty] | 2009-12-02 | 0
[25 empty] | 2009-12-03 | 0
[25 empty] | 2009-12-04 | 0
[25 empty] | 2009-12-05 | 0
[25 empty] | 2009-12-06 | 0
[25 empty] | 2009-12-07 | 0
[25 empty] | 2009-12-08 | 0
[25 empty] | 2009-12-09 | 0
[25 empty] | 2009-12-10 | 0
[25 empty] | 2009-12-11 | 0
[25 empty] | 2009-12-12 | 0
[25 empty] | 2009-12-13 | 0
[25 empty] | 2009-12-14 | 0
[25 empty] | 2009-12-15 | 0
[25 empty] | 2009-12-16 | 0
[25 empty] | 2009-12-17 | 0
[25 empty] | 2009-12-18 | 0
[25 empty] | 2009-12-19 | 0
[25 empty] | 2009-12-20 | 0
[25 empty] | 2009-12-21 | 0
[25 empty] | 2009-12-22 | 0
[25 empty] | 2009-12-23 | 0
[25 empty] | 2009-12-24 | 0
[25 empty] | 2009-12-25 | 0
[25 empty] | 2009-12-26 | 0
[25 empty] | 2009-12-27 | 0
[25 empty] | 2009-12-28 | 0
[25 empty] | 2009-12-29 | 0
[25 empty] | 2009-12-30 | 0
[25 empty] | 2009-12-31 | 0
[25 empty] | 2010-01-01 | 0
[25 empty] | 2010-01-02 | 0
[25 empty] | 2010-01-03 | 0
[25 empty] | 2010-01-04 | 0
[25 empty] | 2010-01-05 | 0
[25 empty] | 2010-01-06 | 0
[25 empty] | 2010-01-07 | 0
[25 empty] | 2010-01-08 | 0
[25 empty] | 2010-01-09 | 0
[25 empty] | 2010-01-10 | 0
[25 empty] | 2010-01-11 | 0
[25 empty] | 2010-01-12 | 0
[25 empty] | 2010-01-13 | 0
[25 empty] | 2010-01-14 | 0
[25 empty] | 2010-01-15 | 0
[25 empty] | 2010-01-16 | 0
[25 empty] | 2010-01-17 | 0
[25 empty] | 2010-01-18 | 0
[25 empty] | 2010-01-19 | 0
[25 empty] | 2010-01-20 | 0
[25 empty] | 2010-01-21 | 0
[25 empty] | 2010-01-22 | 0
[25 empty] | 2010-01-23 | 0
[25 empty] | 2010-01-24 | 0
[25 empty] | 2010-01-25 | 0
[25 empty] | 2010-01-26 | 0
[25 empty] | 2010-01-27 | 0
[25 empty] | 2010-01-28 | 0
[25 empty] | 2010-01-29 | 0
[25 empty] | 2010-01-30 | 0
[25 empty] | 2010-01-31 | 0
[25 empty] | 2010-02-01 | 0
[25 empty] | 2010-02-02 | 0
[25 empty] | 2010-02-03 | 0
[25 empty] | 2010-02-04 | 0
[25 empty] | 2010-02-05 | 0
[25 empty] | 2010-02-06 | 0
[25 empty] | 2010-02-07 | 0
[25 empty] | 2010-02-08 | 0
[25 empty] | 2010-02-09 | 0
[25 empty] | 2010-02-10 | 0
[25 empty] | 2010-02-11 | 0
[25 empty] | 2010-02-12 | 0
[25 empty] | 2010-02-13 | 0
[25 empty] | 2010-02-14 | 0
[25 empty] | 2010-02-15 | 0
[25 empty] | 2010-02-16 | 0
[25 empty] | 2010-02-17 | 0
[25 empty] | 2010-02-18 | 0
[25 empty] | 2010-02-19 | 0
[25 empty] | 2010-02-20 | 0
[25 empty] | 2010-02-21 | 0
[25 empty] | 2010-02-22 | 0
[25 empty] | 2010-02-23 | 0
[25 empty] | 2010-02-24 | 0
[25 empty] | 2010-02-25 | 0
[25 empty] | 2010-02-26 | 0
[25 empty] | 2010-02-27 | 0
[25 empty] | 2010-02-28 | 0
[25 empty] | 2010-03-01 | 0
[25 empty] | 2010-03-02 | 0
[25 empty] | 2010-03-03 | 0
[25 empty] | 2010-03-04 | 0
[25 empty] | 2010-03-05 | 0
[25 empty] | 2010-03-06 | 0
[25 empty] | 2010-03-07 | 0
[25 empty] | 2010-03-08 | 0
[25 empty] | 2010-03-09 | 0
[25 empty] | 2010-03-10 | 0
[25 empty] | 2010-03-11 | 0
[25 empty] | 2010-03-12 | 0
[25 empty] | 2010-03-13 | 0
[25 empty] | 2010-03-14 | 0
[25 empty] | 2010-03-15 | 0
[25 empty] | 2010-03-16 | 0
[25 empty] | 2010-03-17 | 0
[25 empty] | 2010-03-18 | 0
[25 empty] | 2010-03-19 | 0
[25 empty] | 2010-03-20 | 0
[25 empty] | 2010-03-21 | 0
[25 empty] | 2010-03-22 | 0
[25 empty] | 2010-03-23 | 0
[25 empty] | 2010-03-24 | 88.364
[25 empty] | 2010-03-25 | 88.364
[25 empty] | 2010-03-26 | 48.251
[25 empty] | 2010-03-27 | 48.251
[25 empty] | 2010-03-28 | 48.251
[25 empty] | 2010-03-29 | 48.251
[25 empty] | 2010-03-30 | 13.952
[25 empty] | 2010-03-31 | 13.952
[25 empty] | 2010-04-01 | 13.952
[25 empty] | 2010-04-02 | 13.952
[25 empty] | 2010-04-03 | 13.952
[25 empty] | 2010-04-04 | 13.952
[25 empty] | 2010-04-05 | 13.952
[25 empty] | 2010-04-06 | 17.939
[25 empty] | 2010-04-07 | 17.939
[25 empty] | 2010-04-08 | 17.939
[25 empty] | 2010-04-09 | 17.939
[25 empty] | 2010-04-10 | 17.939
[25 empty] | 2010-04-11 | 17.939
[25 empty] | 2010-04-12 | 17.939
[25 empty] | 2010-04-13 | 0
[25 empty] | 2010-04-14 | 0
[25 empty] | 2010-04-15 | 0
[25 empty] | 2010-04-16 | 0
[25 empty] | 2010-04-17 | 0
[25 empty] | 2010-04-18 | 0
[25 empty] | 2010-04-19 | 0
[25 empty] | 2010-04-20 | 0
[25 empty] | 2010-04-21 | 0
[25 empty] | 2010-04-22 | 0
[25 empty] | 2010-04-23 | 0
[25 empty] | 2010-04-24 | 0
[25 empty] | 2010-04-25 | 0
[25 empty] | 2010-04-26 | 0
[25 empty] | 2010-04-27 | 4.3186
[25 empty] | 2010-04-28 | 4.3186
[25 empty] | 2010-04-29 | 4.3186
[25 empty] | 2010-04-30 | 4.3186
[25 empty] | 2010-05-01 | 4.3186
[25 empty] | 2010-05-02 | 4.3186
[25 empty] | 2010-05-03 | 4.3186
[25 empty] | 2010-05-04 | 92.35
[25 empty] | 2010-05-05 | 92.35
[25 empty] | 2010-05-06 | 92.35
[25 empty] | 2010-05-07 | 92.35
[25 empty] | 2010-05-08 | 92.35
[25 empty] | 2010-05-09 | 92.35
[25 empty] | 2010-05-10 | 92.35
[25 empty] | 2010-05-11 | 70.285
[25 empty] | 2010-05-12 | 70.285
[25 empty] | 2010-05-13 | 70.285
[25 empty] | 2010-05-14 | 70.285
[25 empty] | 2010-05-15 | 70.285
[25 empty] | 2010-05-16 | 70.285
[25 empty] | 2010-05-17 | 70.285
[25 empty] | 2010-05-18 | 62.961
[25 empty] | 2010-05-19 | 62.961
[25 empty] | 2010-05-20 | 62.961
[25 empty] | 2010-05-21 | 62.961
[25 empty] | 2010-05-22 | 62.961
[25 empty] | 2010-05-23 | 62.961
[25 empty] | 2010-05-24 | 62.961
[25 empty] | 2010-05-25 | 51.278
[25 empty] | 2010-05-26 | 51.278
[25 empty] | 2010-05-27 | 51.278
[25 empty] | 2010-05-28 | 51.278
[25 empty] | 2010-05-29 | 51.278
[25 empty] | 2010-05-30 | 51.278
[25 empty] | 2010-05-31 | 51.278
[25 empty] | 2010-06-01 | 33.103
[25 empty] | 2010-06-02 | 33.103
[25 empty] | 2010-06-03 | 33.103
[25 empty] | 2010-06-04 | 33.103
[25 empty] | 2010-06-05 | 33.103
[25 empty] | 2010-06-06 | 33.103
[25 empty] | 2010-06-07 | 33.103
[25 empty] | 2010-06-08 | 15.578
[25 empty] | 2010-06-09 | 15.578
[25 empty] | 2010-06-10 | 15.578
[25 empty] | 2010-06-11 | 15.578
[25 empty] | 2010-06-12 | 15.578
[25 empty] | 2010-06-13 | 15.578
[25 empty] | 2010-06-14 | 15.578
[25 empty] | 2010-06-15 | 72.048
[25 empty] | 2010-06-16 | 72.048
[25 empty] | 2010-06-17 | 72.048
[25 empty] | 2010-06-18 | 72.048
[25 empty] | 2010-06-19 | 72.048
[25 empty] | 2010-06-20 | 72.048
[25 empty] | 2010-06-21 | 72.048
[25 empty] | 2010-06-22 | 81.512
[25 empty] | 2010-06-23 | 81.512
[25 empty] | 2010-06-24 | 81.512
[25 empty] | 2010-06-25 | 81.512
[25 empty] | 2010-06-26 | 81.512
[25 empty] | 2010-06-27 | 81.512
[25 empty] | 2010-06-28 | 81.512
[25 empty] | 2010-06-29 | 80.253
[25 empty] | 2010-06-30 | 80.253
[25 empty] | 2010-07-01 | 80.253
[25 empty] | 2010-07-02 | 80.253
[25 empty] | 2010-07-03 | 80.253
[25 empty] | 2010-07-04 | 80.253
[25 empty] | 2010-07-05 | 80.253
[25 empty] | 2010-07-06 | 65.206
[25 empty] | 2010-07-07 | 65.206
[25 empty] | 2010-07-08 | 65.206
[25 empty] | 2010-07-09 | 65.206
[25 empty] | 2010-07-10 | 65.206
[25 empty] | 2010-07-11 | 65.206
[25 empty] | 2010-07-12 | 65.206
[25 empty] | 2010-07-13 | 48.277
[25 empty] | 2010-07-14 | 48.277
[25 empty] | 2010-07-15 | 48.277
[25 empty] | 2010-07-16 | 48.277
[25 empty] | 2010-07-17 | 48.277
[25 empty] | 2010-07-18 | 48.277
[25 empty] | 2010-07-19 | 48.277
[25 empty] | 2010-07-20 | 40.754
[25 empty] | 2010-07-21 | 40.754
[25 empty] | 2010-07-22 | 40.754
[25 empty] | 2010-07-23 | 40.754
[25 empty] | 2010-07-24 | 40.754
[25 empty] | 2010-07-25 | 40.754
[25 empty] | 2010-07-26 | 40.754
[25 empty] | 2010-07-27 | 33.857
[25 empty] | 2010-07-28 | 33.857
[25 empty] | 2010-07-29 | 33.857
[25 empty] | 2010-07-30 | 33.857
[25 empty] | 2010-07-31 | 33.857
[25 empty] | 2010-08-01 | 33.857
[25 empty] | 2010-08-02 | 33.857
[25 empty] | 2010-08-03 | 0
[25 empty] | 2010-08-04 | 0
[25 empty] | 2010-08-05 | 0
[25 empty] | 2010-08-06 | 0
[25 empty] | 2010-08-07 | 0
[25 empty] | 2010-08-08 | 0
[25 empty] | 2010-08-09 | 0
[25 empty] | 2010-08-10 | 53.607
[25 empty] | 2010-08-11 | 53.607
[25 empty] | 2010-08-12 | 53.607
[25 empty] | 2010-08-13 | 53.607
[25 empty] | 2010-08-14 | 53.607
[25 empty] | 2010-08-15 | 53.607
[25 empty] | 2010-08-16 | 53.607
[25 empty] | 2010-08-17 | 0
[25 empty] | 2010-08-18 | 0
[25 empty] | 2010-08-19 | 0
[25 empty] | 2010-08-20 | 0
[25 empty] | 2010-08-21 | 0
[25 empty] | 2010-08-22 | 0
[25 empty] | 2010-08-23 | 0
[25 empty] | 2010-08-24 | 14.734
[25 empty] | 2010-08-25 | 14.734
[25 empty] | 2010-08-26 | 14.734
[25 empty] | 2010-08-27 | 14.734
[25 empty] | 2010-08-28 | 14.734
[25 empty] | 2010-08-29 | 14.734
[25 empty] | 2010-08-30 | 14.734
[25 empty] | 2010-08-31 | 133.86
[25 empty] | 2010-09-01 | 133.86
[25 empty] | 2010-09-02 | 133.86
[25 empty] | 2010-09-03 | 133.86
[25 empty] | 2010-09-04 | 133.86
[25 empty] | 2010-09-05 | 133.86
[25 empty] | 2010-09-06 | 133.86
[25 empty] | 2010-09-07 | 37.305
[25 empty] | 2010-09-08 | 37.305
[25 empty] | 2010-09-09 | 37.305
[25 empty] | 2010-09-10 | 37.305
[25 empty] | 2010-09-11 | 37.305
[25 empty] | 2010-09-12 | 37.305
[25 empty] | 2010-09-13 | 37.305
[25 empty] | 2010-09-14 | 0
[25 empty] | 2010-09-15 | 0
[25 empty] | 2010-09-16 | 0
[25 empty] | 2010-09-17 | 0
[25 empty] | 2010-09-18 | 0
[25 empty] | 2010-09-19 | 0
[25 empty] | 2010-09-20 | 0
[25 empty] | 2010-09-21 | 0
[25 empty] | 2010-09-22 | 0
[25 empty] | 2010-09-23 | 0
[25 empty] | 2010-09-24 | 0
[25 empty] | 2010-09-25 | 0
[25 empty] | 2010-09-26 | 0
[25 empty] | 2010-09-27 | 0
[25 empty] | 2010-09-28 | 0
[25 empty] | 2010-09-29 | 0
[25 empty] | 2010-09-30 | 0
[25 empty] | 2010-10-01 | 0
[25 empty] | 2010-10-02 | 0
[25 empty] | 2010-10-03 | 0
[25 empty] | 2010-10-04 | 0
[25 empty] | 2010-10-05 | 0
[25 empty] | 2010-10-06 | 0
[25 empty] | 2010-10-07 | 0
[25 empty] | 2010-10-08 | 0
[25 empty] | 2010-10-09 | 0
[25 empty] | 2010-10-10 | 0
[25 empty] | 2010-10-11 | 0
[25 empty] | 2010-10-12 | 0
[25 empty] | 2010-10-13 | 0
[25 empty] | 2010-10-14 | 0
[25 empty] | 2010-10-15 | 0
[25 empty] | 2010-10-16 | 0
[25 empty] | 2010-10-17 | 0
[25 empty] | 2010-10-18 | 0
[25 empty] | 2010-10-19 | 0
[25 empty] | 2010-10-20 | 0
[25 empty] | 2010-10-21 | 0
[25 empty] | 2010-10-22 | 0
[25 empty] | 2010-10-23 | 0
[25 empty] | 2010-10-24 | 0
[25 empty] | 2010-10-25 | 0
[25 empty] | 2010-10-26 | 0
[25 empty] | 2010-10-27 | 0
[25 empty] | 2010-10-28 | 0
[25 empty] | 2010-10-29 | 0
[25 empty] | 2010-10-30 | 0
[25 empty] | 2010-10-31 | 0
[25 empty] | 2010-11-01 | 0
[25 empty] | 2010-11-02 | 0
[25 empty] | 2010-11-03 | 0
[25 empty] | 2010-11-04 | 0
[25 empty] | 2010-11-05 | 0
[25 empty] | 2010-11-06 | 0
[25 empty] | 2010-11-07 | 0
[25 empty] | 2010-11-08 | 0
[25 empty] | 2010-11-09 | 0
[25 empty] | 2010-11-10 | 0
[25 empty] | 2010-11-11 | 0
[25 empty] | 2010-11-12 | 0
[25 empty] | 2010-11-13 | 0
[25 empty] | 2010-11-14 | 0
[25 empty] | 2010-11-15 | 0
[25 empty] | 2010-11-16 | 12.873
[25 empty] | 2010-11-17 | 12.873
[25 empty] | 2010-11-18 | 12.873
[25 empty] | 2010-11-19 | 140.85
[25 empty] | 2010-11-20 | 106.77
[25 empty] | 2010-11-21 | 106.78
[25 empty] | 2010-11-22 | 63.609
[25 empty] | 2010-11-23 | 120.41
[25 empty] | 2010-11-24 | 111.32
[25 empty] | 2010-11-25 | 79.513
[25 empty] | 2010-11-26 | 106.78
[25 empty] | 2010-11-27 | 102.23
[25 empty] | 2010-11-28 | 87.786
[25 empty] | 2010-11-29 | 87.786
[25 empty] | 2010-11-30 | 92.166
[25 empty] | 2010-12-01 | 92.166
[25 empty] | 2010-12-02 | 92.166
[25 empty] | 2010-12-03 | 0
[25 empty] | 2010-12-04 | 0
[25 empty] | 2010-12-05 | 0
[25 empty] | 2010-12-06 | 0
[25 empty] | 2010-12-07 | 0
[25 empty] | 2010-12-08 | 0
[25 empty] | 2010-12-09 | 0
[25 empty] | 2010-12-10 | 0
[25 empty] | 2010-12-11 | 0
[25 empty] | 2010-12-12 | 0
[25 empty] | 2010-12-13 | 0
[25 empty] | 2010-12-14 | 0
[25 empty] | 2010-12-15 | 0
[25 empty] | 2010-12-16 | 0
[25 empty] | 2010-12-17 | 0
[25 empty] | 2010-12-18 | 0
[25 empty] | 2010-12-19 | 0
[25 empty] | 2010-12-20 | 0
[25 empty] | 2010-12-21 | 0
[25 empty] | 2010-12-22 | 0
[25 empty] | 2010-12-23 | 0
[25 empty] | 2010-12-24 | 0
[25 empty] | 2010-12-25 | 0
[25 empty] | 2010-12-26 | 0
[25 empty] | 2010-12-27 | 0
[25 empty] | 2010-12-28 | 0
[25 empty] | 2010-12-29 | 0
[25 empty] | 2010-12-30 | 0
[25 empty] | 2010-12-31 | 0
[25 empty] | 2011-01-01 | 0
[25 empty] | 2011-01-02 | 0
[25 empty] | 2011-01-03 | 0
[25 empty] | 2011-01-04 | 0
[25 empty] | 2011-01-05 | 0
[25 empty] | 2011-01-06 | 0
[25 empty] | 2011-01-07 | 0
[25 empty] | 2011-01-08 | 0
[25 empty] | 2011-01-09 | 0
[25 empty] | 2011-01-10 | 0
[25 empty] | 2011-01-11 | 0
[25 empty] | 2011-01-12 | 0
[25 empty] | 2011-01-13 | 0
[25 empty] | 2011-01-14 | 0
[25 empty] | 2011-01-15 | 0
[25 empty] | 2011-01-16 | 0
[25 empty] | 2011-01-17 | 0
[25 empty] | 2011-01-18 | 0
[25 empty] | 2011-01-19 | 0
[25 empty] | 2011-01-20 | 0
[25 empty] | 2011-01-21 | 0
[25 empty] | 2011-01-22 | 0
[25 empty] | 2011-01-23 | 0
[25 empty] | 2011-01-24 | 0
[25 empty] | 2011-01-25 | 0
[25 empty] | 2011-01-26 | 0
[25 empty] | 2011-01-27 | 0
[25 empty] | 2011-01-28 | 0
[25 empty] | 2011-01-29 | 0
[25 empty] | 2011-01-30 | 0
[25 empty] | 2011-01-31 | 0
[25 empty] | 2011-02-01 | 0
[25 empty] | 2011-02-02 | 0
[25 empty] | 2011-02-03 | 0
[25 empty] | 2011-02-04 | 0
[25 empty] | 2011-02-05 | 0
[25 empty] | 2011-02-06 | 0
[25 empty] | 2011-02-07 | 0
[25 empty] | 2011-02-08 | 0
[25 empty] | 2011-02-09 | 0
[25 empty] | 2011-02-10 | 0
[25 empty] | 2011-02-11 | 0
[25 empty] | 2011-02-12 | 0
[25 empty] | 2011-02-13 | 0
[25 empty] | 2011-02-14 | 0
[25 empty] | 2011-02-15 | 0
[25 empty] | 2011-02-16 | 0
[25 empty] | 2011-02-17 | 0
[25 empty] | 2011-02-18 | 0
[25 empty] | 2011-02-19 | 0
[25 empty] | 2011-02-20 | 0
[25 empty] | 2011-02-21 | 0
[25 empty] | 2011-02-22 | 0
[25 empty] | 2011-02-23 | 0
[25 empty] | 2011-02-24 | 0
[25 empty] | 2011-02-25 | 0
[25 empty] | 2011-02-26 | 0
[25 empty] | 2011-02-27 | 0
[25 empty] | 2011-02-28 | 0
[25 empty] | 2011-03-01 | 0
[25 empty] | 2011-03-02 | 0
[25 empty] | 2011-03-03 | 0
[25 empty] | 2011-03-04 | 0
[25 empty] | 2011-03-05 | 0
[25 empty] | 2011-03-06 | 0
[25 empty] | 2011-03-07 | 0
[25 empty] | 2011-03-08 | 0
[25 empty] | 2011-03-09 | 0
[25 empty] | 2011-03-10 | 0
[25 empty] | 2011-03-11 | 0
[25 empty] | 2011-03-12 | 0
[25 empty] | 2011-03-13 | 0
[25 empty] | 2011-03-14 | 0
[25 empty] | 2011-03-15 | 0
[25 empty] | 2011-03-16 | 0
[25 empty] | 2011-03-17 | 0
[25 empty] | 2011-03-18 | 0
[25 empty] | 2011-03-19 | 0
[25 empty] | 2011-03-20 | 0
[25 empty] | 2011-03-21 | 0
[25 empty] | 2011-03-22 | 15.502
[25 empty] | 2011-03-23 | 15.502
[25 empty] | 2011-03-24 | 15.502
[25 empty] | 2011-03-25 | 0
[25 empty] | 2011-03-26 | 0
[25 empty] | 2011-03-27 | 0
[25 empty] | 2011-03-28 | 0
[25 empty] | 2011-03-29 | 38.756
[25 empty] | 2011-03-30 | 38.756
[25 empty] | 2011-03-31 | 38.756
[25 empty] | 2011-04-01 | 53.483
[25 empty] | 2011-04-02 | 53.483
[25 empty] | 2011-04-03 | 53.483
[25 empty] | 2011-04-04 | 53.483
[25 empty] | 2011-04-05 | 136.42
[25 empty] | 2011-04-06 | 136.42
[25 empty] | 2011-04-07 | 136.42
[25 empty] | 2011-04-08 | 97.519
[25 empty] | 2011-04-09 | 97.519
[25 empty] | 2011-04-10 | 97.519
[25 empty] | 2011-04-11 | 97.519
[25 empty] | 2011-04-12 | 98.445
[25 empty] | 2011-04-13 | 98.445
[25 empty] | 2011-04-14 | 98.445
[25 empty] | 2011-04-15 | 53.387
[25 empty] | 2011-04-16 | 53.387
[25 empty] | 2011-04-17 | 53.387
[25 empty] | 2011-04-18 | 53.387
[25 empty] | 2011-04-19 | 40.135
[25 empty] | 2011-04-20 | 40.135
[25 empty] | 2011-04-21 | 40.135
[25 empty] | 2011-04-22 | 61.906
[25 empty] | 2011-04-23 | 61.906
[25 empty] | 2011-04-24 | 61.906
[25 empty] | 2011-04-25 | 61.906
[25 empty] | 2011-04-26 | 52.252
[25 empty] | 2011-04-27 | 52.252
[25 empty] | 2011-04-28 | 52.252
[25 empty] | 2011-04-29 | 0
[25 empty] | 2011-04-30 | 0
[25 empty] | 2011-05-01 | 0
[25 empty] | 2011-05-02 | 0
[25 empty] | 2011-05-03 | 0
[25 empty] | 2011-05-04 | 0
[25 empty] | 2011-05-05 | 0
[25 empty] | 2011-05-06 | 49.979
[25 empty] | 2011-05-07 | 49.979
[25 empty] | 2011-05-08 | 49.979
[25 empty] | 2011-05-09 | 49.979
[25 empty] | 2011-05-10 | 103.75
[25 empty] | 2011-05-11 | 103.75
[25 empty] | 2011-05-12 | 103.75
[25 empty] | 2011-05-13 | 87.464
[25 empty] | 2011-05-14 | 87.464
[25 empty] | 2011-05-15 | 87.464
[25 empty] | 2011-05-16 | 87.464
[25 empty] | 2011-05-17 | 53.766
[25 empty] | 2011-05-18 | 53.766
[25 empty] | 2011-05-19 | 53.766
[25 empty] | 2011-05-20 | 51.683
[25 empty] | 2011-05-21 | 51.683
[25 empty] | 2011-05-22 | 51.683
[25 empty] | 2011-05-23 | 51.683
[25 empty] | 2011-05-24 | 73.944
[25 empty] | 2011-05-25 | 73.944
[25 empty] | 2011-05-26 | 73.944
[25 empty] | 2011-05-27 | 54.312
[25 empty] | 2011-05-28 | 54.312
[25 empty] | 2011-05-29 | 54.312
[25 empty] | 2011-05-30 | 54.312
[25 empty] | 2011-05-31 | 70.849
[25 empty] | 2011-06-01 | 70.849
[25 empty] | 2011-06-02 | 70.849
[25 empty] | 2011-06-03 | 70.849
[25 empty] | 2011-06-04 | 70.849
[25 empty] | 2011-06-05 | 70.849
[25 empty] | 2011-06-06 | 70.849
[25 empty] | 2011-06-07 | 42.426
[25 empty] | 2011-06-08 | 42.426
[25 empty] | 2011-06-09 | 42.426
[25 empty] | 2011-06-10 | 0
[25 empty] | 2011-06-11 | 0
[25 empty] | 2011-06-12 | 0
[25 empty] | 2011-06-13 | 0
[25 empty] | 2011-06-14 | 0
[25 empty] | 2011-06-15 | 0
[25 empty] | 2011-06-16 | 0
[25 empty] | 2011-06-17 | 13.715
[25 empty] | 2011-06-18 | 13.715
[25 empty] | 2011-06-19 | 13.715
[25 empty] | 2011-06-20 | 13.715
[25 empty] | 2011-06-21 | 0
[25 empty] | 2011-06-22 | 0
[25 empty] | 2011-06-23 | 0
[25 empty] | 2011-06-24 | 0
[25 empty] | 2011-06-25 | 0
[25 empty] | 2011-06-26 | 0
[25 empty] | 2011-06-27 | 0
[25 empty] | 2011-06-28 | 0
[25 empty] | 2011-06-29 | 0
[25 empty] | 2011-06-30 | 0
[25 empty] | 2011-07-01 | 0
[25 empty] | 2011-07-02 | 0
[25 empty] | 2011-07-03 | 0
[25 empty] | 2011-07-04 | 0
[25 empty] | 2011-07-05 | 0
[25 empty] | 2011-07-06 | 0
[25 empty] | 2011-07-07 | 0
[25 empty] | 2011-07-08 | 0
[25 empty] | 2011-07-09 | 0
[25 empty] | 2011-07-10 | 0
[25 empty] | 2011-07-11 | 0
[25 empty] | 2011-07-12 | 0
[25 empty] | 2011-07-13 | 0
[25 empty] | 2011-07-14 | 0
[25 empty] | 2011-07-15 | 22.493
[25 empty] | 2011-07-16 | 22.493
[25 empty] | 2011-07-17 | 22.493
[25 empty] | 2011-07-18 | 22.493
[25 empty] | 2011-07-19 | 0
[25 empty] | 2011-07-20 | 0
[25 empty] | 2011-07-21 | 0
[25 empty] | 2011-07-22 | 0
[25 empty] | 2011-07-23 | 0
[25 empty] | 2011-07-24 | 0
[25 empty] | 2011-07-25 | 0
[25 empty] | 2011-07-26 | 31.805
[25 empty] | 2011-07-27 | 31.805
[25 empty] | 2011-07-28 | 31.805
[25 empty] | 2011-07-29 | 0
[25 empty] | 2011-07-30 | 0
[25 empty] | 2011-07-31 | 0
[25 empty] | 2011-08-01 | 0
[25 empty] | 2011-08-02 | 0
[25 empty] | 2011-08-03 | 0
[25 empty] | 2011-08-04 | 0
[25 empty] | 2011-08-05 | 3.9757
[25 empty] | 2011-08-06 | 3.9757
[25 empty] | 2011-08-07 | 3.9757
[25 empty] | 2011-08-08 | 3.9757
[25 empty] | 2011-08-09 | 26.787
[25 empty] | 2011-08-10 | 26.787
[25 empty] | 2011-08-11 | 26.787
[25 empty] | 2011-08-12 | 0
[25 empty] | 2011-08-13 | 0
[25 empty] | 2011-08-14 | 0
[25 empty] | 2011-08-15 | 0
[25 empty] | 2011-08-16 | 0
[25 empty] | 2011-08-17 | 0
[25 empty] | 2011-08-18 | 0
[25 empty] | 2011-08-19 | 0
[25 empty] | 2011-08-20 | 0
[25 empty] | 2011-08-21 | 0
[25 empty] | 2011-08-22 | 0
[25 empty] | 2011-08-23 | 0
[25 empty] | 2011-08-24 | 0
[25 empty] | 2011-08-25 | 0
[25 empty] | 2011-08-26 | 0
[25 empty] | 2011-08-27 | 0
[25 empty] | 2011-08-28 | 0
[25 empty] | 2011-08-29 | 0
[25 empty] | 2011-08-30 | 7.5725
[25 empty] | 2011-08-31 | 7.5725
[25 empty] | 2011-09-01 | 7.5725
[25 empty] | 2011-09-02 | 8.5194
[25 empty] | 2011-09-03 | 8.5194
[25 empty] | 2011-09-04 | 8.5194
[25 empty] | 2011-09-05 | 8.5194
[25 empty] | 2011-09-06 | 0
[25 empty] | 2011-09-07 | 0
[25 empty] | 2011-09-08 | 0
[25 empty] | 2011-09-09 | 0
[25 empty] | 2011-09-10 | 0
[25 empty] | 2011-09-11 | 0
[25 empty] | 2011-09-12 | 0
[25 empty] | 2011-09-13 | 9.8449
[25 empty] | 2011-09-14 | 9.8449
[25 empty] | 2011-09-15 | 9.8449
[25 empty] | 2011-09-16 | 17.038
[25 empty] | 2011-09-17 | 17.038
[25 empty] | 2011-09-18 | 17.038
[25 empty] | 2011-09-19 | 17.038
[25 empty] | 2011-09-20 | 222.03
[25 empty] | 2011-09-21 | 222.03
[25 empty] | 2011-09-22 | 222.03
[25 empty] | 2011-09-23 | 217.8
[25 empty] | 2011-09-24 | 217.8
[25 empty] | 2011-09-25 | 217.8
[25 empty] | 2011-09-26 | 217.8
[25 empty] | 2011-09-27 | 220.8
[25 empty] | 2011-09-28 | 220.8
[25 empty] | 2011-09-29 | 220.8
[25 empty] | 2011-09-30 | 220.8
[25 empty] | 2011-10-01 | 0
[25 empty] | 2011-10-02 | 0
[25 empty] | 2011-10-03 | 0
[25 empty] | 2011-10-04 | 0
[25 empty] | 2011-10-05 | 0
[25 empty] | 2011-10-06 | 0
[25 empty] | 2011-10-07 | 0
[25 empty] | 2011-10-08 | 0
[25 empty] | 2011-10-09 | 0
[25 empty] | 2011-10-10 | 0
[25 empty] | 2011-10-11 | 0
[25 empty] | 2011-10-12 | 0
[25 empty] | 2011-10-13 | 0
[25 empty] | 2011-10-14 | 0
[25 empty] | 2011-10-15 | 0
[25 empty] | 2011-10-16 | 0
[25 empty] | 2011-10-17 | 0
[25 empty] | 2011-10-18 | 0
[25 empty] | 2011-10-19 | 0
[25 empty] | 2011-10-20 | 0
[25 empty] | 2011-10-21 | 0
[25 empty] | 2011-10-22 | 0
[25 empty] | 2011-10-23 | 0
[25 empty] | 2011-10-24 | 0
[25 empty] | 2011-10-25 | 0
[25 empty] | 2011-10-26 | 0
[25 empty] | 2011-10-27 | 0
[25 empty] | 2011-10-28 | 0
[25 empty] | 2011-10-29 | 0
[25 empty] | 2011-10-30 | 0
[25 empty] | 2011-10-31 | 0
[25 empty] | 2011-11-01 | 0
[25 empty] | 2011-11-02 | 0
[25 empty] | 2011-11-03 | 0
[25 empty] | 2011-11-04 | 0
[25 empty] | 2011-11-05 | 0
[25 empty] | 2011-11-06 | 0
[25 empty] | 2011-11-07 | 0
[25 empty] | 2011-11-08 | 0
[25 empty] | 2011-11-09 | 0
[25 empty] | 2011-11-10 | 0
[25 empty] | 2011-11-11 | 0
[25 empty] | 2011-11-12 | 0
[25 empty] | 2011-11-13 | 0
[25 empty] | 2011-11-14 | 0
[25 empty] | 2011-11-15 | 0
[25 empty] | 2011-11-16 | 0
[25 empty] | 2011-11-17 | 0
[25 empty] | 2011-11-18 | 0
[25 empty] | 2011-11-19 | 0
[25 empty] | 2011-11-20 | 0
[25 empty] | 2011-11-21 | 0
[25 empty] | 2011-11-22 | 0
[25 empty] | 2011-11-23 | 176.04
[25 empty] | 2011-11-24 | 176.04
[25 empty] | 2011-11-25 | 176.04
[25 empty] | 2011-11-26 | 176.04
[25 empty] | 2011-11-27 | 176.04
[25 empty] | 2011-11-28 | 176.04
[25 empty] | 2011-11-29 | 54.86
[25 empty] | 2011-11-30 | 54.86
[25 empty] | 2011-12-01 | 54.86
[25 empty] | 2011-12-02 | 54.86
[25 empty] | 2011-12-03 | 54.86
[25 empty] | 2011-12-04 | 54.86
[25 empty] | 2011-12-05 | 54.86
[25 empty] | 2011-12-06 | 76.256
[25 empty] | 2011-12-07 | 76.256
[25 empty] | 2011-12-08 | 76.256
[25 empty] | 2011-12-09 | 76.256
[25 empty] | 2011-12-10 | 76.256
[25 empty] | 2011-12-11 | 76.256
[25 empty] | 2011-12-12 | 76.256
[25 empty] | 2011-12-13 | 76.256
[25 empty] | 2011-12-14 | 0
[25 empty] | 2011-12-15 | 0
[25 empty] | 2011-12-16 | 0
[25 empty] | 2011-12-17 | 0
[25 empty] | 2011-12-18 | 0
[25 empty] | 2011-12-19 | 0
[25 empty] | 2011-12-20 | 0
[25 empty] | 2011-12-21 | 0
[25 empty] | 2011-12-22 | 0
[25 empty] | 2011-12-23 | 0
[25 empty] | 2011-12-24 | 0
[25 empty] | 2011-12-25 | 0
[25 empty] | 2011-12-26 | 0
[25 empty] | 2011-12-27 | 0
[25 empty] | 2011-12-28 | 0
[25 empty] | 2011-12-29 | 0
[25 empty] | 2011-12-30 | 0
[25 empty] | 2011-12-31 | 0
[25 empty] | 2012-01-01 | 0
Note on BD2: GoldSim Version: 10.50.200 Model: C:\Projects\Faro\Model\Current Model\FMC_WB_WQModel_V2.0\X14Analysis\FMC_WB_WQModel_V2.04_S4.gsm Element ID: \Faro_SWWQM\Results\SingleWQ_4Dash\SingleWQ_CVD\R_SingleWQ Element Description: Simulated on: 5/10/2013 12:06:40 Exported on: 5/10/2013 12:07:46 # of Realizations: 100 # of Time Values: 121 Time Display Units: yr
Note on AH4: GoldSim Version: 10.50.200 Model: C:\Projects\Faro\Model\Current Model\FMC_WB_WQModel_V2.0\X14Analysis\FMC_WB_WQModel_V2.04_S4.gsm Element ID: \Faro_SWWQM\Results\SingleWQ_4Dash\SingleWQ_EfluentWTP_Faro\R_SingleWQ Element Description: Simulated on: 5/10/2013 12:06:40 Exported on: 5/10/2013 12:07:46 # of Realizations: 100 # of Time Values: 121 Time Display Units: yr

## WTP
Plot E - Range of Monthly WTP flows - Scenario C-1g | [10 empty] | JAN | FEB | MAR | APR | MAY | JUN | JUL | AUG | SEP | OCT | NOV | DEC
[10 empty] | Max | 0 | 0 | 0 | 0 | 8099.9999 | 8099.9999 | 8099.9999 | 8099.9999 | 8031.2849 | 0 | 0 | 0
[10 empty] | 95% percentile | 0 | 0 | 0 | 0 | 8099.9999 | 8099.9999 | 8099.9999 | 8099.9999 | 5644.3265 | 0 | 0 | 0
[10 empty] | 75% Percentile | 0 | 0 | 0 | 0 | 8099.9999 | 8099.9999 | 8099.9999 | 7245.7694 | 4015.6811 | 0 | 0 | 0
[10 empty] | Median | 0 | 0 | 0 | 0 | 8099.9999 | 8099.9999 | 8099.9999 | 4731.1857 | 3614.3136 | 0 | 0 | 0
[10 empty] | Mean | 0 | 0 | 0 | 0 | 8099.9999 | 8099.9999 | 7658.8918 | 5271.4345 | 3891.9429 | 0 | 0 | 0
| Mean | S.D. | Least Result | 5% | 25% | Median | 75% | 95% | Greatest Result | Min | 0 | 0 | 0 | 0 | 8099.9999 | 8099.9999 | 3275.0112 | 2715.9821 | 2751.4243 | 0 | 0 | 0
| 0 | [9 empty] | JAN: MIN |  | MEAN | [12 empty] | MEDIAN | [12 empty] | 75% | [12 empty] | 95% | [12 empty] | MAX
Time (yr) | Total_Faro_Discharge:Mean | Total_Faro_Discharge:Least Result | Total_Faro_Discharge:5% | Total_Faro_Discharge:25% | Total_Faro_Discharge:Median | Total_Faro_Discharge:75% | Total_Faro_Discharge:95% | Total_Faro_Discharge:Greatest Result | Greatest Result |  | 1 | 2 | 3 | 4 | 5 | 6 | 7 | 8 | 9 | 10 | 11 | 12 |  | 1 | 2 | 3 | 4 | 5 | 6 | 7 | 8 | 9 | 10 | 11 | 12 |  | 1 | 2 | 3 | 4 | 5 | 6 | 7 | 8 | 9 | 10 | 11 | 12 |  | 1 | 2 | 3 | 4 | 5 | 6 | 7 | 8 | 9 | 10 | 11 | 12 |  | 1 | 2 | 3 | 4 | 5 | 6 | 7 | 8 | 9 | 10 | 11 | 12 |  | 1 | 2 | 3 | 4 | 5 | 6 | 7 | 8 | 9 | 10 | 11 | 12
0 | 0 | 0 | 0 | 0 | 0 | 0 | 0 | 0 | 0 | 1 | 0 | 0 | 0 | 0 | 8099.9999 | 8099.9999 | 4923.705 | 2720.0062 | 2738.2638 | 0 | 0 | 0 | 1 | 0 | 0 | 0 | 0 | 8099.9999 | 8099.9999 | 7987.2214 | 5825.3054 | 3784.5922 | 0 | 0 | 0 | 1 | 0 | 0 | 0 | 0 | 8099.9999 | 8099.9999 | 8099.9999 | 5532.2307 | 3441.2305 | 0 | 0 | 0 | 1 | 0 | 0 | 0 | 0 | 8099.9999 | 8099.9999 | 8099.9999 | 7828.6797 | 3733.4678 | 0 | 0 | 0 | 1 | 0 | 0 | 0 | 0 | 8099.9999 | 8099.9999 | 8099.9999 | 8099.9999 | 5702.2267 | 0 | 0 | 0 | 1 | 0 | 0 | 0 | 0 | 8099.9999 | 8099.9999 | 8099.9999 | 8099.9999 | 7783.3315 | 0 | 0 | 0
0.083333 | 0 | 0 | 0 | 0 | 0 | 0 | 0 | 0 | 0 | 2 | 0 | 0 | 0 | 0 | 8099.9999 | 8099.9999 | 2799.25 | 2613.5021 | 2647.2088 | 0 | 0 | 0 | 2 | 0 | 0 | 0 | 0 | 8099.9999 | 8099.9999 | 7534.1359 | 4864.1709 | 3598.6205 | 0 | 0 | 0 | 2 | 0 | 0 | 0 | 0 | 8099.9999 | 8099.9999 | 8099.9999 | 4264.1211 | 3401.7861 | 0 | 0 | 0 | 2 | 0 | 0 | 0 | 0 | 8099.9999 | 8099.9999 | 8099.9999 | 6356.9593 | 3799.1173 | 0 | 0 | 0 | 2 | 0 | 0 | 0 | 0 | 8099.9999 | 8099.9999 | 8099.9999 | 8099.9999 | 4786.1046 | 0 | 0 | 0 | 2 | 0 | 0 | 0 | 0 | 8099.9999 | 8099.9999 | 8099.9999 | 8099.9999 | 7729.5179 | 0 | 0 | 0
0.16667 | 0 | 0 | 0 | 0 | 0 | 0 | 0 | 0 | 0 | 3 | 0 | 0 | 0 | 0 | 8099.9999 | 8099.9999 | 3130.0327 | 2714.6733 | 2752.0638 | 0 | 0 | 0 | 3 | 0 | 0 | 0 | 0 | 8099.9999 | 8099.9999 | 7585.5178 | 5232.0267 | 3896.5264 | 0 | 0 | 0 | 3 | 0 | 0 | 0 | 0 | 8099.9999 | 8099.9999 | 8099.9999 | 4762.2817 | 3606.1839 | 0 | 0 | 0 | 3 | 0 | 0 | 0 | 0 | 8099.9999 | 8099.9999 | 8099.9999 | 7330.8275 | 4111.2261 | 0 | 0 | 0 | 3 | 0 | 0 | 0 | 0 | 8099.9999 | 8099.9999 | 8099.9999 | 8099.9999 | 5657.0047 | 0 | 0 | 0 | 3 | 0 | 0 | 0 | 0 | 8099.9999 | 8099.9999 | 8099.9999 | 8099.9999 | 8099.9999 | 0 | 0 | 0
0.25 | 0 | 0 | 0 | 0 | 0 | 0 | 0 | 0 | 0 | 4 | 0 | 0 | 0 | 0 | 8099.9999 | 8099.9999 | 3125.1609 | 2732.9422 | 2771.1549 | 0 | 0 | 0 | 4 | 0 | 0 | 0 | 0 | 8099.9999 | 8099.9999 | 7693.0969 | 5326.4457 | 3960.2173 | 0 | 0 | 0 | 4 | 0 | 0 | 0 | 0 | 8099.9999 | 8099.9999 | 8099.9999 | 4702.2984 | 3686.7085 | 0 | 0 | 0 | 4 | 0 | 0 | 0 | 0 | 8099.9999 | 8099.9999 | 8099.9999 | 7363.3327 | 4076.3236 | 0 | 0 | 0 | 4 | 0 | 0 | 0 | 0 | 8099.9999 | 8099.9999 | 8099.9999 | 8099.9999 | 5623.8434 | 0 | 0 | 0 | 4 | 0 | 0 | 0 | 0 | 8099.9999 | 8099.9999 | 8099.9999 | 8099.9999 | 8099.9999 | 0 | 0 | 0
0.33333 | 8099.9999 | 8099.9999 | 8099.9999 | 8099.9999 | 8099.9999 | 8099.9999 | 8099.9999 | 8099.9999 | 0 | 5 | 0 | 0 | 0 | 0 | 8099.9999 | 8099.9999 | 3101.9738 | 2732.0542 | 2770.2184 | 0 | 0 | 0 | 5 | 0 | 0 | 0 | 0 | 8099.9999 | 8099.9999 | 7616.0478 | 5293.1749 | 3957.1612 | 0 | 0 | 0 | 5 | 0 | 0 | 0 | 0 | 8099.9999 | 8099.9999 | 8099.9999 | 4816.3258 | 3673.4867 | 0 | 0 | 0 | 5 | 0 | 0 | 0 | 0 | 8099.9999 | 8099.9999 | 8099.9999 | 7455.5519 | 4122.668 | 0 | 0 | 0 | 5 | 0 | 0 | 0 | 0 | 8099.9999 | 8099.9999 | 8099.9999 | 8099.9999 | 5777.3298 | 0 | 0 | 0 | 5 | 0 | 0 | 0 | 0 | 8099.9999 | 8099.9999 | 8099.9999 | 8099.9999 | 8099.9999 | 0 | 0 | 0
0.41667 | 8099.9999 | 8099.9999 | 8099.9999 | 8099.9999 | 8099.9999 | 8099.9999 | 8099.9999 | 8099.9999 | 0 | 6 | 0 | 0 | 0 | 0 | 8099.9999 | 8099.9999 | 3179.3491 | 2727.9126 | 2765.6725 | 0 | 0 | 0 | 6 | 0 | 0 | 0 | 0 | 8099.9999 | 8099.9999 | 7618.4055 | 5285.8218 | 3958.6347 | 0 | 0 | 0 | 6 | 0 | 0 | 0 | 0 | 8099.9999 | 8099.9999 | 8099.9999 | 4823.3708 | 3676.9997 | 0 | 0 | 0 | 6 | 0 | 0 | 0 | 0 | 8099.9999 | 8099.9999 | 8099.9999 | 7482.6006 | 4111.3527 | 0 | 0 | 0 | 6 | 0 | 0 | 0 | 0 | 8099.9999 | 8099.9999 | 8099.9999 | 8099.9999 | 5561.51 | 0 | 0 | 0 | 6 | 0 | 0 | 0 | 0 | 8099.9999 | 8099.9999 | 8099.9999 | 8099.9999 | 8099.9999 | 0 | 0 | 0
0.5 | 7987.2214 | 4923.705 | 7602.1761 | 8099.9999 | 8099.9999 | 8099.9999 | 8099.9999 | 8099.9999 | 0 | 7 | 0 | 0 | 0 | 0 | 8099.9999 | 8099.9999 | 3302.3452 | 2726.1962 | 2763.6772 | 0 | 0 | 0 | 7 | 0 | 0 | 0 | 0 | 8099.9999 | 8099.9999 | 7648.6638 | 5275.7115 | 3952.3272 | 0 | 0 | 0 | 7 | 0 | 0 | 0 | 0 | 8099.9999 | 8099.9999 | 8099.9999 | 4750.0916 | 3666.9969 | 0 | 0 | 0 | 7 | 0 | 0 | 0 | 0 | 8099.9999 | 8099.9999 | 8099.9999 | 7195.6008 | 4041.0716 | 0 | 0 | 0 | 7 | 0 | 0 | 0 | 0 | 8099.9999 | 8099.9999 | 8099.9999 | 8099.9999 | 5873.7376 | 0 | 0 | 0 | 7 | 0 | 0 | 0 | 0 | 8099.9999 | 8099.9999 | 8099.9999 | 8099.9999 | 8099.9999 | 0 | 0 | 0
0.58333 | 5825.3054 | 2720.0062 | 3087.1655 | 4624.9293 | 5532.2307 | 7828.6797 | 8099.9999 | 8099.9999 | 0 | 8 | 0 | 0 | 0 | 0 | 8099.9999 | 8099.9999 | 3101.2043 | 2735.3563 | 2773.7712 | 0 | 0 | 0 | 8 | 0 | 0 | 0 | 0 | 8099.9999 | 8099.9999 | 7632.6581 | 5175.0211 | 3925.0263 | 0 | 0 | 0 | 8 | 0 | 0 | 0 | 0 | 8099.9999 | 8099.9999 | 8099.9999 | 4447.3417 | 3658.2065 | 0 | 0 | 0 | 8 | 0 | 0 | 0 | 0 | 8099.9999 | 8099.9999 | 8099.9999 | 7195.665 | 4014.0181 | 0 | 0 | 0 | 8 | 0 | 0 | 0 | 0 | 8099.9999 | 8099.9999 | 8099.9999 | 8099.9999 | 5730.0549 | 0 | 0 | 0 | 8 | 0 | 0 | 0 | 0 | 8099.9999 | 8099.9999 | 8099.9999 | 8099.9999 | 8099.9999 | 0 | 0 | 0
0.66667 | 3784.5922 | 2738.2638 | 3162.5402 | 3336.075 | 3441.2305 | 3733.4678 | 5702.2267 | 7783.3315 | 0 | 9 | 0 | 0 | 0 | 0 | 8099.9999 | 8099.9999 | 3047.6021 | 2728.7518 | 2766.2932 | 0 | 0 | 0 | 9 | 0 | 0 | 0 | 0 | 8099.9999 | 8099.9999 | 7627.8529 | 5198.9222 | 3946.7261 | 0 | 0 | 0 | 9 | 0 | 0 | 0 | 0 | 8099.9999 | 8099.9999 | 8099.9999 | 4610.5105 | 3670.7712 | 0 | 0 | 0 | 9 | 0 | 0 | 0 | 0 | 8099.9999 | 8099.9999 | 8099.9999 | 7149.0693 | 4048.0046 | 0 | 0 | 0 | 9 | 0 | 0 | 0 | 0 | 8099.9999 | 8099.9999 | 8099.9999 | 8099.9999 | 6096.7994 | 0 | 0 | 0 | 9 | 0 | 0 | 0 | 0 | 8099.9999 | 8099.9999 | 8099.9999 | 8099.9999 | 8099.9999 | 0 | 0 | 0
0.75 | 0 | 0 | 0 | 0 | 0 | 0 | 0 | 0 | 0 | 10 | 0 | 0 | 0 | 0 | 8099.9999 | 8099.9999 | 3039.489 | 2728.4263 | 2765.9193 | 0 | 0 | 0 | 10 | 0 | 0 | 0 | 0 | 8099.9999 | 8099.9999 | 7645.3176 | 5237.7448 | 3939.5968 | 0 | 0 | 0 | 10 | 0 | 0 | 0 | 0 | 8099.9999 | 8099.9999 | 8099.9999 | 4603.2845 | 3660.766 | 0 | 0 | 0 | 10 | 0 | 0 | 0 | 0 | 8099.9999 | 8099.9999 | 8099.9999 | 7099.407 | 4099.5617 | 0 | 0 | 0 | 10 | 0 | 0 | 0 | 0 | 8099.9999 | 8099.9999 | 8099.9999 | 8099.9999 | 5634.6537 | 0 | 0 | 0 | 10 | 0 | 0 | 0 | 0 | 8099.9999 | 8099.9999 | 8099.9999 | 8099.9999 | 8099.9999 | 0 | 0 | 0
0.83333 | 0 | 0 | 0 | 0 | 0 | 0 | 0 | 0 | 0
0.91667 | 0 | 0 | 0 | 0 | 0 | 0 | 0 | 0 | 0
1 | 0 | 0 | 0 | 0 | 0 | 0 | 0 | 0 | 0
1.0833 | 0 | 0 | 0 | 0 | 0 | 0 | 0 | 0 | 0
1.1667 | 0 | 0 | 0 | 0 | 0 | 0 | 0 | 0 | 0
1.25 | 0 | 0 | 0 | 0 | 0 | 0 | 0 | 0 | 0
1.3333 | 8099.9999 | 8099.9999 | 8099.9999 | 8099.9999 | 8099.9999 | 8099.9999 | 8099.9999 | 8099.9999 | 0
1.4167 | 8099.9999 | 8099.9999 | 8099.9999 | 8099.9999 | 8099.9999 | 8099.9999 | 8099.9999 | 8099.9999 | 0
1.5 | 7534.1359 | 2799.25 | 5655.5427 | 7373.2441 | 8099.9999 | 8099.9999 | 8099.9999 | 8099.9999 | 0
1.5833 | 4864.1709 | 2613.5021 | 2984.6386 | 3350.1767 | 4264.1211 | 6356.9593 | 8099.9999 | 8099.9999 | 0
1.6667 | 3598.6205 | 2647.2088 | 2884.1296 | 3286.3234 | 3401.7861 | 3799.1173 | 4786.1046 | 7729.5179 | 0
1.75 | 0 | 0 | 0 | 0 | 0 | 0 | 0 | 0 | 0
1.8333 | 0 | 0 | 0 | 0 | 0 | 0 | 0 | 0 | 0
1.9167 | 0 | 0 | 0 | 0 | 0 | 0 | 0 | 0 | 0
2 | 0 | 0 | 0 | 0 | 0 | 0 | 0 | 0 | 0
2.0833 | 0 | 0 | 0 | 0 | 0 | 0 | 0 | 0 | 0
2.1667 | 0 | 0 | 0 | 0 | 0 | 0 | 0 | 0 | 0
2.25 | 0 | 0 | 0 | 0 | 0 | 0 | 0 | 0 | 0
2.3333 | 8099.9999 | 8099.9999 | 8099.9999 | 8099.9999 | 8099.9999 | 8099.9999 | 8099.9999 | 8099.9999 | 0
2.4167 | 8099.9999 | 8099.9999 | 8099.9999 | 8099.9999 | 8099.9999 | 8099.9999 | 8099.9999 | 8099.9999 | 0
2.5 | 7585.5178 | 3130.0327 | 6027.1999 | 7229.9255 | 8099.9999 | 8099.9999 | 8099.9999 | 8099.9999 | 0
2.5833 | 5232.0267 | 2714.6733 | 3122.8909 | 3528.6579 | 4762.2817 | 7330.8275 | 8099.9999 | 8099.9999 | 0
2.6667 | 3896.5264 | 2752.0638 | 3033.7071 | 3487.167 | 3606.1839 | 4111.2261 | 5657.0047 | 8099.9999 | 0
2.75 | 0 | 0 | 0 | 0 | 0 | 0 | 0 | 0 | 0
2.8333 | 0 | 0 | 0 | 0 | 0 | 0 | 0 | 0 | 0
2.9167 | 0 | 0 | 0 | 0 | 0 | 0 | 0 | 0 | 0
3 | 0 | 0 | 0 | 0 | 0 | 0 | 0 | 0 | 0
3.0833 | 0 | 0 | 0 | 0 | 0 | 0 | 0 | 0 | 0
3.1667 | 0 | 0 | 0 | 0 | 0 | 0 | 0 | 0 | 0
3.25 | 0 | 0 | 0 | 0 | 0 | 0 | 0 | 0 | 0
3.3333 | 8099.9999 | 8099.9999 | 8099.9999 | 8099.9999 | 8099.9999 | 8099.9999 | 8099.9999 | 8099.9999 | 0
3.4167 | 8099.9999 | 8099.9999 | 8099.9999 | 8099.9999 | 8099.9999 | 8099.9999 | 8099.9999 | 8099.9999 | 0
3.5 | 7693.0969 | 3125.1609 | 5914.4224 | 7735.6531 | 8099.9999 | 8099.9999 | 8099.9999 | 8099.9999 | 0
3.5833 | 5326.4457 | 2732.9422 | 3173.6647 | 3671.7072 | 4702.2984 | 7363.3327 | 8099.9999 | 8099.9999 | 0
3.6667 | 3960.2173 | 2771.1549 | 3100.0838 | 3560.2793 | 3686.7085 | 4076.3236 | 5623.8434 | 8099.9999 | 0
3.75 | 0 | 0 | 0 | 0 | 0 | 0 | 0 | 0 | 0
3.8333 | 0 | 0 | 0 | 0 | 0 | 0 | 0 | 0 | 0
3.9167 | 0 | 0 | 0 | 0 | 0 | 0 | 0 | 0 | 0
4 | 0 | 0 | 0 | 0 | 0 | 0 | 0 | 0 | 0
4.0833 | 0 | 0 | 0 | 0 | 0 | 0 | 0 | 0 | 0
4.1667 | 0 | 0 | 0 | 0 | 0 | 0 | 0 | 0 | 0
4.25 | 0 | 0 | 0 | 0 | 0 | 0 | 0 | 0 | 0
4.3333 | 8099.9999 | 8099.9999 | 8099.9999 | 8099.9999 | 8099.9999 | 8099.9999 | 8099.9999 | 8099.9999 | 0
4.4167 | 8099.9999 | 8099.9999 | 8099.9999 | 8099.9999 | 8099.9999 | 8099.9999 | 8099.9999 | 8099.9999 | 0
4.5 | 7616.0478 | 3101.9738 | 6014.28 | 7319.1773 | 8099.9999 | 8099.9999 | 8099.9999 | 8099.9999 | 0
4.5833 | 5293.1749 | 2732.0542 | 3172.583 | 3619.4671 | 4816.3258 | 7455.5519 | 8099.9999 | 8099.9999 | 0
4.6667 | 3957.1612 | 2770.2184 | 3105.2918 | 3513.6028 | 3673.4867 | 4122.668 | 5777.3298 | 8099.9999 | 0
4.75 | 0 | 0 | 0 | 0 | 0 | 0 | 0 | 0 | 0
4.8333 | 0 | 0 | 0 | 0 | 0 | 0 | 0 | 0 | 0
4.9167 | 0 | 0 | 0 | 0 | 0 | 0 | 0 | 0 | 0
5 | 0 | 0 | 0 | 0 | 0 | 0 | 0 | 0 | 0
5.0833 | 0 | 0 | 0 | 0 | 0 | 0 | 0 | 0 | 0
5.1667 | 0 | 0 | 0 | 0 | 0 | 0 | 0 | 0 | 0
5.25 | 0 | 0 | 0 | 0 | 0 | 0 | 0 | 0 | 0
5.3333 | 8099.9999 | 8099.9999 | 8099.9999 | 8099.9999 | 8099.9999 | 8099.9999 | 8099.9999 | 8099.9999 | 0
5.4167 | 8099.9999 | 8099.9999 | 8099.9999 | 8099.9999 | 8099.9999 | 8099.9999 | 8099.9999 | 8099.9999 | 0
5.5 | 7618.4055 | 3179.3491 | 5837.965 | 7455.5665 | 8099.9999 | 8099.9999 | 8099.9999 | 8099.9999 | 0
5.5833 | 5285.8218 | 2727.9126 | 3176.5401 | 3600.6821 | 4823.3708 | 7482.6006 | 8099.9999 | 8099.9999 | 0
5.6667 | 3958.6347 | 2765.6725 | 3106.6914 | 3537.4534 | 3676.9997 | 4111.3527 | 5561.51 | 8099.9999 | 0
5.75 | 0 | 0 | 0 | 0 | 0 | 0 | 0 | 0 | 0
5.8333 | 0 | 0 | 0 | 0 | 0 | 0 | 0 | 0 | 0
5.9167 | 0 | 0 | 0 | 0 | 0 | 0 | 0 | 0 | 0
6 | 0 | 0 | 0 | 0 | 0 | 0 | 0 | 0 | 0
6.0833 | 0 | 0 | 0 | 0 | 0 | 0 | 0 | 0 | 0
6.1667 | 0 | 0 | 0 | 0 | 0 | 0 | 0 | 0 | 0
6.25 | 0 | 0 | 0 | 0 | 0 | 0 | 0 | 0 | 0
6.3333 | 8099.9999 | 8099.9999 | 8099.9999 | 8099.9999 | 8099.9999 | 8099.9999 | 8099.9999 | 8099.9999 | 0
6.4167 | 8099.9999 | 8099.9999 | 8099.9999 | 8099.9999 | 8099.9999 | 8099.9999 | 8099.9999 | 8099.9999 | 0
6.5 | 7648.6638 | 3302.3452 | 6107.2498 | 7389.3342 | 8099.9999 | 8099.9999 | 8099.9999 | 8099.9999 | 0
6.5833 | 5275.7115 | 2726.1962 | 3171.6387 | 3647.6042 | 4750.0916 | 7195.6008 | 8099.9999 | 8099.9999 | 0
6.6667 | 3952.3272 | 2763.6772 | 3104.402 | 3555.569 | 3666.9969 | 4041.0716 | 5873.7376 | 8099.9999 | 0
6.75 | 0 | 0 | 0 | 0 | 0 | 0 | 0 | 0 | 0
6.8333 | 0 | 0 | 0 | 0 | 0 | 0 | 0 | 0 | 0
6.9167 | 0 | 0 | 0 | 0 | 0 | 0 | 0 | 0 | 0
7 | 0 | 0 | 0 | 0 | 0 | 0 | 0 | 0 | 0
7.0833 | 0 | 0 | 0 | 0 | 0 | 0 | 0 | 0 | 0
7.1667 | 0 | 0 | 0 | 0 | 0 | 0 | 0 | 0 | 0
7.25 | 0 | 0 | 0 | 0 | 0 | 0 | 0 | 0 | 0
7.3333 | 8099.9999 | 8099.9999 | 8099.9999 | 8099.9999 | 8099.9999 | 8099.9999 | 8099.9999 | 8099.9999 | 0
7.4167 | 8099.9999 | 8099.9999 | 8099.9999 | 8099.9999 | 8099.9999 | 8099.9999 | 8099.9999 | 8099.9999 | 0
7.5 | 7632.6581 | 3101.2043 | 5891.233 | 7641.2478 | 8099.9999 | 8099.9999 | 8099.9999 | 8099.9999 | 0
7.5833 | 5175.0211 | 2735.3563 | 3173.3109 | 3593.682 | 4447.3417 | 7195.665 | 8099.9999 | 8099.9999 | 0
7.6667 | 3925.0263 | 2773.7712 | 3101.1119 | 3520.5638 | 3658.2065 | 4014.0181 | 5730.0549 | 8099.9999 | 0
7.75 | 0 | 0 | 0 | 0 | 0 | 0 | 0 | 0 | 0
7.8333 | 0 | 0 | 0 | 0 | 0 | 0 | 0 | 0 | 0
7.9167 | 0 | 0 | 0 | 0 | 0 | 0 | 0 | 0 | 0
8 | 0 | 0 | 0 | 0 | 0 | 0 | 0 | 0 | 0
8.0833 | 0 | 0 | 0 | 0 | 0 | 0 | 0 | 0 | 0
8.1667 | 0 | 0 | 0 | 0 | 0 | 0 | 0 | 0 | 0
8.25 | 0 | 0 | 0 | 0 | 0 | 0 | 0 | 0 | 0
8.3333 | 8099.9999 | 8099.9999 | 8099.9999 | 8099.9999 | 8099.9999 | 8099.9999 | 8099.9999 | 8099.9999 | 0
8.4167 | 8099.9999 | 8099.9999 | 8099.9999 | 8099.9999 | 8099.9999 | 8099.9999 | 8099.9999 | 8099.9999 | 0
8.5 | 7627.8529 | 3047.6021 | 5959.0422 | 7459.2955 | 8099.9999 | 8099.9999 | 8099.9999 | 8099.9999 | 0
8.5833 | 5198.9222 | 2728.7518 | 3174.3237 | 3599.7478 | 4610.5105 | 7149.0693 | 8099.9999 | 8099.9999 | 0
8.6667 | 3946.7261 | 2766.2932 | 3107.8624 | 3539.3889 | 3670.7712 | 4048.0046 | 6096.7994 | 8099.9999 | 0
8.75 | 0 | 0 | 0 | 0 | 0 | 0 | 0 | 0 | 0
8.8333 | 0 | 0 | 0 | 0 | 0 | 0 | 0 | 0 | 0
8.9167 | 0 | 0 | 0 | 0 | 0 | 0 | 0 | 0 | 0
9 | 0 | 0 | 0 | 0 | 0 | 0 | 0 | 0 | 0
9.0833 | 0 | 0 | 0 | 0 | 0 | 0 | 0 | 0 | 0
9.1667 | 0 | 0 | 0 | 0 | 0 | 0 | 0 | 0 | 0
9.25 | 0 | 0 | 0 | 0 | 0 | 0 | 0 | 0 | 0
9.3333 | 8099.9999 | 8099.9999 | 8099.9999 | 8099.9999 | 8099.9999 | 8099.9999 | 8099.9999 | 8099.9999 | 0
9.4167 | 8099.9999 | 8099.9999 | 8099.9999 | 8099.9999 | 8099.9999 | 8099.9999 | 8099.9999 | 8099.9999 | 0
9.5 | 7645.3176 | 3039.489 | 6033.8359 | 7513.3854 | 8099.9999 | 8099.9999 | 8099.9999 | 8099.9999 | 0
9.5833 | 5237.7448 | 2728.4263 | 3177.785 | 3666.2437 | 4603.2845 | 7099.407 | 8099.9999 | 8099.9999 | 0
9.6667 | 3939.5968 | 2765.9193 | 3103.5414 | 3527.3873 | 3660.766 | 4099.5617 | 5634.6537 | 8099.9999 | 0
9.75 | 0 | 0 | 0 | 0 | 0 | 0 | 0 | 0 | 0
9.8333 | 0 | 0 | 0 | 0 | 0 | 0 | 0 | 0 | 0
9.9167 | 0 | 0 | 0 | 0 | 0 | 0 | 0 | 0 | 0
10 | 0 | 0 | 0 | 0 | 0 | 0 | 0 | 0 | 0

## CVP_Disch
Plot F - Range of Monthly CVP Discharge flows - Scenario C-1g | [10 empty] | JAN | FEB | MAR | APR | MAY | JUN | JUL | AUG | SEP | OCT | NOV | DEC
[10 empty] | Max | 950.3285 | 576.2562 | 499.363 | 468.4682 | 8126.9135 | 9589.5667 | 8601.7262 | 8062.7496 | 7848.7558 | 1808.7266 | 934.588 | 633.3531
[10 empty] | 95% percentile | 500.7465 | 336.1456 | 333.0905 | 339.1443 | 8012.0363 | 9533.9262 | 8496.9745 | 8015.5386 | 7376.8441 | 1290.2035 | 682.0953 | 543.0878
[10 empty] | 75% Percentile | 432.7358 | 289.0873 | 270.5973 | 270.8378 | 7834.2799 | 9405.0413 | 8410.1932 | 7589.2124 | 5704.3257 | 1101.9613 | 575.1175 | 464.108
[10 empty] | Median | 392.6875 | 259.9531 | 232.661 | 239.8925 | 5395.0171 | 9162.0734 | 8237.0486 | 6197.2118 | 5131.9938 | 992.043 | 519.5111 | 407.8265
[10 empty] | Mean | 406.9674 | 232.9113 | 212.7208 | 194.5456 | 6093.8856 | 8660.9731 | 7938.2234 | 6248.385 | 5346.3498 | 1004.9541 | 525.8293 | 413.1922
| Mean | S.D. | Least Result | 5% | 25% | Median | 75% | 95% | Greatest Result | Min | 203.3111 | 0 | 0 | 0 | 4209.2061 | 7496.6683 | 4424.2055 | 2429.3929 | 3609.9889 | 235.2251 | 89.3236 | 292.2749
| 0 | [9 empty] | JAN: MIN |  | MEAN | [12 empty] | MEDIAN | [12 empty] | 75% | [12 empty] | 95% | [12 empty] | MAX
Time (yr) | Total_Faro_Discharge:Mean | Total_Faro_Discharge:Least Result | Total_Faro_Discharge:5% | Total_Faro_Discharge:25% | Total_Faro_Discharge:Median | Total_Faro_Discharge:75% | Total_Faro_Discharge:95% | Total_Faro_Discharge:Greatest Result | Greatest Result |  | 1 | 2 | 3 | 4 | 5 | 6 | 7 | 8 | 9 | 10 | 11 | 12 |  | 1 | 2 | 3 | 4 | 5 | 6 | 7 | 8 | 9 | 10 | 11 | 12 |  | 1 | 2 | 3 | 4 | 5 | 6 | 7 | 8 | 9 | 10 | 11 | 12 |  | 1 | 2 | 3 | 4 | 5 | 6 | 7 | 8 | 9 | 10 | 11 | 12 |  | 1 | 2 | 3 | 4 | 5 | 6 | 7 | 8 | 9 | 10 | 11 | 12 |  | 1 | 2 | 3 | 4 | 5 | 6 | 7 | 8 | 9 | 10 | 11 | 12
0 | 1051.5066 | 916.1108 | 978.3126 | 1022.2575 | 1046.9385 | 1081.7149 | 1132.9825 | 1165.2664 | 0 | 1 | 916.1108 | 0 | 0 | 0 | 4251.8998 | 7517.5584 | 5978.9717 | 2457.2896 | 3597.4501 | 0 | 0 | 253.4072 | 1 | 1051.5066 | 586.7558 | 396.4682 | 310.7126 | 6695.4072 | 8376.1142 | 7846.2171 | 6644.3355 | 5224.5529 | 984.2791 | 517.5074 | 406.8471 | 1 | 1046.9385 | 588.5939 | 397.9128 | 328.4518 | 7841.7631 | 7797.8661 | 7635.4234 | 6964.4911 | 4940.0119 | 982.377 | 508.7792 | 403.1207 | 1 | 1081.7149 | 619.7374 | 429.6276 | 368.8512 | 7908.7975 | 9370.7161 | 8397.8644 | 7572.7532 | 5415.711 | 1084.3783 | 568.0705 | 460.9843 | 1 | 1132.9825 | 655.7254 | 464.6994 | 408.6356 | 8084.3992 | 9508.4403 | 8490.5296 | 8011.5351 | 7482.979 | 1273.6481 | 674.0343 | 543.7848 | 1 | 1165.2664 | 689.6122 | 494.787 | 438.5432 | 8178.6553 | 9589.7854 | 8591.6427 | 8049.33 | 7846.1401 | 1715.5892 | 895.3487 | 588.7966
0.083333 | 586.7558 | 0 | 523.9767 | 580.0447 | 588.5939 | 619.7374 | 655.7254 | 689.6122 | 0 | 2 | 0 | 0 | 0 | 0 | 4162.315 | 7494.6618 | 4069.7505 | 651.9841 | 3503.5202 | 0 | 0 | 266.6616 | 2 | 320.7187 | 175.8084 | 182.8485 | 159.3289 | 5886.1431 | 8790.5239 | 7973.1816 | 6038.8195 | 5068.9698 | 996.3561 | 517.7246 | 408.4776 | 2 | 316.8765 | 219.4264 | 212.2193 | 218.236 | 5058.2558 | 9335.8641 | 8345.8312 | 5817.2154 | 4914.6581 | 986.6925 | 515.7099 | 406.4687 | 2 | 357.4374 | 246.7151 | 252.0083 | 248.9433 | 7818.8859 | 9436.6523 | 8425.6931 | 7746.3648 | 5521.3273 | 1141.0248 | 596.2523 | 470.5258 | 2 | 433.8758 | 296.7087 | 319.3678 | 350.4043 | 7977.4154 | 9570.7807 | 8510.221 | 8031.2531 | 6564.3916 | 1272.0692 | 668.1519 | 527.4837 | 2 | 480.7042 | 331.7261 | 419.2506 | 505.7897 | 8092.201 | 9590.22 | 8591.8656 | 8075.5525 | 7846.1958 | 1622.2007 | 830.9382 | 591.639
0.16667 | 396.4682 | 0 | 308.8274 | 384.19 | 397.9128 | 429.6276 | 464.6994 | 494.787 | 0 | 3 | 0 | 0 | 0 | 0 | 4197.6157 | 7494.2055 | 4173.9166 | 3552.9135 | 3608.4515 | 588.0307 | 297.7467 | 325.0593 | 3 | 341.1226 | 183.4443 | 181.0796 | 193.9401 | 5945.3995 | 8748.5728 | 7981.6549 | 6221.9334 | 5357.7178 | 1019.5011 | 535.1749 | 422.3722 | 3 | 320.847 | 221.9541 | 211.8512 | 230.4957 | 5092.9608 | 9333.0478 | 8339.7064 | 6179.0354 | 5138.7289 | 993.2146 | 521.6997 | 404.5969 | 3 | 365.8594 | 256.1271 | 250.6807 | 262.4842 | 7818.2907 | 9425.6497 | 8404.2321 | 7582.2924 | 5865.2258 | 1126.0869 | 591.8079 | 470.3782 | 3 | 423.5041 | 291.7557 | 309.8568 | 335.0656 | 8028.9271 | 9506.1228 | 8504.6612 | 8017.7582 | 7394.9809 | 1276.2074 | 676.5962 | 545.0982 | 3 | 1293.7494 | 323.3812 | 417.3606 | 675.9911 | 8133.737 | 9588.6762 | 8591.0739 | 8093.1608 | 7845.9984 | 1932.238 | 1000.8422 | 685.6136
0.25 | 310.7126 | 0 | 0 | 309.343 | 328.4518 | 368.8512 | 408.6356 | 438.5432 | 0 | 4 | 186.2364 | 0 | 0 | 0 | 4162.3117 | 7494.205 | 4168.9259 | 3437.7911 | 3627.3447 | 588.0757 | 297.7789 | 289.9169 | 4 | 331.9547 | 197.9027 | 206.9765 | 193.816 | 6114.1383 | 8645.7992 | 7925.189 | 6275.5193 | 5417.5896 | 1018.0429 | 534.8722 | 415.4094 | 4 | 320.9179 | 224.6071 | 218.5751 | 236.3165 | 5111.0703 | 9328.0926 | 8337.918 | 6202.0033 | 5211.3114 | 1009.1465 | 526.5497 | 416.5427 | 4 | 356.6926 | 252.5592 | 255.1763 | 270.9752 | 7823.228 | 9418.1691 | 8418.1237 | 7573.748 | 5774.9604 | 1099.9008 | 565.7852 | 469.8787 | 4 | 429.3071 | 295.8674 | 328.9819 | 321.4415 | 7980.602 | 9547.1959 | 8496.4002 | 8016.4526 | 7413.0692 | 1272.649 | 673.5943 | 543.5261 | 4 | 507.3944 | 343.4056 | 479.9511 | 350.3368 | 8134.559 | 9590.2115 | 8591.8609 | 8049.4405 | 7846.1944 | 1896.5804 | 973.2494 | 657.6515
0.33333 | 6695.4072 | 4251.8998 | 4451.6885 | 4655.245 | 7841.7631 | 7908.7975 | 8084.3992 | 8178.6553 | 0 | 5 | 186.1341 | 0 | 0 | 0 | 4160.6437 | 7494.205 | 4302.7185 | 1072.4336 | 3626.4791 | 0 | 0 | 290.0461 | 5 | 332.0823 | 183.0392 | 180.6786 | 177.0573 | 5992.2346 | 8720.4242 | 7963.1373 | 6224.3173 | 5427.8257 | 1002.5228 | 526.4432 | 413.3128 | 5 | 319.6236 | 220.6044 | 211.9396 | 224.2215 | 5111.3282 | 9330.9486 | 8339.1197 | 6256.4636 | 5225.469 | 1000.2236 | 529.5069 | 413.6845 | 5 | 365.6882 | 261.5995 | 253.2983 | 270.4704 | 7821.0654 | 9394.897 | 8408.1424 | 7573.5052 | 5808.7698 | 1088.5636 | 567.5928 | 467.2644 | 5 | 428.2761 | 295.8862 | 310.9799 | 319.1788 | 8016.7899 | 9528.5314 | 8495.5434 | 8011.2234 | 7583.4431 | 1330.9862 | 710.3508 | 550.8716 | 5 | 616.9941 | 398.2013 | 352.3618 | 350.3639 | 8133.737 | 9590.2124 | 8693.8177 | 8066.9799 | 7872.6305 | 1910.3111 | 982.0973 | 657.2325
0.41667 | 8376.1142 | 7517.5584 | 7636.7668 | 7710.3697 | 7797.8661 | 9370.7161 | 9508.4403 | 9589.7854 | 0 | 6 | 0 | 0 | 0 | 0 | 4278.6623 | 7494.616 | 4223.1802 | 2003.4998 | 3622.0905 | 588.1653 | 0 | 314.2367 | 6 | 338.8694 | 217.2752 | 195.2162 | 176.3302 | 5984.2513 | 8716.5317 | 7961.1 | 6182.7164 | 5449.0969 | 1033.8013 | 536.1128 | 420.568 | 6 | 317.6987 | 226.7341 | 214.4735 | 233.2868 | 5003.6684 | 9327.0146 | 8333.6363 | 6214.7636 | 5206.0274 | 992.8373 | 519.6661 | 409.3257 | 6 | 363.8376 | 257.9632 | 254.4105 | 256.7636 | 7825.1553 | 9409.638 | 8418.9938 | 7586.3128 | 5876.0187 | 1140.8176 | 595.908 | 470.0195 | 6 | 440.2304 | 326.6345 | 314.0132 | 339.373 | 8040.0988 | 9510.3524 | 8490.386 | 8006.5185 | 7283.3967 | 1331.078 | 710.4163 | 566.1203 | 6 | 1436.4418 | 1493.812 | 895.0261 | 596.0072 | 8134.5599 | 9590.2115 | 8591.8609 | 8049.4396 | 7846.1944 | 1904.4199 | 987.6776 | 671.402
0.5 | 7846.2171 | 5978.9717 | 7438.5822 | 7558.0802 | 7635.4234 | 8397.8644 | 8490.5296 | 8591.6427 | 0 | 7 | 186.1589 | 0 | 0 | 0 | 4160.6447 | 7494.6155 | 4548.4034 | 2301.9885 | 3629.2262 | 0 | 0 | 315.2651 | 7 | 337.3171 | 189.9686 | 195.5724 | 187.331 | 6104.1867 | 8646.6039 | 7932.8504 | 6233.8345 | 5403.6488 | 1004.9733 | 527.6749 | 416.4027 | 7 | 323.87 | 226.2825 | 216.0596 | 235.6026 | 5223.6928 | 9270.1094 | 8231.6947 | 6300.4154 | 5200.6442 | 992.031 | 522.6427 | 408.8724 | 7 | 359.1534 | 252.2852 | 254.5663 | 261.6168 | 7845.9785 | 9394.4785 | 8401.6623 | 7566.7351 | 5700.964 | 1071.3403 | 561.4755 | 452.4544 | 7 | 442.0979 | 296.5967 | 315.9632 | 318.6068 | 7992.8385 | 9545.8884 | 8496.5731 | 8011.5928 | 7606.8649 | 1273.0361 | 673.7938 | 543.7526 | 7 | 853.4923 | 377.1048 | 480.6593 | 431.506 | 8140.3314 | 9589.8194 | 8591.6597 | 8049.4254 | 7846.1444 | 1762.5569 | 903.0882 | 593.1083
0.58333 | 6644.3355 | 2457.2896 | 4085.6374 | 5911.6907 | 6964.4911 | 7572.7532 | 8011.5351 | 8049.33 | 0 | 8 | 186.1011 | 0 | 0 | 0 | 4278.6627 | 7494.205 | 4144.7251 | 1673.615 | 3629.9085 | 0 | 0 | 239.8079 | 8 | 335.6032 | 205.2582 | 188.8279 | 176.8955 | 6021.9055 | 8682.8794 | 7940.618 | 6206.3438 | 5354.2674 | 988.9901 | 511.1717 | 400.3074 | 8 | 318.8285 | 225.2564 | 212.4683 | 226.8997 | 5087.9857 | 9327.1318 | 8333.6259 | 6095.5391 | 5149.6181 | 977.2059 | 512.2563 | 403.8972 | 8 | 353.8725 | 250.1593 | 247.238 | 255.087 | 7825.6957 | 9398.9708 | 8403.7502 | 7555.657 | 5668.5486 | 1085.6137 | 561.4081 | 453.4837 | 8 | 413.5223 | 296.6107 | 319.5722 | 343.1247 | 7970.3524 | 9547.9904 | 8496.0384 | 8031.221 | 7453.7498 | 1269.1706 | 664.1994 | 525.5915 | 8 | 1148.8392 | 651.7452 | 424.2596 | 463.4208 | 8134.5609 | 9588.5459 | 8591.0078 | 8049.0645 | 7845.9819 | 1602.9998 | 817.8505 | 588.7524
0.66667 | 5224.5529 | 3597.4501 | 4318.5596 | 4707.7364 | 4940.0119 | 5415.711 | 7482.979 | 7846.1401 | 0 | 9 | 186.1576 | 0 | 0 | 0 | 4278.6618 | 7494.2055 | 4548.3287 | 3575.8869 | 3633.2041 | 587.9794 | 297.7103 | 314.141 | 9 | 350.3767 | 194.2931 | 198.31 | 182.0388 | 6180.5903 | 8625.4467 | 7917.0827 | 6202.8767 | 5386.4752 | 1009.1439 | 530.6138 | 415.5469 | 9 | 321.2166 | 224.3999 | 216.1053 | 234.918 | 5330.1542 | 9271.0088 | 8202.8107 | 6029.1627 | 5144.1036 | 984.3317 | 515.8167 | 403.8971 | 9 | 366.5557 | 250.3473 | 252.8447 | 256.9821 | 7837.4111 | 9396.3217 | 8418.256 | 7579.2068 | 5728.2622 | 1099.5358 | 578.5887 | 470.1379 | 9 | 440.2045 | 309.7408 | 333.4098 | 335.001 | 8012.0576 | 9545.8619 | 8493.8475 | 8011.5503 | 7584.9585 | 1326.6506 | 700.4744 | 556.9162 | 9 | 1466.951 | 823.4773 | 549.3535 | 502.4778 | 8052.2342 | 9590.2209 | 8591.8656 | 8048.7395 | 7846.1963 | 1831.9035 | 973.6613 | 642.6806
0.75 | 984.2791 | 0 | 728.6393 | 885.2939 | 982.377 | 1084.3783 | 1273.6481 | 1715.5892 | 0 | 10 | 186.2117 | 0 | 0 | 0 | 4160.6437 | 7494.205 | 4083.1348 | 3566.5267 | 3622.2137 | 0 | 0 | 314.2066 | 10 | 330.1229 | 195.3678 | 201.2299 | 188.0057 | 6014.5991 | 8656.8353 | 7941.203 | 6253.1534 | 5373.3544 | 991.9308 | 520.9977 | 412.6783 | 10 | 320.0582 | 221.6721 | 215.0058 | 230.4964 | 5089.2918 | 9299.6499 | 8270.7196 | 5913.0289 | 5189.3653 | 1002.3705 | 522.4836 | 407.8591 | 10 | 356.5461 | 243.3802 | 256.1226 | 256.2047 | 7818.2907 | 9404.9199 | 8405.2136 | 7555.5488 | 5683.4691 | 1082.3509 | 564.2856 | 455.9535 | 10 | 423.4648 | 295.9297 | 314.0613 | 320.6117 | 8016.8824 | 9528.0977 | 8495.5443 | 8006.2814 | 7400.607 | 1276.5402 | 669.3421 | 527.7327 | 10 | 533.4521 | 330.0968 | 480.6207 | 370.2453 | 8134.559 | 9587.7636 | 8590.6072 | 8096.3636 | 7845.8817 | 1908.4664 | 981.1263 | 656.6547
0.83333 | 517.5074 | 0 | 376.0406 | 469.7301 | 508.7792 | 568.0705 | 674.0343 | 895.3487 | 0
0.91667 | 406.8471 | 0 | 253.4072 | 376.2059 | 403.1207 | 460.9843 | 543.7848 | 588.7966 | 0
1 | 320.7187 | 0 | 224.0386 | 297.5279 | 316.8765 | 357.4374 | 433.8758 | 480.7042 | 0
1.0833 | 175.8084 | 0 | 0 | 0 | 219.4264 | 246.7151 | 296.7087 | 331.7261 | 0
1.1667 | 182.8485 | 0 | 0 | 171.2829 | 212.2193 | 252.0083 | 319.3678 | 419.2506 | 0
1.25 | 159.3289 | 0 | 0 | 0 | 218.236 | 248.9433 | 350.4043 | 505.7897 | 0
1.3333 | 5886.1431 | 4162.315 | 4369.1412 | 4582.6998 | 5058.2558 | 7818.8859 | 7977.4154 | 8092.201 | 0
1.4167 | 8790.5239 | 7494.6618 | 7608.497 | 7737.8431 | 9335.8641 | 9436.6523 | 9570.7807 | 9590.22 | 0
1.5 | 7973.1816 | 4069.7505 | 7031.0508 | 7562.393 | 8345.8312 | 8425.6931 | 8510.221 | 8591.8656 | 0
1.5833 | 6038.8195 | 651.9841 | 4056.4786 | 4811.3456 | 5817.2154 | 7746.3648 | 8031.2531 | 8075.5525 | 0
1.6667 | 5068.9698 | 3503.5202 | 3988.3407 | 4643.8432 | 4914.6581 | 5521.3273 | 6564.3916 | 7846.1958 | 0
1.75 | 996.3561 | 0 | 718.0673 | 902.9962 | 986.6925 | 1141.0248 | 1272.0692 | 1622.2007 | 0
1.8333 | 517.7246 | 0 | 351.2203 | 471.1125 | 515.7099 | 596.2523 | 668.1519 | 830.9382 | 0
1.9167 | 408.4776 | 0 | 266.6616 | 378.0227 | 406.4687 | 470.5258 | 527.4837 | 591.639 | 0
2 | 341.1226 | 0 | 252.0403 | 300.1792 | 320.847 | 365.8594 | 423.5041 | 1293.7494 | 0
2.0833 | 183.4443 | 0 | 0 | 178.6146 | 221.9541 | 256.1271 | 291.7557 | 323.3812 | 0
2.1667 | 181.0796 | 0 | 0 | 150.7789 | 211.8512 | 250.6807 | 309.8568 | 417.3606 | 0
2.25 | 193.9401 | 0 | 0 | 0 | 230.4957 | 262.4842 | 335.0656 | 675.9911 | 0
2.3333 | 5945.3995 | 4197.6157 | 4374.2188 | 4545.9546 | 5092.9608 | 7818.2907 | 8028.9271 | 8133.737 | 0
2.4167 | 8748.5728 | 7494.2055 | 7626.6872 | 7724.3851 | 9333.0478 | 9425.6497 | 9506.1228 | 9588.6762 | 0
2.5 | 7981.6549 | 4173.9166 | 7438.3442 | 7571.3928 | 8339.7064 | 8404.2321 | 8504.6612 | 8591.0739 | 0
2.5833 | 6221.9334 | 3552.9135 | 4342.0627 | 5015.0791 | 6179.0354 | 7582.2924 | 8017.7582 | 8093.1608 | 0
2.6667 | 5357.7178 | 3608.4515 | 4307.4158 | 4852.5084 | 5138.7289 | 5865.2258 | 7394.9809 | 7845.9984 | 0
2.75 | 1019.5011 | 588.0307 | 773.335 | 903.2675 | 993.2146 | 1126.0869 | 1276.2074 | 1932.238 | 0
2.8333 | 535.1749 | 297.7467 | 402.4808 | 479.1332 | 521.6997 | 591.8079 | 676.5962 | 1000.8422 | 0
2.9167 | 422.3722 | 239.8743 | 325.0593 | 381.9814 | 404.5969 | 470.3782 | 545.0982 | 685.6136 | 0
3 | 331.9547 | 186.2364 | 269.4746 | 299.6864 | 320.9179 | 356.6926 | 429.3071 | 507.3944 | 0
3.0833 | 197.9027 | 0 | 0 | 194.8339 | 224.6071 | 252.5592 | 295.8674 | 343.4056 | 0
3.1667 | 206.9765 | 0 | 0 | 190.5784 | 218.5751 | 255.1763 | 328.9819 | 479.9511 | 0
3.25 | 193.816 | 0 | 0 | 133.2958 | 236.3165 | 270.9752 | 321.4415 | 350.3368 | 0
3.3333 | 6114.1383 | 4162.3117 | 4394.7653 | 4564.4429 | 5111.0703 | 7823.228 | 7980.602 | 8134.559 | 0
3.4167 | 8645.7992 | 7494.205 | 7604.2494 | 7704.858 | 9328.0926 | 9418.1691 | 9547.1959 | 9590.2115 | 0
3.5 | 7925.189 | 4168.9259 | 7352.7018 | 7559.7978 | 8337.918 | 8418.1237 | 8496.4002 | 8591.8609 | 0
3.5833 | 6275.5193 | 3437.7911 | 4161.9914 | 5100.7588 | 6202.0033 | 7573.748 | 8016.4526 | 8049.4405 | 0
3.6667 | 5417.5896 | 3627.3447 | 4264.6492 | 4925.8005 | 5211.3114 | 5774.9604 | 7413.0692 | 7846.1944 | 0
3.75 | 1018.0429 | 588.0757 | 757.186 | 903.1825 | 1009.1465 | 1099.9008 | 1272.649 | 1896.5804 | 0
3.8333 | 534.8722 | 297.7789 | 395.176 | 478.9468 | 526.5497 | 565.7852 | 673.5943 | 973.2494 | 0
3.9167 | 415.4094 | 0 | 289.9169 | 379.4797 | 416.5427 | 469.8787 | 543.5261 | 657.6515 | 0
4 | 332.0823 | 186.1341 | 255.8804 | 299.0112 | 319.6236 | 365.6882 | 428.2761 | 616.9941 | 0
4.0833 | 183.0392 | 0 | 0 | 136.6012 | 220.6044 | 261.5995 | 295.8862 | 398.2013 | 0
4.1667 | 180.6786 | 0 | 0 | 150.6799 | 211.9396 | 253.2983 | 310.9799 | 352.3618 | 0
4.25 | 177.0573 | 0 | 0 | 0 | 224.2215 | 270.4704 | 319.1788 | 350.3639 | 0
4.3333 | 5992.2346 | 4160.6437 | 4326.1385 | 4544.477 | 5111.3282 | 7821.0654 | 8016.7899 | 8133.737 | 0
4.4167 | 8720.4242 | 7494.205 | 7603.8393 | 7754.7098 | 9330.9486 | 9394.897 | 9528.5314 | 9590.2124 | 0
4.5 | 7963.1373 | 4302.7185 | 7415.1023 | 7571.4967 | 8339.1197 | 8408.1424 | 8495.5434 | 8693.8177 | 0
4.5833 | 6224.3173 | 1072.4336 | 4186.7997 | 5041.9101 | 6256.4636 | 7573.5052 | 8011.2234 | 8066.9799 | 0
4.6667 | 5427.8257 | 3626.4791 | 4376.13 | 4902.1599 | 5225.469 | 5808.7698 | 7583.4431 | 7872.6305 | 0
4.75 | 1002.5228 | 0 | 718.1924 | 894.623 | 1000.2236 | 1088.5636 | 1330.9862 | 1910.3111 | 0
4.8333 | 526.4432 | 0 | 369.53 | 473.8627 | 529.5069 | 567.5928 | 710.3508 | 982.0973 | 0
4.9167 | 413.3128 | 0 | 290.0461 | 376.9604 | 413.6845 | 467.2644 | 550.8716 | 657.2325 | 0
5 | 338.8694 | 0 | 258.8195 | 299.6248 | 317.6987 | 363.8376 | 440.2304 | 1436.4418 | 0
5.0833 | 217.2752 | 0 | 0 | 199.8494 | 226.7341 | 257.9632 | 326.6345 | 1493.812 | 0
5.1667 | 195.2162 | 0 | 0 | 175.4967 | 214.4735 | 254.4105 | 314.0132 | 895.0261 | 0
5.25 | 176.3302 | 0 | 0 | 0 | 233.2868 | 256.7636 | 339.373 | 596.0072 | 0
5.3333 | 5984.2513 | 4278.6623 | 4378.3672 | 4600.4352 | 5003.6684 | 7825.1553 | 8040.0988 | 8134.5599 | 0
5.4167 | 8716.5317 | 7494.616 | 7608.9221 | 7737.8204 | 9327.0146 | 9409.638 | 9510.3524 | 9590.2115 | 0
5.5 | 7961.1 | 4223.1802 | 7372.8208 | 7561.5598 | 8333.6363 | 8418.9938 | 8490.386 | 8591.8609 | 0
5.5833 | 6182.7164 | 2003.4998 | 3779.718 | 4965.5538 | 6214.7636 | 7586.3128 | 8006.5185 | 8049.4396 | 0
5.6667 | 5449.0969 | 3622.0905 | 4373.7285 | 4912.5172 | 5206.0274 | 5876.0187 | 7283.3967 | 7846.1944 | 0
5.75 | 1033.8013 | 588.1653 | 767.1869 | 903.4351 | 992.8373 | 1140.8176 | 1331.078 | 1904.4199 | 0
5.8333 | 536.1128 | 0 | 394.0638 | 479.0315 | 519.6661 | 595.908 | 710.4163 | 987.6776 | 0
5.9167 | 420.568 | 0 | 314.2367 | 381.9036 | 409.3257 | 470.0195 | 566.1203 | 671.402 | 0
6 | 337.3171 | 186.1589 | 261.7895 | 303.2549 | 323.87 | 359.1534 | 442.0979 | 853.4923 | 0
6.0833 | 189.9686 | 0 | 0 | 191.5693 | 226.2825 | 252.2852 | 296.5967 | 377.1048 | 0
6.1667 | 195.5724 | 0 | 0 | 186.7808 | 216.0596 | 254.5663 | 315.9632 | 480.6593 | 0
6.25 | 187.331 | 0 | 0 | 0 | 235.6026 | 261.6168 | 318.6068 | 431.506 | 0
6.3333 | 6104.1867 | 4160.6447 | 4378.7555 | 4564.4561 | 5223.6928 | 7845.9785 | 7992.8385 | 8140.3314 | 0
6.4167 | 8646.6039 | 7494.6155 | 7626.8823 | 7724.3624 | 9270.1094 | 9394.4785 | 9545.8884 | 9589.8194 | 0
6.5 | 7932.8504 | 4548.4034 | 7415.2468 | 7565.9812 | 8231.6947 | 8401.6623 | 8496.5731 | 8591.6597 | 0
6.5833 | 6233.8345 | 2301.9885 | 4133.8576 | 5175.4013 | 6300.4154 | 7566.7351 | 8011.5928 | 8049.4254 | 0
6.6667 | 5403.6488 | 3629.2262 | 4375.2042 | 4951.5365 | 5200.6442 | 5700.964 | 7606.8649 | 7846.1444 | 0
6.75 | 1004.9733 | 0 | 760.9588 | 903.6295 | 992.031 | 1071.3403 | 1273.0361 | 1762.5569 | 0
6.8333 | 527.6749 | 0 | 400.5049 | 484.5582 | 522.6427 | 561.4755 | 673.7938 | 903.0882 | 0
6.9167 | 416.4027 | 0 | 315.2651 | 382.3959 | 408.8724 | 452.4544 | 543.7526 | 593.1083 | 0
7 | 335.6032 | 186.1011 | 252.1483 | 300.5369 | 318.8285 | 353.8725 | 413.5223 | 1148.8392 | 0
7.0833 | 205.2582 | 0 | 0 | 197.8231 | 225.2564 | 250.1593 | 296.6107 | 651.7452 | 0
7.1667 | 188.8279 | 0 | 0 | 173.4581 | 212.4683 | 247.238 | 319.5722 | 424.2596 | 0
7.25 | 176.8955 | 0 | 0 | 0 | 226.8997 | 255.087 | 343.1247 | 463.4208 | 0
7.3333 | 6021.9055 | 4278.6627 | 4374.1012 | 4544.6078 | 5087.9857 | 7825.6957 | 7970.3524 | 8134.5609 | 0
7.4167 | 8682.8794 | 7494.205 | 7608.9004 | 7715.331 | 9327.1318 | 9398.9708 | 9547.9904 | 9588.5459 | 0
7.5 | 7940.618 | 4144.7251 | 7358.7922 | 7559.7643 | 8333.6259 | 8403.7502 | 8496.0384 | 8591.0078 | 0
7.5833 | 6206.3438 | 1673.615 | 4367.6684 | 5089.3249 | 6095.5391 | 7555.657 | 8031.221 | 8049.0645 | 0
7.6667 | 5354.2674 | 3629.9085 | 4399.7479 | 4872.0152 | 5149.6181 | 5668.5486 | 7453.7498 | 7845.9819 | 0
7.75 | 988.9901 | 0 | 767.0653 | 902.6788 | 977.2059 | 1085.6137 | 1269.1706 | 1602.9998 | 0
7.8333 | 511.1717 | 0 | 297.7329 | 476.0185 | 512.2563 | 561.4081 | 664.1994 | 817.8505 | 0
7.9167 | 400.3074 | 0 | 239.8079 | 374.836 | 403.8972 | 453.4837 | 525.5915 | 588.7524 | 0
8 | 350.3767 | 186.1576 | 258.7506 | 303.24 | 321.2166 | 366.5557 | 440.2045 | 1466.951 | 0
8.0833 | 194.2931 | 0 | 0 | 186.0818 | 224.3999 | 250.3473 | 309.7408 | 823.4773 | 0
8.1667 | 198.31 | 0 | 0 | 185.0961 | 216.1053 | 252.8447 | 333.4098 | 549.3535 | 0
8.25 | 182.0388 | 0 | 0 | 0 | 234.918 | 256.9821 | 335.001 | 502.4778 | 0
8.3333 | 6180.5903 | 4278.6618 | 4408.7599 | 4652.7069 | 5330.1542 | 7837.4111 | 8012.0576 | 8052.2342 | 0
8.4167 | 8625.4467 | 7494.2055 | 7626.6764 | 7710.1897 | 9271.0088 | 9396.3217 | 9545.8619 | 9590.2209 | 0
8.5 | 7917.0827 | 4548.3287 | 7392.6975 | 7549.2629 | 8202.8107 | 8418.256 | 8493.8475 | 8591.8656 | 0
8.5833 | 6202.8767 | 3575.8869 | 4273.1444 | 5011.4026 | 6029.1627 | 7579.2068 | 8011.5503 | 8048.7395 | 0
8.6667 | 5386.4752 | 3633.2041 | 4369.735 | 4872.9075 | 5144.1036 | 5728.2622 | 7584.9585 | 7846.1963 | 0
8.75 | 1009.1439 | 587.9794 | 766.9638 | 883.853 | 984.3317 | 1099.5358 | 1326.6506 | 1831.9035 | 0
8.8333 | 530.6138 | 297.7103 | 401.3639 | 468.9519 | 515.8167 | 578.5887 | 700.4744 | 973.6613 | 0
8.9167 | 415.5469 | 0 | 314.141 | 377.2481 | 403.8971 | 470.1379 | 556.9162 | 642.6806 | 0
9 | 330.1229 | 186.2117 | 256.0569 | 299.617 | 320.0582 | 356.5461 | 423.4648 | 533.4521 | 0
9.0833 | 195.3678 | 0 | 0 | 196.4613 | 221.6721 | 243.3802 | 295.9297 | 330.0968 | 0
9.1667 | 201.2299 | 0 | 0 | 186.7946 | 215.0058 | 256.1226 | 314.0613 | 480.6207 | 0
9.25 | 188.0057 | 0 | 0 | 131.698 | 230.4964 | 256.2047 | 320.6117 | 370.2453 | 0
9.3333 | 6014.5991 | 4160.6437 | 4336.6616 | 4494.5855 | 5089.2918 | 7818.2907 | 8016.8824 | 8134.559 | 0
9.4167 | 8656.8353 | 7494.205 | 7608.9004 | 7699.3983 | 9299.6499 | 9404.9199 | 9528.0977 | 9587.7636 | 0
9.5 | 7941.203 | 4083.1348 | 7386.8688 | 7556.3934 | 8270.7196 | 8405.2136 | 8495.5443 | 8590.6072 | 0
9.5833 | 6253.1534 | 3566.5267 | 4367.3873 | 5195.2293 | 5913.0289 | 7555.5488 | 8006.2814 | 8096.3636 | 0
9.6667 | 5373.3544 | 3622.2137 | 4383.5615 | 4832.029 | 5189.3653 | 5683.4691 | 7400.607 | 7845.8817 | 0
9.75 | 991.9308 | 0 | 750.7772 | 878.3026 | 1002.3705 | 1082.3509 | 1276.5402 | 1908.4664 | 0
9.8333 | 520.9977 | 0 | 394.0321 | 463.2607 | 522.4836 | 564.2856 | 669.3421 | 981.1263 | 0
9.9167 | 412.6783 | 0 | 314.2066 | 372.6773 | 407.8591 | 455.9535 | 527.7327 | 656.6547 | 0
10 | 338.709 | 186.1375 | 256.036 | 300.2648 | 318.3393 | 362.4385 | 413.3183 | 1470.9177 | 0

## WTP_conc
Plot F - Range of Monthly Effluent Concentration after settling at CVP - Scenario C-1g | [10 empty] | JAN | FEB | MAR | APR | MAY | JUN | JUL | AUG | SEP | OCT | NOV | DEC
[10 empty] | Max | MAY: 0.3; JUN: 0.3; JUL: 0.3; AUG: 0.3; SEP: 0.3; OCT: 0; NOV: 0
[10 empty] | 95% percentile | MAY: 0.3; JUN: 0.3; JUL: 0.3; AUG: 0.3; SEP: 0.3; OCT: 0; NOV: 0
[10 empty] | 75% Percentile | MAY: 0.3; JUN: 0.3; JUL: 0.3; AUG: 0.3; SEP: 0.3; OCT: 0; NOV: 0
[10 empty] | Median | MAY: 0.3; JUN: 0.3; JUL: 0.3; AUG: 0.3; SEP: 0.3; OCT: 0; NOV: 0
[10 empty] | Mean | MAY: 0.3; JUN: 0.3; JUL: 0.3; AUG: 0.3; SEP: 0.3; OCT: 0; NOV: 0
[10 empty] | Min | MAY: 0.3; JUN: 0.3; JUL: 0.3; AUG: 0.3; SEP: 0.3; OCT: 0; NOV: 0
[11 empty] | JAN: MIN |  | MEAN | [12 empty] | MEDIAN | [12 empty] | 75% | [12 empty] | 95% | [12 empty] | MAX
Time (yr) | SelectorWQ:Mean | SelectorWQ:Least Result | SelectorWQ:5% | SelectorWQ:25% | SelectorWQ:Median | SelectorWQ:75% | SelectorWQ:95% | SelectorWQ:Greatest Result | Greatest Result |  | 1 | 2 | 3 | 4 | 5 | 6 | 7 | 8 | 9 | 10 | 11 | 12 |  | 1 | 2 | 3 | 4 | 5 | 6 | 7 | 8 | 9 | 10 | 11 | 12 |  | 1 | 2 | 3 | 4 | 5 | 6 | 7 | 8 | 9 | 10 | 11 | 12 |  | 1 | 2 | 3 | 4 | 5 | 6 | 7 | 8 | 9 | 10 | 11 | 12 |  | 1 | 2 | 3 | 4 | 5 | 6 | 7 | 8 | 9 | 10 | 11 | 12 |  | 1 | 2 | 3 | 4 | 5 | 6 | 7 | 8 | 9 | 10 | 11 | 12
0 | 0 | 0 | 0 | 0 | 0 | 0 | 0 | 0 | 0 | 1 | 0 | 0 | 0 | 0 | 0.3 | 0.3 | 0.3 | 0.3 | 0.3 | 0 | 0 | 0 | 1 | 0 | 0 | 0 | 0 | 0.3 | 0.3 | 0.3 | 0.3 | 0.3 | 0 | 0 | 0 | 1 | 0 | 0 | 0 | 0 | 0.3 | 0.3 | 0.3 | 0.3 | 0.3 | 0 | 0 | 0 | 1 | 0 | 0 | 0 | 0 | 0.3 | 0.3 | 0.3 | 0.3 | 0.3 | 0 | 0 | 0 | 1 | 0 | 0 | 0 | 0 | 0.3 | 0.3 | 0.3 | 0.3 | 0.3 | 0 | 0 | 0 | 1 | 0 | 0 | 0 | 0 | 0.3 | 0.3 | 0.3 | 0.3 | 0.3 | 0 | 0 | 0
0.083333 | 0 | 0 | 0 | 0 | 0 | 0 | 0 | 0 | 0 | 2 | 0 | 0 | 0 | 0 | 0.3 | 0.3 | 0.3 | 0.3 | 0.3 | 0 | 0 | 0 | 2 | 0 | 0 | 0 | 0 | 0.3 | 0.3 | 0.3 | 0.3 | 0.3 | 0 | 0 | 0 | 2 | 0 | 0 | 0 | 0 | 0.3 | 0.3 | 0.3 | 0.3 | 0.3 | 0 | 0 | 0 | 2 | 0 | 0 | 0 | 0 | 0.3 | 0.3 | 0.3 | 0.3 | 0.3 | 0 | 0 | 0 | 2 | 0 | 0 | 0 | 0 | 0.3 | 0.3 | 0.3 | 0.3 | 0.3 | 0 | 0 | 0 | 2 | 0 | 0 | 0 | 0 | 0.3 | 0.3 | 0.3 | 0.3 | 0.3 | 0 | 0 | 0
0.16667 | 0 | 0 | 0 | 0 | 0 | 0 | 0 | 0 | 0 | 3 | 0 | 0 | 0 | 0 | 0.3 | 0.3 | 0.3 | 0.3 | 0.3 | 0 | 0 | 0 | 3 | 0 | 0 | 0 | 0 | 0.3 | 0.3 | 0.3 | 0.3 | 0.3 | 0 | 0 | 0 | 3 | 0 | 0 | 0 | 0 | 0.3 | 0.3 | 0.3 | 0.3 | 0.3 | 0 | 0 | 0 | 3 | 0 | 0 | 0 | 0 | 0.3 | 0.3 | 0.3 | 0.3 | 0.3 | 0 | 0 | 0 | 3 | 0 | 0 | 0 | 0 | 0.3 | 0.3 | 0.3 | 0.3 | 0.3 | 0 | 0 | 0 | 3 | 0 | 0 | 0 | 0 | 0.3 | 0.3 | 0.3 | 0.3 | 0.3 | 0 | 0 | 0
0.25 | 0 | 0 | 0 | 0 | 0 | 0 | 0 | 0 | 0 | 4 | 0 | 0 | 0 | 0 | 0.3 | 0.3 | 0.3 | 0.3 | 0.3 | 0 | 0 | 0 | 4 | 0 | 0 | 0 | 0 | 0.3 | 0.3 | 0.3 | 0.3 | 0.3 | 0 | 0 | 0 | 4 | 0 | 0 | 0 | 0 | 0.3 | 0.3 | 0.3 | 0.3 | 0.3 | 0 | 0 | 0 | 4 | 0 | 0 | 0 | 0 | 0.3 | 0.3 | 0.3 | 0.3 | 0.3 | 0 | 0 | 0 | 4 | 0 | 0 | 0 | 0 | 0.3 | 0.3 | 0.3 | 0.3 | 0.3 | 0 | 0 | 0 | 4 | 0 | 0 | 0 | 0 | 0.3 | 0.3 | 0.3 | 0.3 | 0.3 | 0 | 0 | 0
0.33333 | 0.3 | 0.3 | 0.3 | 0.3 | 0.3 | 0.3 | 0.3 | 0.3 | 0 | 5 | 0 | 0 | 0 | 0 | 0.3 | 0.3 | 0.3 | 0.3 | 0.3 | 0 | 0 | 0 | 5 | 0 | 0 | 0 | 0 | 0.3 | 0.3 | 0.3 | 0.3 | 0.3 | 0 | 0 | 0 | 5 | 0 | 0 | 0 | 0 | 0.3 | 0.3 | 0.3 | 0.3 | 0.3 | 0 | 0 | 0 | 5 | 0 | 0 | 0 | 0 | 0.3 | 0.3 | 0.3 | 0.3 | 0.3 | 0 | 0 | 0 | 5 | 0 | 0 | 0 | 0 | 0.3 | 0.3 | 0.3 | 0.3 | 0.3 | 0 | 0 | 0 | 5 | 0 | 0 | 0 | 0 | 0.3 | 0.3 | 0.3 | 0.3 | 0.3 | 0 | 0 | 0
0.41667 | 0.3 | 0.3 | 0.3 | 0.3 | 0.3 | 0.3 | 0.3 | 0.3 | 0 | 6 | 0 | 0 | 0 | 0 | 0.3 | 0.3 | 0.3 | 0.3 | 0.3 | 0 | 0 | 0 | 6 | 0 | 0 | 0 | 0 | 0.3 | 0.3 | 0.3 | 0.3 | 0.3 | 0 | 0 | 0 | 6 | 0 | 0 | 0 | 0 | 0.3 | 0.3 | 0.3 | 0.3 | 0.3 | 0 | 0 | 0 | 6 | 0 | 0 | 0 | 0 | 0.3 | 0.3 | 0.3 | 0.3 | 0.3 | 0 | 0 | 0 | 6 | 0 | 0 | 0 | 0 | 0.3 | 0.3 | 0.3 | 0.3 | 0.3 | 0 | 0 | 0 | 6 | 0 | 0 | 0 | 0 | 0.3 | 0.3 | 0.3 | 0.3 | 0.3 | 0 | 0 | 0
0.5 | 0.3 | 0.3 | 0.3 | 0.3 | 0.3 | 0.3 | 0.3 | 0.3 | 0 | 7 | 0 | 0 | 0 | 0 | 0.3 | 0.3 | 0.3 | 0.3 | 0.3 | 0 | 0 | 0 | 7 | 0 | 0 | 0 | 0 | 0.3 | 0.3 | 0.3 | 0.3 | 0.3 | 0 | 0 | 0 | 7 | 0 | 0 | 0 | 0 | 0.3 | 0.3 | 0.3 | 0.3 | 0.3 | 0 | 0 | 0 | 7 | 0 | 0 | 0 | 0 | 0.3 | 0.3 | 0.3 | 0.3 | 0.3 | 0 | 0 | 0 | 7 | 0 | 0 | 0 | 0 | 0.3 | 0.3 | 0.3 | 0.3 | 0.3 | 0 | 0 | 0 | 7 | 0 | 0 | 0 | 0 | 0.3 | 0.3 | 0.3 | 0.3 | 0.3 | 0 | 0 | 0
0.58333 | 0.3 | 0.3 | 0.3 | 0.3 | 0.3 | 0.3 | 0.3 | 0.3 | 0 | 8 | 0 | 0 | 0 | 0 | 0.3 | 0.3 | 0.3 | 0.3 | 0.3 | 0 | 0 | 0 | 8 | 0 | 0 | 0 | 0 | 0.3 | 0.3 | 0.3 | 0.3 | 0.3 | 0 | 0 | 0 | 8 | 0 | 0 | 0 | 0 | 0.3 | 0.3 | 0.3 | 0.3 | 0.3 | 0 | 0 | 0 | 8 | 0 | 0 | 0 | 0 | 0.3 | 0.3 | 0.3 | 0.3 | 0.3 | 0 | 0 | 0 | 8 | 0 | 0 | 0 | 0 | 0.3 | 0.3 | 0.3 | 0.3 | 0.3 | 0 | 0 | 0 | 8 | 0 | 0 | 0 | 0 | 0.3 | 0.3 | 0.3 | 0.3 | 0.3 | 0 | 0 | 0
0.66667 | 0.3 | 0.3 | 0.3 | 0.3 | 0.3 | 0.3 | 0.3 | 0.3 | 0 | 9 | 0 | 0 | 0 | 0 | 0.3 | 0.3 | 0.3 | 0.3 | 0.3 | 0 | 0 | 0 | 9 | 0 | 0 | 0 | 0 | 0.3 | 0.3 | 0.3 | 0.3 | 0.3 | 0 | 0 | 0 | 9 | 0 | 0 | 0 | 0 | 0.3 | 0.3 | 0.3 | 0.3 | 0.3 | 0 | 0 | 0 | 9 | 0 | 0 | 0 | 0 | 0.3 | 0.3 | 0.3 | 0.3 | 0.3 | 0 | 0 | 0 | 9 | 0 | 0 | 0 | 0 | 0.3 | 0.3 | 0.3 | 0.3 | 0.3 | 0 | 0 | 0 | 9 | 0 | 0 | 0 | 0 | 0.3 | 0.3 | 0.3 | 0.3 | 0.3 | 0 | 0 | 0
0.75 | 0 | 0 | 0 | 0 | 0 | 0 | 0 | 0 | 0 | 10 | 0 | 0 | 0 | 0 | 0.3 | 0.3 | 0.3 | 0.3 | 0.3 | 0 | 0 | 0 | 10 | 0 | 0 | 0 | 0 | 0.3 | 0.3 | 0.3 | 0.3 | 0.3 | 0 | 0 | 0 | 10 | 0 | 0 | 0 | 0 | 0.3 | 0.3 | 0.3 | 0.3 | 0.3 | 0 | 0 | 0 | 10 | 0 | 0 | 0 | 0 | 0.3 | 0.3 | 0.3 | 0.3 | 0.3 | 0 | 0 | 0 | 10 | 0 | 0 | 0 | 0 | 0.3 | 0.3 | 0.3 | 0.3 | 0.3 | 0 | 0 | 0 | 10 | 0 | 0 | 0 | 0 | 0.3 | 0.3 | 0.3 | 0.3 | 0.3 | 0 | 0 | 0
0.83333 | 0 | 0 | 0 | 0 | 0 | 0 | 0 | 0 | 0
0.91667 | 0 | 0 | 0 | 0 | 0 | 0 | 0 | 0 | 0
1 | 0 | 0 | 0 | 0 | 0 | 0 | 0 | 0 | 0
1.0833 | 0 | 0 | 0 | 0 | 0 | 0 | 0 | 0 | 0
1.1667 | 0 | 0 | 0 | 0 | 0 | 0 | 0 | 0 | 0
1.25 | 0 | 0 | 0 | 0 | 0 | 0 | 0 | 0 | 0
1.3333 | 0.3 | 0.3 | 0.3 | 0.3 | 0.3 | 0.3 | 0.3 | 0.3 | 0
1.4167 | 0.3 | 0.3 | 0.3 | 0.3 | 0.3 | 0.3 | 0.3 | 0.3 | 0
1.5 | 0.3 | 0.3 | 0.3 | 0.3 | 0.3 | 0.3 | 0.3 | 0.3 | 0
1.5833 | 0.3 | 0.3 | 0.3 | 0.3 | 0.3 | 0.3 | 0.3 | 0.3 | 0
1.6667 | 0.3 | 0.3 | 0.3 | 0.3 | 0.3 | 0.3 | 0.3 | 0.3 | 0
1.75 | 0 | 0 | 0 | 0 | 0 | 0 | 0 | 0 | 0
1.8333 | 0 | 0 | 0 | 0 | 0 | 0 | 0 | 0 | 0
1.9167 | 0 | 0 | 0 | 0 | 0 | 0 | 0 | 0 | 0
2 | 0 | 0 | 0 | 0 | 0 | 0 | 0 | 0 | 0
2.0833 | 0 | 0 | 0 | 0 | 0 | 0 | 0 | 0 | 0
2.1667 | 0 | 0 | 0 | 0 | 0 | 0 | 0 | 0 | 0
2.25 | 0 | 0 | 0 | 0 | 0 | 0 | 0 | 0 | 0
2.3333 | 0.3 | 0.3 | 0.3 | 0.3 | 0.3 | 0.3 | 0.3 | 0.3 | 0
2.4167 | 0.3 | 0.3 | 0.3 | 0.3 | 0.3 | 0.3 | 0.3 | 0.3 | 0
2.5 | 0.3 | 0.3 | 0.3 | 0.3 | 0.3 | 0.3 | 0.3 | 0.3 | 0
2.5833 | 0.3 | 0.3 | 0.3 | 0.3 | 0.3 | 0.3 | 0.3 | 0.3 | 0
2.6667 | 0.3 | 0.3 | 0.3 | 0.3 | 0.3 | 0.3 | 0.3 | 0.3 | 0
2.75 | 0 | 0 | 0 | 0 | 0 | 0 | 0 | 0 | 0
2.8333 | 0 | 0 | 0 | 0 | 0 | 0 | 0 | 0 | 0
2.9167 | 0 | 0 | 0 | 0 | 0 | 0 | 0 | 0 | 0
3 | 0 | 0 | 0 | 0 | 0 | 0 | 0 | 0 | 0
3.0833 | 0 | 0 | 0 | 0 | 0 | 0 | 0 | 0 | 0
3.1667 | 0 | 0 | 0 | 0 | 0 | 0 | 0 | 0 | 0
3.25 | 0 | 0 | 0 | 0 | 0 | 0 | 0 | 0 | 0
3.3333 | 0.3 | 0.3 | 0.3 | 0.3 | 0.3 | 0.3 | 0.3 | 0.3 | 0
3.4167 | 0.3 | 0.3 | 0.3 | 0.3 | 0.3 | 0.3 | 0.3 | 0.3 | 0
3.5 | 0.3 | 0.3 | 0.3 | 0.3 | 0.3 | 0.3 | 0.3 | 0.3 | 0
3.5833 | 0.3 | 0.3 | 0.3 | 0.3 | 0.3 | 0.3 | 0.3 | 0.3 | 0
3.6667 | 0.3 | 0.3 | 0.3 | 0.3 | 0.3 | 0.3 | 0.3 | 0.3 | 0
3.75 | 0 | 0 | 0 | 0 | 0 | 0 | 0 | 0 | 0
3.8333 | 0 | 0 | 0 | 0 | 0 | 0 | 0 | 0 | 0
3.9167 | 0 | 0 | 0 | 0 | 0 | 0 | 0 | 0 | 0
4 | 0 | 0 | 0 | 0 | 0 | 0 | 0 | 0 | 0
4.0833 | 0 | 0 | 0 | 0 | 0 | 0 | 0 | 0 | 0
4.1667 | 0 | 0 | 0 | 0 | 0 | 0 | 0 | 0 | 0
4.25 | 0 | 0 | 0 | 0 | 0 | 0 | 0 | 0 | 0
4.3333 | 0.3 | 0.3 | 0.3 | 0.3 | 0.3 | 0.3 | 0.3 | 0.3 | 0
4.4167 | 0.3 | 0.3 | 0.3 | 0.3 | 0.3 | 0.3 | 0.3 | 0.3 | 0
4.5 | 0.3 | 0.3 | 0.3 | 0.3 | 0.3 | 0.3 | 0.3 | 0.3 | 0
4.5833 | 0.3 | 0.3 | 0.3 | 0.3 | 0.3 | 0.3 | 0.3 | 0.3 | 0
4.6667 | 0.3 | 0.3 | 0.3 | 0.3 | 0.3 | 0.3 | 0.3 | 0.3 | 0
4.75 | 0 | 0 | 0 | 0 | 0 | 0 | 0 | 0 | 0
4.8333 | 0 | 0 | 0 | 0 | 0 | 0 | 0 | 0 | 0
4.9167 | 0 | 0 | 0 | 0 | 0 | 0 | 0 | 0 | 0
5 | 0 | 0 | 0 | 0 | 0 | 0 | 0 | 0 | 0
5.0833 | 0 | 0 | 0 | 0 | 0 | 0 | 0 | 0 | 0
5.1667 | 0 | 0 | 0 | 0 | 0 | 0 | 0 | 0 | 0
5.25 | 0 | 0 | 0 | 0 | 0 | 0 | 0 | 0 | 0
5.3333 | 0.3 | 0.3 | 0.3 | 0.3 | 0.3 | 0.3 | 0.3 | 0.3 | 0
5.4167 | 0.3 | 0.3 | 0.3 | 0.3 | 0.3 | 0.3 | 0.3 | 0.3 | 0
5.5 | 0.3 | 0.3 | 0.3 | 0.3 | 0.3 | 0.3 | 0.3 | 0.3 | 0
5.5833 | 0.3 | 0.3 | 0.3 | 0.3 | 0.3 | 0.3 | 0.3 | 0.3 | 0
5.6667 | 0.3 | 0.3 | 0.3 | 0.3 | 0.3 | 0.3 | 0.3 | 0.3 | 0
5.75 | 0 | 0 | 0 | 0 | 0 | 0 | 0 | 0 | 0
5.8333 | 0 | 0 | 0 | 0 | 0 | 0 | 0 | 0 | 0
5.9167 | 0 | 0 | 0 | 0 | 0 | 0 | 0 | 0 | 0
6 | 0 | 0 | 0 | 0 | 0 | 0 | 0 | 0 | 0
6.0833 | 0 | 0 | 0 | 0 | 0 | 0 | 0 | 0 | 0
6.1667 | 0 | 0 | 0 | 0 | 0 | 0 | 0 | 0 | 0
6.25 | 0 | 0 | 0 | 0 | 0 | 0 | 0 | 0 | 0
6.3333 | 0.3 | 0.3 | 0.3 | 0.3 | 0.3 | 0.3 | 0.3 | 0.3 | 0
6.4167 | 0.3 | 0.3 | 0.3 | 0.3 | 0.3 | 0.3 | 0.3 | 0.3 | 0
6.5 | 0.3 | 0.3 | 0.3 | 0.3 | 0.3 | 0.3 | 0.3 | 0.3 | 0
6.5833 | 0.3 | 0.3 | 0.3 | 0.3 | 0.3 | 0.3 | 0.3 | 0.3 | 0
6.6667 | 0.3 | 0.3 | 0.3 | 0.3 | 0.3 | 0.3 | 0.3 | 0.3 | 0
6.75 | 0 | 0 | 0 | 0 | 0 | 0 | 0 | 0 | 0
6.8333 | 0 | 0 | 0 | 0 | 0 | 0 | 0 | 0 | 0
6.9167 | 0 | 0 | 0 | 0 | 0 | 0 | 0 | 0 | 0
7 | 0 | 0 | 0 | 0 | 0 | 0 | 0 | 0 | 0
7.0833 | 0 | 0 | 0 | 0 | 0 | 0 | 0 | 0 | 0
7.1667 | 0 | 0 | 0 | 0 | 0 | 0 | 0 | 0 | 0
7.25 | 0 | 0 | 0 | 0 | 0 | 0 | 0 | 0 | 0
7.3333 | 0.3 | 0.3 | 0.3 | 0.3 | 0.3 | 0.3 | 0.3 | 0.3 | 0
7.4167 | 0.3 | 0.3 | 0.3 | 0.3 | 0.3 | 0.3 | 0.3 | 0.3 | 0
7.5 | 0.3 | 0.3 | 0.3 | 0.3 | 0.3 | 0.3 | 0.3 | 0.3 | 0
7.5833 | 0.3 | 0.3 | 0.3 | 0.3 | 0.3 | 0.3 | 0.3 | 0.3 | 0
7.6667 | 0.3 | 0.3 | 0.3 | 0.3 | 0.3 | 0.3 | 0.3 | 0.3 | 0
7.75 | 0 | 0 | 0 | 0 | 0 | 0 | 0 | 0 | 0
7.8333 | 0 | 0 | 0 | 0 | 0 | 0 | 0 | 0 | 0
7.9167 | 0 | 0 | 0 | 0 | 0 | 0 | 0 | 0 | 0
8 | 0 | 0 | 0 | 0 | 0 | 0 | 0 | 0 | 0
8.0833 | 0 | 0 | 0 | 0 | 0 | 0 | 0 | 0 | 0
8.1667 | 0 | 0 | 0 | 0 | 0 | 0 | 0 | 0 | 0
8.25 | 0 | 0 | 0 | 0 | 0 | 0 | 0 | 0 | 0
8.3333 | 0.3 | 0.3 | 0.3 | 0.3 | 0.3 | 0.3 | 0.3 | 0.3 | 0
8.4167 | 0.3 | 0.3 | 0.3 | 0.3 | 0.3 | 0.3 | 0.3 | 0.3 | 0
8.5 | 0.3 | 0.3 | 0.3 | 0.3 | 0.3 | 0.3 | 0.3 | 0.3 | 0
8.5833 | 0.3 | 0.3 | 0.3 | 0.3 | 0.3 | 0.3 | 0.3 | 0.3 | 0
8.6667 | 0.3 | 0.3 | 0.3 | 0.3 | 0.3 | 0.3 | 0.3 | 0.3 | 0
8.75 | 0 | 0 | 0 | 0 | 0 | 0 | 0 | 0 | 0
8.8333 | 0 | 0 | 0 | 0 | 0 | 0 | 0 | 0 | 0
8.9167 | 0 | 0 | 0 | 0 | 0 | 0 | 0 | 0 | 0
9 | 0 | 0 | 0 | 0 | 0 | 0 | 0 | 0 | 0
9.0833 | 0 | 0 | 0 | 0 | 0 | 0 | 0 | 0 | 0
9.1667 | 0 | 0 | 0 | 0 | 0 | 0 | 0 | 0 | 0
9.25 | 0 | 0 | 0 | 0 | 0 | 0 | 0 | 0 | 0
9.3333 | 0.3 | 0.3 | 0.3 | 0.3 | 0.3 | 0.3 | 0.3 | 0.3 | 0
9.4167 | 0.3 | 0.3 | 0.3 | 0.3 | 0.3 | 0.3 | 0.3 | 0.3 | 0
9.5 | 0.3 | 0.3 | 0.3 | 0.3 | 0.3 | 0.3 | 0.3 | 0.3 | 0
9.5833 | 0.3 | 0.3 | 0.3 | 0.3 | 0.3 | 0.3 | 0.3 | 0.3 | 0
9.6667 | 0.3 | 0.3 | 0.3 | 0.3 | 0.3 | 0.3 | 0.3 | 0.3 | 0
9.75 | 0 | 0 | 0 | 0 | 0 | 0 | 0 | 0 | 0
9.8333 | 0 | 0 | 0 | 0 | 0 | 0 | 0 | 0 | 0
9.9167 | 0 | 0 | 0 | 0 | 0 | 0 | 0 | 0 | 0
10 | 0 | 0 | 0 | 0 | 0 | 0 | 0 | 0 | 0