## Summary
Figure C-7
Scenario C-6a Results
Faro Mine Remediation Project
C-6a

## Data
X14 WQ | [9 empty] | FaroPitElevation | [9 empty] | WTP Flows | [9 empty] | WTP Concentration for Zn | [10 empty] | CVP | [9 empty] | CVP WQ | [9 empty] | CVPReleases
Time (yr) | SelectorWQ:Mean | SelectorWQ:Least Result | SelectorWQ:5% | SelectorWQ:25% | SelectorWQ:Median | SelectorWQ:75% | SelectorWQ:95% | SelectorWQ:Greatest Result | Greatest Result | Time (yr) | Faro_Elevation:Mean | Faro_Elevation:Least Result | Faro_Elevation:5% | Faro_Elevation:25% | Faro_Elevation:Median | Faro_Elevation:75% | Faro_Elevation:95% | Faro_Elevation:Greatest Result | Greatest Result | Time (yr) | Total_Faro_Discharge:Mean | Total_Faro_Discharge:Least Result | Total_Faro_Discharge:5% | Total_Faro_Discharge:25% | Total_Faro_Discharge:Median | Total_Faro_Discharge:75% | Total_Faro_Discharge:95% | Total_Faro_Discharge:Greatest Result | Greatest Result | Time (yr) | SelectorWQ:Mean | SelectorWQ:Least Result | SelectorWQ:5% | SelectorWQ:25% | SelectorWQ:Median | SelectorWQ:75% | SelectorWQ:95% | SelectorWQ:Greatest Result | Greatest Result |  | Time (yr) | CVD_Elevation:Mean | CVD_Elevation:Least Result | CVD_Elevation:5% | CVD_Elevation:25% | CVD_Elevation:Median | CVD_Elevation:75% | CVD_Elevation:95% | CVD_Elevation:Greatest Result | Greatest Result | Time (yr) | SelectorWQ:Mean | SelectorWQ:Least Result | SelectorWQ:5% | SelectorWQ:25% | SelectorWQ:Median | SelectorWQ:75% | SelectorWQ:95% | SelectorWQ:Greatest Result | Greatest Result | Time (yr) | X14:Mean | X14:Least Result | X14:5% | X14:25% | X14:Median | X14:75% | X14:95% | X14:Greatest Result
0 | 0.04381 | 0.03505 | 0.037801 | 0.040767 | 0.043562 | 0.046194 | 0.050137 | 0.061341 |  | 0 | 1141.6 | 1141.6 | 1141.6 | 1141.6 | 1141.6 | 1141.6 | 1141.6 | 1141.6 |  | 0 | 0 | 0 | 0 | 0 | 0 | 0 | 0 | 0 |  | 0 | 0 | 0 | 0 | 0 | 0 | 0 | 0 | 0 |  | jan | 0 | 1027.796 | 1027.796 | 1027.796 | 1027.796 | 1027.796 | 1027.796 | 1027.796 | 1027.796 |  | 0 | 0.299 | 0.299 | 0.299 | 0.299 | 0.299 | 0.299 | 0.299 | 0.299 |  | 0 | 1003.2906 | 889.2451 | 940.9086 | 979.7186 | 1000.1486 | 1028.1622 | 1072.139 | 1098.1412
0.083333 | 0.035683 | 0.019279 | 0.028172 | 0.031874 | 0.035739 | 0.039377 | 0.044472 | 0.048247 |  | 0.083333 | 1141.7609 | 1141.6838 | 1141.7179 | 1141.7461 | 1141.7588 | 1141.7761 | 1141.8049 | 1141.8263 |  | 0.083333 | 0 | 0 | 0 | 0 | 0 | 0 | 0 | 0 |  | 0.083333 | 0 | 0 | 0 | 0 | 0 | 0 | 0 | 0 |  | feb | 0.083333 | 1027.1583 | 1027.1583 | 1027.1583 | 1027.1583 | 1027.1583 | 1027.1583 | 1027.1583 | 1027.1583 |  | 0.083333 | 0.22119 | 0.067535 | 0.12375 | 0.17972 | 0.22146 | 0.26093 | 0.31704 | 0.37361 |  | 0.083333 | 552.7459 | 0 | 500.4581 | 548.1038 | 555.2395 | 580.6805 | 611.8118 | 641.1622
0.16667 | 0.034549 | 0.020029 | 0.024305 | 0.030217 | 0.034746 | 0.039391 | 0.043509 | 0.049816 |  | 0.16667 | 1141.8972 | 1141.7523 | 1141.8254 | 1141.8667 | 1141.8892 | 1141.9237 | 1141.9771 | 1142.0483 |  | 0.16667 | 0 | 0 | 0 | 0 | 0 | 0 | 0 | 0 |  | 0.16667 | 0 | 0 | 0 | 0 | 0 | 0 | 0 | 0 |  | mar | 0.16667 | 1026.8431 | 1026.8325 | 1026.8325 | 1026.8325 | 1026.8325 | 1026.8325 | 1026.8325 | 1027.3612 |  | 0.16667 | 0.22619 | 0.060577 | 0.11677 | 0.18591 | 0.2216 | 0.27782 | 0.33261 | 0.36871 |  | 0.16667 | 364.4181 | 0 | 290.4279 | 353.6499 | 367.5456 | 392.0495 | 422.7434 | 448.66
0.25 | 0.029489 | 0.023132 | 0.024603 | 0.026664 | 0.029226 | 0.031618 | 0.035386 | 0.037673 |  | 0.25 | 1142.0816 | 1141.8226 | 1141.9333 | 1141.9988 | 1142.0458 | 1142.1777 | 1142.2722 | 1142.4209 |  | 0.25 | 0 | 0 | 0 | 0 | 0 | 0 | 0 | 0 |  | 0.25 | 0 | 0 | 0 | 0 | 0 | 0 | 0 | 0 |  | apr | 0.25 | 1026.6878 | 1026.6663 | 1026.6663 | 1026.6663 | 1026.6663 | 1026.6663 | 1026.6663 | 1027.5592 |  | 0.25 | 0.19844 | 0.0077568 | 0.07944 | 0.15139 | 0.19981 | 0.25019 | 0.29323 | 0.34929 |  | 0.25 | 270.2643 | 0 | 0 | 269.6741 | 285.6028 | 319.6777 | 352.5455 | 376.7865
0.33333 | 0.029926 | 0.0079858 | 0.011017 | 0.018718 | 0.028536 | 0.03844 | 0.053387 | 0.073743 |  | 0.33333 | 1142.2694 | 1141.8588 | 1142.0125 | 1142.1704 | 1142.2363 | 1142.3989 | 1142.5388 | 1142.7205 |  | 0.33333 | 6000 | 6000 | 6000 | 6000 | 6000 | 6000 | 6000 | 6000 |  | 0.33333 | 0.1 | 0.1 | 0.1 | 0.1 | 0.1 | 0.1 | 0.1 | 0.1 |  | may | 0.33333 | 1026.6273 | 1026.5831 | 1026.5831 | 1026.5831 | 1026.5831 | 1026.5831 | 1026.8508 | 1027.7728 |  | 0.33333 | 0.12737 | 0.0006546 | 0.0082348 | 0.086922 | 0.13314 | 0.17722 | 0.22066 | 0.25177 |  | 0.33333 | 6090.0866 | 3885.5336 | 3888.9135 | 3912.6551 | 7258.8869 | 7266.7062 | 7286.0902 | 7312.3968
0.41667 | 0.024969 | 0.0084581 | 0.011267 | 0.019228 | 0.025197 | 0.029853 | 0.038589 | 0.047617 |  | 0.41667 | 1140.8893 | 1140.405 | 1140.6389 | 1140.7925 | 1140.8419 | 1141.0259 | 1141.197 | 1141.3334 |  | 0.41667 | 5989.1739 | 5626.0862 | 6000 | 6000 | 6000 | 6000 | 6000 | 6000 |  | 0.41667 | 0.1 | 0.1 | 0.1 | 0.1 | 0.1 | 0.1 | 0.1 | 0.1 |  | jun | 0.41667 | 1027.6499 | 1026.5425 | 1026.5426 | 1026.5427 | 1026.7186 | 1029.4474 | 1029.4474 | 1029.4474 |  | 0.41667 | 0.091762 | 0.023433 | 0.046608 | 0.069557 | 0.08529 | 0.11646 | 0.143 | 0.18584 |  | 0.41667 | 6255.179 | 3645.4658 | 4040.0002 | 4073.6296 | 7238.9843 | 7254.7721 | 8913.4623 | 8939.9485
0.5 | 0.024112 | 0.0095566 | 0.013997 | 0.019178 | 0.022763 | 0.029037 | 0.036906 | 0.044295 |  | 0.5 | 1139.8483 | 1138.8868 | 1139.2236 | 1139.6024 | 1139.7386 | 1140.2046 | 1140.5737 | 1140.8577 |  | 0.5 | 5451.2868 | 1530.3207 | 3735.1904 | 5215.85 | 5915.2807 | 6000 | 6000 | 6000 |  | 0.5 | 0.1 | 0.1 | 0.1 | 0.1 | 0.1 | 0.1 | 0.1 | 0.1 |  | jul | 0.5 | 1028.4701 | 1026.5212 | 1026.5214 | 1026.5214 | 1029.4048 | 1029.4353 | 1029.4354 | 1029.4357 |  | 0.5 | 0.0789 | 0.0036266 | 0.029013 | 0.056183 | 0.074847 | 0.097858 | 0.14738 | 0.18087 |  | 0.5 | 6104.6467 | 0 | 2794.6535 | 4835.2015 | 6785.4085 | 7249.5773 | 8865.6597 | 8965.6939
0.58333 | 0.019265 | 0.007943 | 0.0091719 | 0.01452 | 0.018565 | 0.023714 | 0.02972 | 0.036641 |  | 0.58333 | 1139.1835 | 1138.9014 | 1138.9015 | 1138.9016 | 1138.9019 | 1139.4792 | 1140.0081 | 1140.4744 |  | 0.58333 | 2657.607 | 883.2211 | 1307.6929 | 1636.2832 | 1799.975 | 3893.3897 | 5918.3252 | 6000 |  | 0.58333 | 0.1 | 0.1 | 0.1 | 0.1 | 0.1 | 0.1 | 0.1 | 0.1 |  | aug | 0.58333 | 1028.9648 | 1026.5106 | 1026.5106 | 1029.4166 | 1029.4166 | 1029.4309 | 1029.4451 | 1029.4451 |  | 0.58333 | 0.072748 | 0.00097755 | 0.0089024 | 0.038867 | 0.070073 | 0.095265 | 0.16506 | 0.19992 |  | 0.58333 | 3702.3681 | 0 | 790.0064 | 2480.9285 | 3076.5212 | 5245.0032 | 7289.2636 | 8110.4867
0.66667 | 0.022 | 0.012481 | 0.015273 | 0.019536 | 0.022273 | 0.024957 | 0.027246 | 0.031886 |  | 0.66667 | 1138.9424 | 1138.9274 | 1138.9274 | 1138.9277 | 1138.9281 | 1138.9281 | 1138.9281 | 1139.4252 |  | 0.66667 | 1357.3468 | 602.5498 | 994.3903 | 1156.2318 | 1247.9611 | 1500.6154 | 1860.4208 | 3483.9286 |  | 0.66667 | 0.1 | 0.1 | 0.1 | 0.1 | 0.1 | 0.1 | 0.1 | 0.1 |  | sep | 0.66667 | 1029.0073 | 1026.5054 | 1027.2565 | 1028.9453 | 1029.4387 | 1029.4387 | 1029.4492 | 1029.4597 |  | 0.66667 | 0.12031 | 0.062458 | 0.071754 | 0.097696 | 0.11884 | 0.13396 | 0.18181 | 0.21484 |  | 0.66667 | 3436.1042 | 1752.6522 | 1911.9168 | 2305.3178 | 3689.7518 | 4128.9974 | 4826.9236 | 6484.8212
0.75 | 0.022669 | 0.010781 | 0.014924 | 0.018663 | 0.022757 | 0.026733 | 0.031249 | 0.035663 |  | 0.75 | 1138.9721 | 1138.9644 | 1138.9722 | 1138.9723 | 1138.9723 | 1138.9723 | 1138.9723 | 1138.9723 |  | 0.75 | 0 | 0 | 0 | 0 | 0 | 0 | 0 | 0 |  | 0.75 | 0 | 0 | 0 | 0 | 0 | 0 | 0 | 0 |  | oct | 0.75 | 1028.2017 | 1026.5027 | 1026.8838 | 1028.0099 | 1028.01 | 1029.4763 | 1029.4763 | 1029.4778 |  | 0.75 | 0.13295 | 2.9915e-05 | 0.0077907 | 0.083207 | 0.12969 | 0.18215 | 0.25549 | 0.33747 |  | 0.75 | 1195.6401 | 0 | 0 | 642.8728 | 1307.1947 | 1711.2091 | 2482.4056 | 2577.6492
0.83333 | 0.024984 | 0.016154 | 0.018008 | 0.020419 | 0.025183 | 0.028958 | 0.031958 | 0.036638 |  | 0.83333 | 1139.3728 | 1139.1963 | 1139.2805 | 1139.3303 | 1139.3628 | 1139.4244 | 1139.4861 | 1139.5643 |  | 0.83333 | 0 | 0 | 0 | 0 | 0 | 0 | 0 | 0 |  | 0.83333 | 0 | 0 | 0 | 0 | 0 | 0 | 0 | 0 |  | nov | 0.83333 | 1027.8382 | 1026.5013 | 1026.6919 | 1027.2655 | 1027.2683 | 1028.6141 | 1029.4968 | 1029.4968 |  | 0.83333 | 0.131 | 0.0013198 | 0.011896 | 0.08238 | 0.13138 | 0.17442 | 0.23512 | 0.30994 |  | 0.83333 | 680.8646 | 0 | 0 | 361.2104 | 771.2544 | 1054.1918 | 1348.2129 | 2204.7697
0.91667 | 0.023944 | 0.012503 | 0.015604 | 0.020637 | 0.023503 | 0.027768 | 0.033907 | 0.034662 |  | 0.91667 | 1139.6536 | 1139.3387 | 1139.4951 | 1139.592 | 1139.6279 | 1139.7385 | 1139.8369 | 1139.9856 |  | 0.91667 | 0 | 0 | 0 | 0 | 0 | 0 | 0 | 0 |  | 0.91667 | 0 | 0 | 0 | 0 | 0 | 0 | 0 | 0 |  | dec | 0.91667 | 1027.6316 | 1026.5006 | 1026.5959 | 1026.8884 | 1027.2754 | 1028.6296 | 1029.5 | 1029.5 |  | 0.91667 | 0.15347 | 0.003921 | 0.017065 | 0.096776 | 0.15708 | 0.19614 | 0.29967 | 0.34181 |  | 0.91667 | 592.958 | 0 | 0 | 319.7774 | 533.476 | 749.6639 | 1675.8058 | 2236.8107
1 | 0.027982 | 0.013384 | 0.018528 | 0.023622 | 0.027152 | 0.032537 | 0.038989 | 0.045676 |  | 1 | 1139.8535 | 1139.444 | 1139.6423 | 1139.7676 | 1139.8271 | 1139.9517 | 1140.0854 | 1140.2861 |  | 1 | 0 | 0 | 0 | 0 | 0 | 0 | 0 | 0 |  | 1 | 0 | 0 | 0 | 0 | 0 | 0 | 0 | 0 |  | jan | 1 | 1027.4464 | 1026.5004 | 1026.548 | 1026.6942 | 1026.8936 | 1028.0414 | 1029.5 | 1029.5 |  | 1 | 0.21211 | 0.033388 | 0.061141 | 0.13845 | 0.19762 | 0.29486 | 0.40854 | 0.44961 |  | 1 | 603.2909 | 0 | 226.7577 | 340.245 | 418.9911 | 607.76 | 1973.6673 | 2134.4524
1.0833 | 0.026609 | 0.016315 | 0.01846 | 0.022695 | 0.025956 | 0.030148 | 0.035192 | 0.042759 |  | 1.0833 | 1140.0488 | 1139.6539 | 1139.8252 | 1139.9604 | 1140.0198 | 1140.1675 | 1140.2656 | 1140.4463 |  | 1.0833 | 0 | 0 | 0 | 0 | 0 | 0 | 0 | 0 |  | 1.0833 | 0 | 0 | 0 | 0 | 0 | 0 | 0 | 0 |  | feb | 1.0833 | 1027.1952 | 1026.5001 | 1026.5239 | 1026.597 | 1026.6968 | 1027.2817 | 1029.5 | 1029.5 |  | 1.0833 | 0.1551 | 6.3357e-05 | 0.0069651 | 0.078888 | 0.13044 | 0.22503 | 0.33931 | 0.5188 |  | 1.0833 | 263.9711 | 0 | 0 | 0 | 228.215 | 291.7999 | 910.9774 | 1975.6336
1.1667 | 0.028526 | 0.010587 | 0.017431 | 0.023134 | 0.028709 | 0.032876 | 0.040489 | 0.046304 |  | 1.1667 | 1140.2051 | 1139.8207 | 1139.9559 | 1140.1113 | 1140.1917 | 1140.3171 | 1140.4475 | 1140.5878 |  | 1.1667 | 0 | 0 | 0 | 0 | 0 | 0 | 0 | 0 |  | 1.1667 | 0 | 0 | 0 | 0 | 0 | 0 | 0 | 0 |  | mar | 1.1667 | 1027.1387 | 1026.5001 | 1026.524 | 1026.5486 | 1026.7131 | 1026.9618 | 1029.5 | 1029.5 |  | 1.1667 | 0.16275 | 0.00029883 | 0.018372 | 0.077907 | 0.14738 | 0.22665 | 0.33674 | 0.51402 |  | 1.1667 | 260.6078 | 0 | 0 | 159.4576 | 208.7684 | 268.5417 | 866.2371 | 1955.4337
1.25 | 0.027076 | 0.017112 | 0.020727 | 0.02362 | 0.027027 | 0.030092 | 0.034923 | 0.038549 |  | 1.25 | 1140.3595 | 1140.0034 | 1140.0422 | 1140.2524 | 1140.3588 | 1140.4771 | 1140.6528 | 1140.7196 |  | 1.25 | 0 | 0 | 0 | 0 | 0 | 0 | 0 | 0 |  | 1.25 | 0 | 0 | 0 | 0 | 0 | 0 | 0 | 0 |  | apr | 1.25 | 1027.0773 | 1026.5 | 1026.5077 | 1026.5243 | 1026.6329 | 1027.0671 | 1029.4915 | 1029.4934 |  | 1.25 | 0.13822 | 2.6791e-06 | 0.00044491 | 0.046588 | 0.11963 | 0.21028 | 0.32081 | 0.50974 |  | 1.25 | 188.2993 | 0 | 0 | 0 | 202.7978 | 244.1057 | 439.152 | 1119.5898
1.3333 | 0.031073 | 0.0069532 | 0.0079758 | 0.019436 | 0.030329 | 0.040669 | 0.059648 | 0.064273 |  | 1.3333 | 1140.4722 | 1140.085 | 1140.1504 | 1140.3235 | 1140.4915 | 1140.5975 | 1140.8079 | 1140.8478 |  | 1.3333 | 5878.8041 | 4215.2386 | 5389.4389 | 5884.4345 | 6000 | 6000 | 6000 | 6000 |  | 1.3333 | 0.1 | 0.1 | 0.1 | 0.1 | 0.1 | 0.1 | 0.1 | 0.1 |  | may | 1.3333 | 1027.0883 | 1026.5 | 1026.504 | 1026.5121 | 1026.6379 | 1027.2346 | 1029.4531 | 1029.4536 |  | 1.3333 | 0.080394 | 1.9816e-06 | 0.00026359 | 0.00080912 | 0.043767 | 0.14271 | 0.24954 | 0.40565 |  | 1.3333 | 5612.7099 | 2076.1165 | 3506.2007 | 4111.9611 | 5235.2746 | 7228.0804 | 7261.8067 | 7653.0506
1.4167 | 0.021859 | 0.0079724 | 0.0098105 | 0.014519 | 0.022366 | 0.027204 | 0.03884 | 0.043943 |  | 1.4167 | 1139.2775 | 1138.906 | 1138.9061 | 1138.9385 | 1139.2399 | 1139.5549 | 1139.7788 | 1140.1256 |  | 1.4167 | 4509.5985 | 2170.2479 | 2741.1531 | 3739.5235 | 4340.0641 | 5845.9397 | 6000 | 6000 |  | 1.4167 | 0.1 | 0.1 | 0.1 | 0.1 | 0.1 | 0.1 | 0.1 | 0.1 |  | jun | 1.4167 | 1028.3468 | 1026.5 | 1026.5031 | 1026.5105 | 1029.4208 | 1029.4448 | 1029.4481 | 1029.4481 |  | 1.4167 | 0.080451 | 0.00094978 | 0.040814 | 0.060098 | 0.074262 | 0.097742 | 0.14743 | 0.2016 |  | 1.4167 | 5035.6429 | 1145.8613 | 1995.1059 | 3893.5442 | 5055.6615 | 6452.9495 | 7268.5263 | 8922.6973
1.5 | 0.022586 | 0.010532 | 0.013943 | 0.019018 | 0.022604 | 0.025888 | 0.031645 | 0.041575 |  | 1.5 | 1138.9477 | 1138.8878 | 1138.8879 | 1138.8882 | 1138.8885 | 1138.8885 | 1139.2362 | 1139.7211 |  | 1.5 | 3502.9523 | 2205.1147 | 2708.6281 | 3040.4985 | 3307.0619 | 3766.5968 | 5265.8236 | 6000 |  | 1.5 | 0.1 | 0.1 | 0.1 | 0.1 | 0.1 | 0.1 | 0.1 | 0.1 |  | jul | 1.5 | 1028.9437 | 1026.5015 | 1026.5031 | 1029.4048 | 1029.4049 | 1029.41 | 1029.4376 | 1029.4376 |  | 1.5 | 0.081882 | 0.0078549 | 0.024406 | 0.060325 | 0.079764 | 0.10669 | 0.14102 | 0.17718 |  | 1.5 | 4858.9442 | 530.3133 | 1739.8738 | 4265.0488 | 4627.2609 | 5910.7492 | 6714.0759 | 9010.0813
1.5833 | 0.018756 | 0.0089712 | 0.010532 | 0.014646 | 0.018139 | 0.02258 | 0.029056 | 0.034182 |  | 1.5833 | 1138.9113 | 1138.8988 | 1138.9011 | 1138.9022 | 1138.9022 | 1138.9022 | 1138.9022 | 1139.2506 |  | 1.5833 | 1862.408 | 874.0798 | 1303.6873 | 1604.977 | 1808.442 | 2152.6878 | 2549.9136 | 3644.5312 |  | 1.5833 | 0.1 | 0.1 | 0.1 | 0.1 | 0.1 | 0.1 | 0.1 | 0.1 |  | aug | 1.5833 | 1028.8269 | 1026.5007 | 1026.5017 | 1027.9933 | 1029.4165 | 1029.4169 | 1029.4451 | 1029.4453 |  | 1.5833 | 0.077885 | 0.0026039 | 0.016007 | 0.040164 | 0.079755 | 0.10649 | 0.15131 | 0.21012 |  | 1.5833 | 2852.1321 | 0 | 407.1906 | 2338.832 | 2901.2483 | 3543.85 | 4976.3197 | 6584.9026
1.6667 | 0.021788 | 0.012132 | 0.015267 | 0.019052 | 0.02185 | 0.024517 | 0.027489 | 0.029753 |  | 1.6667 | 1138.9279 | 1138.9218 | 1138.9279 | 1138.9281 | 1138.9281 | 1138.9281 | 1138.9281 | 1138.9281 |  | 1.6667 | 1295.5638 | 600.8655 | 819.7109 | 1145.6386 | 1252.4083 | 1494.9229 | 1830.7728 | 1969.8885 |  | 1.6667 | 0.1 | 0.1 | 0.1 | 0.1 | 0.1 | 0.1 | 0.1 | 0.1 |  | sep | 1.6667 | 1028.9066 | 1026.5007 | 1027.2565 | 1028.0132 | 1029.4387 | 1029.4387 | 1029.4493 | 1029.4597 |  | 1.6667 | 0.12106 | 0.063921 | 0.075179 | 0.093818 | 0.1205 | 0.14711 | 0.17535 | 0.2189 |  | 1.6667 | 3236.023 | 1256.8998 | 1760.5501 | 2449.9876 | 3262.8373 | 4012.9874 | 4574.3751 | 4958.0387
1.75 | 0.022021 | 0.014051 | 0.016424 | 0.019153 | 0.0216 | 0.024634 | 0.029178 | 0.034401 |  | 1.75 | 1138.9718 | 1138.9613 | 1138.9674 | 1138.9723 | 1138.9723 | 1138.9723 | 1138.9723 | 1138.9723 |  | 1.75 | 0 | 0 | 0 | 0 | 0 | 0 | 0 | 0 |  | 1.75 | 0 | 0 | 0 | 0 | 0 | 0 | 0 | 0 |  | oct | 1.75 | 1028.1954 | 1026.5004 | 1026.8838 | 1027.2672 | 1028.01 | 1029.4763 | 1029.4763 | 1029.478 |  | 1.75 | 0.12228 | 0.0021403 | 0.013232 | 0.083311 | 0.12081 | 0.15776 | 0.22406 | 0.29027 |  | 1.75 | 1184.1587 | 0 | 0 | 693.8487 | 1150.4821 | 1690.4682 | 2535.4594 | 2634.6667
1.8333 | 0.024313 | 0.015278 | 0.017576 | 0.020998 | 0.024562 | 0.027039 | 0.031035 | 0.03438 |  | 1.8333 | 1139.3697 | 1139.1958 | 1139.2799 | 1139.3282 | 1139.3562 | 1139.4221 | 1139.4883 | 1139.5647 |  | 1.8333 | 0 | 0 | 0 | 0 | 0 | 0 | 0 | 0 |  | 1.8333 | 0 | 0 | 0 | 0 | 0 | 0 | 0 | 0 |  | nov | 1.8333 | 1027.8391 | 1026.5002 | 1026.6919 | 1027.2654 | 1027.3065 | 1028.6337 | 1029.4968 | 1029.4968 |  | 1.8333 | 0.11745 | 0.0052898 | 0.017494 | 0.081376 | 0.11829 | 0.14772 | 0.21495 | 0.2769 |  | 1.8333 | 644.7689 | 0 | 0 | 385.2721 | 703.6135 | 951.8051 | 1290.4741 | 1496.0701
1.9167 | 0.022317 | 0.013625 | 0.015796 | 0.019468 | 0.021768 | 0.025318 | 0.029355 | 0.032284 |  | 1.9167 | 1139.6481 | 1139.338 | 1139.4921 | 1139.5886 | 1139.6252 | 1139.7383 | 1139.8418 | 1139.9862 |  | 1.9167 | 0 | 0 | 0 | 0 | 0 | 0 | 0 | 0 |  | 1.9167 | 0 | 0 | 0 | 0 | 0 | 0 | 0 | 0 |  | dec | 1.9167 | 1027.6645 | 1026.5001 | 1026.5959 | 1026.8884 | 1026.978 | 1028.9696 | 1029.5 | 1029.5 |  | 1.9167 | 0.12402 | 0.0036714 | 0.034423 | 0.082599 | 0.1202 | 0.16288 | 0.22342 | 0.3008 |  | 1.9167 | 473.1366 | 0 | 0 | 300.0948 | 485.7949 | 686.2852 | 903.8338 | 2072.0326
2 | 0.025845 | 0.0164 | 0.01757 | 0.021915 | 0.025714 | 0.028754 | 0.035426 | 0.039649 |  | 2 | 1139.8456 | 1139.4429 | 1139.644 | 1139.761 | 1139.8203 | 1139.9514 | 1140.094 | 1140.2869 |  | 2 | 0 | 0 | 0 | 0 | 0 | 0 | 0 | 0 |  | 2 | 0 | 0 | 0 | 0 | 0 | 0 | 0 | 0 |  | jan | 2 | 1027.5816 | 1026.5 | 1026.548 | 1026.6942 | 1026.8936 | 1029.1732 | 1029.5 | 1029.5 |  | 2 | 0.1645 | 0.033414 | 0.067251 | 0.11265 | 0.16269 | 0.2146 | 0.27025 | 0.3622 |  | 2 | 597.487 | 0 | 0 | 312.5516 | 395.4347 | 525.826 | 2053.7859 | 2237.0727
2.0833 | 0.025004 | 0.018039 | 0.019202 | 0.02188 | 0.023447 | 0.026942 | 0.034551 | 0.044924 |  | 2.0833 | 1140.0403 | 1139.6522 | 1139.8131 | 1139.943 | 1140.0215 | 1140.1633 | 1140.2722 | 1140.447 |  | 2.0833 | 0 | 0 | 0 | 0 | 0 | 0 | 0 | 0 |  | 2.0833 | 0 | 0 | 0 | 0 | 0 | 0 | 0 | 0 |  | feb | 2.0833 | 1027.339 | 1026.5 | 1026.5239 | 1026.597 | 1026.6968 | 1028.0414 | 1029.5 | 1029.5 |  | 2.0833 | 0.10288 | 9.0343e-05 | 0.0043595 | 0.050479 | 0.093532 | 0.14422 | 0.23548 | 0.33054 |  | 2.0833 | 233.6451 | 0 | 0 | 0 | 181.7119 | 255.801 | 1015.4382 | 1988.9352
2.1667 | 0.027726 | 0.015547 | 0.017611 | 0.023981 | 0.027599 | 0.031515 | 0.037915 | 0.045665 |  | 2.1667 | 1140.1974 | 1139.8185 | 1139.9583 | 1140.0889 | 1140.1914 | 1140.3206 | 1140.4431 | 1140.5886 |  | 2.1667 | 0 | 0 | 0 | 0 | 0 | 0 | 0 | 0 |  | 2.1667 | 0 | 0 | 0 | 0 | 0 | 0 | 0 | 0 |  | mar | 2.1667 | 1027.31 | 1026.5 | 1026.5105 | 1026.5515 | 1026.7622 | 1028.0808 | 1029.5 | 1029.5 |  | 2.1667 | 0.10791 | 0.0001239 | 0.0004341 | 0.055869 | 0.096694 | 0.151 | 0.24273 | 0.32322 |  | 2.1667 | 194.9087 | 0 | 0 | 0 | 179.6824 | 251.0646 | 598.3062 | 1921.3846
2.25 | 0.025683 | 0.01476 | 0.020132 | 0.023438 | 0.025474 | 0.027872 | 0.031684 | 0.033745 |  | 2.25 | 1140.353 | 1140.0005 | 1140.054 | 1140.2312 | 1140.3623 | 1140.4796 | 1140.6475 | 1140.7205 |  | 2.25 | 0 | 0 | 0 | 0 | 0 | 0 | 0 | 0 |  | 2.25 | 0 | 0 | 0 | 0 | 0 | 0 | 0 | 0 |  | apr | 2.25 | 1027.3115 | 1026.5 | 1026.5061 | 1026.5492 | 1026.8477 | 1027.8472 | 1029.4915 | 1029.4917 |  | 2.25 | 0.094952 | 0.0003779 | 0.00058403 | 0.037755 | 0.088857 | 0.12974 | 0.23499 | 0.33732 |  | 2.25 | 158.2465 | 0 | 0 | 0 | 169.3103 | 240.0686 | 387.8132 | 1978.1858
2.3333 | 0.025952 | 0.0077455 | 0.0078983 | 0.013911 | 0.02357 | 0.036434 | 0.051765 | 0.066323 |  | 2.3333 | 1140.467 | 1140.0773 | 1140.1362 | 1140.3201 | 1140.4866 | 1140.6038 | 1140.7981 | 1140.8438 |  | 2.3333 | 5869.4801 | 4187.2239 | 5480.7799 | 5898.296 | 6000 | 6000 | 6000 | 6000 |  | 2.3333 | 0.1 | 0.1 | 0.1 | 0.1 | 0.1 | 0.1 | 0.1 | 0.1 |  | may | 2.3333 | 1027.3492 | 1026.5 | 1026.5031 | 1026.5248 | 1026.9288 | 1027.9429 | 1029.4531 | 1029.4539 |  | 2.3333 | 0.04293 | 2.3351e-06 | 0.00032567 | 0.00064565 | 0.028327 | 0.068432 | 0.16386 | 0.28468 |  | 2.3333 | 5022.8082 | 2014.696 | 3392.5706 | 3873.9668 | 4395.3151 | 6531.3848 | 7243.487 | 7268.5277
2.4167 | 0.021842 | 0.0088301 | 0.010789 | 0.014068 | 0.019787 | 0.028579 | 0.036968 | 0.051471 |  | 2.4167 | 1139.2721 | 1138.9061 | 1138.9061 | 1138.9064 | 1139.2275 | 1139.5559 | 1139.7743 | 1140.1191 |  | 2.4167 | 4505.6209 | 2165.5409 | 2746.8906 | 3651.263 | 4374.9264 | 5877.5487 | 6000 | 6000 |  | 2.4167 | 0.1 | 0.1 | 0.1 | 0.1 | 0.1 | 0.1 | 0.1 | 0.1 |  | jun | 2.4167 | 1029.1102 | 1026.5 | 1026.5024 | 1029.4209 | 1029.4429 | 1029.4471 | 1029.4481 | 1029.4481 |  | 2.4167 | 0.079574 | 0.017547 | 0.047473 | 0.062122 | 0.073948 | 0.097358 | 0.12641 | 0.13995 |  | 2.4167 | 5746.442 | 697.6898 | 3438.1102 | 4816.348 | 5830.5553 | 6978.3374 | 8293.8915 | 8912.2209
2.5 | 0.022443 | 0.0099589 | 0.014918 | 0.018549 | 0.022342 | 0.026237 | 0.031559 | 0.040374 |  | 2.5 | 1138.9519 | 1138.8878 | 1138.8879 | 1138.8882 | 1138.8885 | 1138.8885 | 1139.2733 | 1139.713 |  | 2.5 | 3521.0596 | 2201.8646 | 2704.5057 | 3051.2427 | 3296.4386 | 3770.963 | 5246.4297 | 6000 |  | 2.5 | 0.1 | 0.1 | 0.1 | 0.1 | 0.1 | 0.1 | 0.1 | 0.1 |  | jul | 2.5 | 1029.0885 | 1026.5031 | 1028.0077 | 1029.4048 | 1029.4049 | 1029.4052 | 1029.4376 | 1029.4376 |  | 2.5 | 0.080392 | 0.01506 | 0.034599 | 0.058721 | 0.078118 | 0.10104 | 0.13155 | 0.14867 |  | 2.5 | 4854.7475 | 1349.0798 | 2648.8857 | 4173.2571 | 4578.908 | 5783.0418 | 7174.3627 | 8990.2632
2.5833 | 0.019022 | 0.0072387 | 0.0086889 | 0.014848 | 0.018564 | 0.02336 | 0.028411 | 0.031974 |  | 2.5833 | 1138.9122 | 1138.8988 | 1138.9019 | 1138.9022 | 1138.9022 | 1138.9022 | 1138.9178 | 1139.2416 |  | 2.5833 | 1869.0306 | 870.4517 | 1306.0239 | 1574.8527 | 1795.4981 | 2162.2591 | 2588.935 | 3613.5298 |  | 2.5833 | 0.1 | 0.1 | 0.1 | 0.1 | 0.1 | 0.1 | 0.1 | 0.1 |  | aug | 2.5833 | 1028.999 | 1026.5015 | 1027.2679 | 1028.2223 | 1029.4169 | 1029.4169 | 1029.4309 | 1029.4309 |  | 2.5833 | 0.074887 | 0.00016957 | 0.0036189 | 0.030365 | 0.072771 | 0.11037 | 0.15313 | 0.17972 |  | 2.5833 | 3083.2675 | 101.0434 | 1128.3525 | 2432.1773 | 2897.864 | 3835.4199 | 5254.5437 | 6378.2961
2.6667 | 0.021687 | 0.013371 | 0.013966 | 0.018692 | 0.021686 | 0.025257 | 0.028251 | 0.029949 |  | 2.6667 | 1138.9279 | 1138.9218 | 1138.9279 | 1138.9281 | 1138.9281 | 1138.9281 | 1138.9281 | 1138.9281 |  | 2.6667 | 1295.7615 | 596.7553 | 818.0559 | 1141.0513 | 1229.5151 | 1492.6414 | 1844.9374 | 1965.9673 |  | 2.6667 | 0.1 | 0.1 | 0.1 | 0.1 | 0.1 | 0.1 | 0.1 | 0.1 |  | sep | 2.6667 | 1028.8847 | 1026.8896 | 1027.2565 | 1027.9988 | 1029.4387 | 1029.4387 | 1029.4493 | 1029.4597 |  | 2.6667 | 0.11942 | 0.061319 | 0.065628 | 0.0855 | 0.11563 | 0.14935 | 0.18171 | 0.19579 |  | 2.6667 | 3158.4643 | 1261.3567 | 1906.1713 | 2485.5833 | 3069.7036 | 3879.6357 | 4611.9895 | 4941.4087
2.75 | 0.022919 | 0.012748 | 0.015729 | 0.019429 | 0.023237 | 0.025949 | 0.029391 | 0.033457 |  | 2.75 | 1138.972 | 1138.9612 | 1138.9723 | 1138.9723 | 1138.9723 | 1138.9723 | 1138.9723 | 1138.9723 |  | 2.75 | 0 | 0 | 0 | 0 | 0 | 0 | 0 | 0 |  | 2.75 | 0 | 0 | 0 | 0 | 0 | 0 | 0 | 0 |  | oct | 2.75 | 1028.2235 | 1026.6948 | 1026.8838 | 1027.2596 | 1028.01 | 1029.4763 | 1029.4763 | 1029.4763 |  | 2.75 | 0.14146 | 0.0057298 | 0.038825 | 0.093153 | 0.13275 | 0.18653 | 0.25344 | 0.39855 |  | 2.75 | 1308.3995 | 0 | 0 | 824.8964 | 1244.5534 | 1713.1183 | 2581.1323 | 2634.293
2.8333 | 0.02477 | 0.017588 | 0.018325 | 0.021302 | 0.025093 | 0.027841 | 0.031553 | 0.033925 |  | 2.8333 | 1139.3698 | 1139.1947 | 1139.2798 | 1139.3264 | 1139.3479 | 1139.4241 | 1139.4917 | 1139.5637 |  | 2.8333 | 0 | 0 | 0 | 0 | 0 | 0 | 0 | 0 |  | 2.8333 | 0 | 0 | 0 | 0 | 0 | 0 | 0 | 0 |  | nov | 2.8333 | 1027.7612 | 1026.5974 | 1026.6919 | 1026.8854 | 1027.2697 | 1028.0293 | 1029.4968 | 1029.4968 |  | 2.8333 | 0.13299 | 0.010261 | 0.040977 | 0.090207 | 0.12629 | 0.17711 | 0.23343 | 0.37584 |  | 2.8333 | 671.7893 | 0 | 0 | 401.8405 | 650.7752 | 926.8129 | 1393.4061 | 1495.8721
2.9167 | 0.022023 | 0.012287 | 0.015803 | 0.018949 | 0.022388 | 0.024453 | 0.028126 | 0.031858 |  | 2.9167 | 1139.6484 | 1139.3362 | 1139.4913 | 1139.5776 | 1139.615 | 1139.7385 | 1139.8452 | 1139.9844 |  | 2.9167 | 0 | 0 | 0 | 0 | 0 | 0 | 0 | 0 |  | 2.9167 | 0 | 0 | 0 | 0 | 0 | 0 | 0 | 0 |  | dec | 2.9167 | 1027.5593 | 1026.5487 | 1026.5959 | 1026.6927 | 1026.8914 | 1028.5614 | 1029.5 | 1029.5 |  | 2.9167 | 0.13268 | 0.012969 | 0.03822 | 0.093096 | 0.12698 | 0.17485 | 0.21814 | 0.37368 |  | 2.9167 | 510.863 | 0 | 0 | 338.4014 | 513.234 | 684.1594 | 924.1773 | 2295.5507
3 | 0.02579 | 0.014134 | 0.019315 | 0.022302 | 0.025054 | 0.02788 | 0.036464 | 0.040081 |  | 3 | 1139.8475 | 1139.4402 | 1139.644 | 1139.7578 | 1139.814 | 1139.9548 | 1140.0975 | 1140.2847 |  | 3 | 0 | 0 | 0 | 0 | 0 | 0 | 0 | 0 |  | 3 | 0 | 0 | 0 | 0 | 0 | 0 | 0 | 0 |  | jan | 3 | 1027.4437 | 1026.5243 | 1026.548 | 1026.5963 | 1026.6957 | 1028.5886 | 1029.5 | 1029.5 |  | 3 | 0.16612 | 0.03968 | 0.063792 | 0.12052 | 0.16427 | 0.20966 | 0.24767 | 0.40195 |  | 3 | 550.2852 | 0 | 156.0455 | 319.2426 | 407.888 | 512.6705 | 1850.7853 | 2105.1927
3.0833 | 0.02448 | 0.014275 | 0.018207 | 0.021114 | 0.023654 | 0.027066 | 0.033801 | 0.046443 |  | 3.0833 | 1140.0439 | 1139.6478 | 1139.8115 | 1139.9492 | 1140.0226 | 1140.1628 | 1140.2756 | 1140.4445 |  | 3.0833 | 0 | 0 | 0 | 0 | 0 | 0 | 0 | 0 |  | 3.0833 | 0 | 0 | 0 | 0 | 0 | 0 | 0 | 0 |  | feb | 3.0833 | 1027.2415 | 1026.5122 | 1026.5239 | 1026.5482 | 1026.6093 | 1027.6416 | 1029.5 | 1029.5 |  | 3.0833 | 0.10368 | 7.629e-06 | 0.00073648 | 0.042102 | 0.085307 | 0.14651 | 0.25272 | 0.38167 |  | 3.0833 | 184.2479 | 0 | 0 | 0 | 186.6354 | 244.7852 | 356.5781 | 1982.0692
3.1667 | 0.028139 | 0.012041 | 0.018497 | 0.024513 | 0.028058 | 0.031594 | 0.038592 | 0.03984 |  | 3.1667 | 1140.201 | 1139.813 | 1139.9603 | 1140.0927 | 1140.1887 | 1140.3264 | 1140.4478 | 1140.5857 |  | 3.1667 | 0 | 0 | 0 | 0 | 0 | 0 | 0 | 0 |  | 3.1667 | 0 | 0 | 0 | 0 | 0 | 0 | 0 | 0 |  | mar | 3.1667 | 1027.2586 | 1026.5061 | 1026.5122 | 1026.5486 | 1026.7676 | 1027.575 | 1029.5 | 1029.5 |  | 3.1667 | 0.11087 | 0.00031007 | 0.00052214 | 0.043988 | 0.10925 | 0.16149 | 0.26204 | 0.30277 |  | 3.1667 | 191.8268 | 0 | 0 | 0 | 198.0341 | 244.0049 | 494.9409 | 1078.8412
3.25 | 0.025895 | 0.014835 | 0.019403 | 0.023013 | 0.025962 | 0.028743 | 0.031963 | 0.035495 |  | 3.25 | 1140.3574 | 1139.9935 | 1140.049 | 1140.248 | 1140.353 | 1140.4888 | 1140.6531 | 1140.7172 |  | 3.25 | 0 | 0 | 0 | 0 | 0 | 0 | 0 | 0 |  | 3.25 | 0 | 0 | 0 | 0 | 0 | 0 | 0 | 0 |  | apr | 3.25 | 1027.2594 | 1026.5031 | 1026.5061 | 1026.5244 | 1026.8623 | 1027.3778 | 1029.4915 | 1029.4915 |  | 3.25 | 0.090482 | 0.000259 | 0.00042943 | 0.030993 | 0.078432 | 0.13419 | 0.22443 | 0.32562 |  | 3.25 | 145.8379 | 0 | 0 | 0 | 196.5492 | 235.2277 | 355.0193 | 663.4216
3.3333 | 0.026556 | 0.0076837 | 0.0077834 | 0.012997 | 0.024723 | 0.036437 | 0.054044 | 0.063377 |  | 3.3333 | 1140.4719 | 1140.0908 | 1140.1506 | 1140.3289 | 1140.4916 | 1140.6074 | 1140.7966 | 1140.8452 |  | 3.3333 | 5883.4416 | 4236.899 | 5366.5225 | 6000 | 6000 | 6000 | 6000 | 6000 |  | 3.3333 | 0.1 | 0.1 | 0.1 | 0.1 | 0.1 | 0.1 | 0.1 | 0.1 |  | may | 3.3333 | 1027.3085 | 1026.5015 | 1026.5046 | 1026.5247 | 1026.8473 | 1027.5396 | 1029.4531 | 1029.4536 |  | 3.3333 | 0.041933 | 1.1092e-06 | 0.00013968 | 0.00065134 | 0.011786 | 0.064024 | 0.16003 | 0.24628 |  | 3.3333 | 5125.7541 | 2039.0371 | 3518.1641 | 3875.2837 | 4552.5905 | 7217.2923 | 7236.7868 | 7306.0443
3.4167 | 0.023538 | 0.0097804 | 0.010787 | 0.016108 | 0.023999 | 0.029136 | 0.038547 | 0.045277 |  | 3.4167 | 1139.2749 | 1138.906 | 1138.9061 | 1138.9631 | 1139.2212 | 1139.5596 | 1139.7725 | 1140.1216 |  | 3.4167 | 4532.5441 | 2173.8866 | 2738.3958 | 3769.0113 | 4433.4199 | 5861.4766 | 6000 | 6000 |  | 3.4167 | 0.1 | 0.1 | 0.1 | 0.1 | 0.1 | 0.1 | 0.1 | 0.1 |  | jun | 3.4167 | 1028.9992 | 1026.5007 | 1026.5029 | 1029.4208 | 1029.4421 | 1029.4464 | 1029.4481 | 1029.4481 |  | 3.4167 | 0.081552 | 0.046379 | 0.053839 | 0.063073 | 0.076687 | 0.10065 | 0.12631 | 0.16424 |  | 3.4167 | 5848.741 | 1154.633 | 2119.8484 | 4986.8343 | 5838.4199 | 7228.7233 | 8887.7528 | 8944.916
3.5 | 0.022832 | 0.0095647 | 0.01243 | 0.01874 | 0.022868 | 0.026891 | 0.033401 | 0.0393 |  | 3.5 | 1138.9476 | 1138.8878 | 1138.8879 | 1138.8882 | 1138.8884 | 1138.8885 | 1139.2633 | 1139.7161 |  | 3.5 | 3522.8256 | 2207.6278 | 2703.8998 | 3069.0433 | 3330.2426 | 3771.9885 | 5238.6464 | 6000 |  | 3.5 | 0.1 | 0.1 | 0.1 | 0.1 | 0.1 | 0.1 | 0.1 | 0.1 |  | jul | 3.5 | 1028.9103 | 1026.5007 | 1026.5015 | 1028.0148 | 1029.4048 | 1029.4049 | 1029.4376 | 1029.4376 |  | 3.5 | 0.086818 | 0.012469 | 0.033033 | 0.061595 | 0.08246 | 0.10924 | 0.15695 | 0.1749 |  | 3.5 | 4807.8062 | 901.2054 | 2301.7698 | 4159.2294 | 4592.5276 | 5907.5064 | 7215.2209 | 8216.6807
3.5833 | 0.018717 | 0.0076532 | 0.0098581 | 0.015119 | 0.017681 | 0.02291 | 0.029183 | 0.036107 |  | 3.5833 | 1138.9115 | 1138.8997 | 1138.9019 | 1138.9022 | 1138.9022 | 1138.9022 | 1138.9022 | 1139.245 |  | 3.5833 | 1870.0406 | 876.8853 | 1302.6169 | 1644.659 | 1801.5955 | 2145.3081 | 2549.0419 | 3625.1607 |  | 3.5833 | 0.1 | 0.1 | 0.1 | 0.1 | 0.1 | 0.1 | 0.1 | 0.1 |  | aug | 3.5833 | 1028.8693 | 1026.5007 | 1027.266 | 1027.9926 | 1029.4169 | 1029.4169 | 1029.4452 | 1029.4453 |  | 3.5833 | 0.073435 | 0.0011803 | 0.0054179 | 0.03602 | 0.06886 | 0.09868 | 0.17833 | 0.2118 |  | 3.5833 | 2823.9142 | 0 | 615.656 | 2321.3859 | 2814.3025 | 3542.2383 | 4783.37 | 5286.7211
3.6667 | 0.021269 | 0.01401 | 0.015287 | 0.017853 | 0.021635 | 0.024173 | 0.026741 | 0.028512 |  | 3.6667 | 1138.9281 | 1138.9279 | 1138.9281 | 1138.9281 | 1138.9281 | 1138.9281 | 1138.9281 | 1138.9281 |  | 3.6667 | 1307.6432 | 604.0441 | 817.2935 | 1149.7481 | 1253.3594 | 1492.9781 | 1840.2132 | 1967.4358 |  | 3.6667 | 0.1 | 0.1 | 0.1 | 0.1 | 0.1 | 0.1 | 0.1 | 0.1 |  | sep | 3.6667 | 1028.9801 | 1026.8887 | 1027.2565 | 1028.6069 | 1029.4387 | 1029.4387 | 1029.4493 | 1029.455 |  | 3.6667 | 0.11793 | 0.064804 | 0.06916 | 0.090095 | 0.11294 | 0.13452 | 0.2014 | 0.22633 |  | 3.6667 | 3246.2707 | 1091.4655 | 1912.9837 | 2381.2892 | 3159.7754 | 4012.4659 | 4636.8388 | 4968.1972
3.75 | 0.022162 | 0.012446 | 0.014949 | 0.018383 | 0.022415 | 0.025469 | 0.030983 | 0.033586 |  | 3.75 | 1138.9723 | 1138.9723 | 1138.9723 | 1138.9723 | 1138.9723 | 1138.9723 | 1138.9723 | 1138.9723 |  | 3.75 | 0 | 0 | 0 | 0 | 0 | 0 | 0 | 0 |  | 3.75 | 0 | 0 | 0 | 0 | 0 | 0 | 0 | 0 |  | oct | 3.75 | 1028.2746 | 1026.6943 | 1026.8838 | 1027.8363 | 1028.01 | 1029.4763 | 1029.4763 | 1029.4788 |  | 3.75 | 0.12049 | 0.00037022 | 0.0205 | 0.075847 | 0.12611 | 0.16376 | 0.21437 | 0.28449 |  | 3.75 | 1229.3876 | 0 | 0 | 703.8512 | 1158.7202 | 1721.3877 | 2503.9738 | 2738.6169
3.8333 | 0.023804 | 0.016111 | 0.017461 | 0.02024 | 0.024248 | 0.02633 | 0.031349 | 0.034717 |  | 3.8333 | 1139.3728 | 1139.1967 | 1139.2791 | 1139.3325 | 1139.3628 | 1139.4224 | 1139.4894 | 1139.5641 |  | 3.8333 | 0 | 0 | 0 | 0 | 0 | 0 | 0 | 0 |  | 3.8333 | 0 | 0 | 0 | 0 | 0 | 0 | 0 | 0 |  | nov | 3.8333 | 1027.8835 | 1026.5972 | 1026.6919 | 1027.2655 | 1027.9128 | 1028.6337 | 1029.4968 | 1029.4968 |  | 3.8333 | 0.11406 | 0.0061602 | 0.022839 | 0.073939 | 0.11839 | 0.1536 | 0.19769 | 0.25511 |  | 3.8333 | 624.587 | 0 | 0 | 352.6469 | 607.0962 | 971.2598 | 1265.3963 | 1523.2258
3.9167 | 0.022 | 0.011739 | 0.015291 | 0.018984 | 0.022564 | 0.025016 | 0.028275 | 0.029885 |  | 3.9167 | 1139.6532 | 1139.3395 | 1139.4896 | 1139.5923 | 1139.6346 | 1139.7373 | 1139.8409 | 1139.985 |  | 3.9167 | 0 | 0 | 0 | 0 | 0 | 0 | 0 | 0 |  | 3.9167 | 0 | 0 | 0 | 0 | 0 | 0 | 0 | 0 |  | dec | 3.9167 | 1027.7251 | 1026.5486 | 1026.5959 | 1026.8884 | 1027.2754 | 1028.9707 | 1029.5 | 1029.5 |  | 3.9167 | 0.11218 | 0.0066078 | 0.023846 | 0.072427 | 0.11731 | 0.14695 | 0.19871 | 0.25065 |  | 3.9167 | 491.1592 | 0 | 0 | 316.6858 | 491.4769 | 717.0914 | 967.281 | 1955.943
4 | 0.023851 | 0.012017 | 0.015444 | 0.021205 | 0.024114 | 0.026827 | 0.030217 | 0.034685 |  | 4 | 1139.8531 | 1139.4449 | 1139.6404 | 1139.7701 | 1139.8263 | 1139.9561 | 1140.0928 | 1140.2854 |  | 4 | 0 | 0 | 0 | 0 | 0 | 0 | 0 | 0 |  | 4 | 0 | 0 | 0 | 0 | 0 | 0 | 0 | 0 |  | jan | 4 | 1027.6273 | 1026.5243 | 1026.548 | 1026.6942 | 1026.8937 | 1029.2452 | 1029.5 | 1029.5 |  | 4 | 0.14321 | 0.033771 | 0.055308 | 0.098569 | 0.15525 | 0.18001 | 0.22694 | 0.27878 |  | 4 | 449.9087 | 0 | 0 | 311.4466 | 379.9852 | 482.3965 | 1082.4624 | 2155.0731
4.0833 | 0.023492 | 0.016275 | 0.017634 | 0.020463 | 0.02325 | 0.026255 | 0.030754 | 0.036224 |  | 4.0833 | 1140.0471 | 1139.6555 | 1139.8109 | 1139.9585 | 1140.0203 | 1140.1621 | 1140.2708 | 1140.4454 |  | 4.0833 | 0 | 0 | 0 | 0 | 0 | 0 | 0 | 0 |  | 4.0833 | 0 | 0 | 0 | 0 | 0 | 0 | 0 | 0 |  | feb | 4.0833 | 1027.5056 | 1026.5122 | 1026.5239 | 1026.597 | 1026.6968 | 1029.3248 | 1029.5 | 1029.5 |  | 4.0833 | 0.0831 | 1.6379e-05 | 3.5643e-05 | 0.032622 | 0.076373 | 0.11611 | 0.23519 | 0.34338 |  | 4.0833 | 208.9485 | 0 | 0 | 0 | 183.929 | 242.0487 | 527.8469 | 2024.2532
4.1667 | 0.028033 | 0.010667 | 0.018479 | 0.024029 | 0.027486 | 0.031652 | 0.03907 | 0.04245 |  | 4.1667 | 1140.2035 | 1139.8226 | 1139.9565 | 1140.1042 | 1140.1902 | 1140.3271 | 1140.4338 | 1140.5868 |  | 4.1667 | 0 | 0 | 0 | 0 | 0 | 0 | 0 | 0 |  | 4.1667 | 0 | 0 | 0 | 0 | 0 | 0 | 0 | 0 |  | mar | 4.1667 | 1027.4979 | 1026.5061 | 1026.516 | 1026.5624 | 1026.8013 | 1028.6863 | 1029.5 | 1029.5 |  | 4.1667 | 0.09575 | 1.7258e-05 | 0.00037696 | 0.031998 | 0.087782 | 0.13828 | 0.22797 | 0.37944 |  | 4.1667 | 222.4687 | 0 | 0 | 0 | 194.0374 | 247.4856 | 1099.2275 | 1971.9189
4.25 | 0.025059 | 0.015563 | 0.018507 | 0.02303 | 0.024909 | 0.026855 | 0.031811 | 0.033783 |  | 4.25 | 1140.358 | 1140.006 | 1140.0513 | 1140.249 | 1140.355 | 1140.4854 | 1140.6361 | 1140.7184 |  | 4.25 | 0 | 0 | 0 | 0 | 0 | 0 | 0 | 0 |  | 4.25 | 0 | 0 | 0 | 0 | 0 | 0 | 0 | 0 |  | apr | 4.25 | 1027.4747 | 1026.5031 | 1026.5087 | 1026.5684 | 1026.9092 | 1028.3059 | 1029.4915 | 1029.4916 |  | 4.25 | 0.078374 | 0.00030173 | 0.00041441 | 0.012408 | 0.061991 | 0.11589 | 0.21782 | 0.37202 |  | 4.25 | 121.7063 | 0 | 0 | 0 | 0 | 232.4643 | 316.8248 | 660.5924
4.3333 | 0.02945 | 0.0074951 | 0.0085529 | 0.019865 | 0.028033 | 0.037625 | 0.054296 | 0.079508 |  | 4.3333 | 1140.4708 | 1140.0891 | 1140.1445 | 1140.3247 | 1140.4926 | 1140.6079 | 1140.7944 | 1140.8433 |  | 4.3333 | 5870.3 | 4230.5224 | 5421.5151 | 5885.7142 | 6000 | 6000 | 6000 | 6000 |  | 4.3333 | 0.1 | 0.1 | 0.1 | 0.1 | 0.1 | 0.1 | 0.1 | 0.1 |  | may | 4.3333 | 1027.5421 | 1026.5031 | 1026.506 | 1026.5881 | 1027.0763 | 1028.491 | 1029.4531 | 1029.4535 |  | 4.3333 | 0.034129 | 3.7177e-06 | 3.2303e-05 | 0.00058864 | 0.0056313 | 0.048949 | 0.13972 | 0.28106 |  | 4.3333 | 5280.0193 | 2117.8635 | 3755.336 | 4054.7554 | 4602.5249 | 7218.4506 | 7244.7657 | 7283.2058
4.4167 | 0.024779 | 0.010385 | 0.011665 | 0.018393 | 0.024075 | 0.030805 | 0.038301 | 0.054196 |  | 4.4167 | 1139.2706 | 1138.906 | 1138.9061 | 1138.9064 | 1139.2145 | 1139.5737 | 1139.7781 | 1140.1183 |  | 4.4167 | 4494.1989 | 2172.816 | 2744.3449 | 3756.4095 | 4397.1083 | 5848.1126 | 6000 | 6000 |  | 4.4167 | 0.1 | 0.1 | 0.1 | 0.1 | 0.1 | 0.1 | 0.1 | 0.1 |  | jun | 4.4167 | 1029.0935 | 1026.5015 | 1026.5037 | 1029.4208 | 1029.4417 | 1029.4451 | 1029.4481 | 1029.4481 |  | 4.4167 | 0.078482 | 0.03447 | 0.048627 | 0.063355 | 0.070877 | 0.087383 | 0.12217 | 0.17383 |  | 4.4167 | 5696.2394 | 26.8443 | 3184.5851 | 4974.5752 | 5703.9957 | 7198.9726 | 7445.9617 | 8920.2286
4.5 | 0.021975 | 0.010081 | 0.013491 | 0.017507 | 0.021654 | 0.026065 | 0.030922 | 0.039072 |  | 4.5 | 1138.9467 | 1138.8878 | 1138.8879 | 1138.8882 | 1138.8884 | 1138.8885 | 1139.2805 | 1139.712 |  | 4.5 | 3498.0173 | 2206.8883 | 2708.0237 | 3038.0128 | 3309.0511 | 3776.0854 | 5262.0304 | 6000 |  | 4.5 | 0.1 | 0.1 | 0.1 | 0.1 | 0.1 | 0.1 | 0.1 | 0.1 |  | jul | 4.5 | 1029.092 | 1026.5007 | 1026.5031 | 1029.4048 | 1029.4049 | 1029.405 | 1029.4089 | 1029.4376 |  | 4.5 | 0.080287 | 0.011984 | 0.033885 | 0.059598 | 0.079485 | 0.10271 | 0.12594 | 0.2056 |  | 4.5 | 4847.8612 | 1100.6846 | 2378.4691 | 4173.1135 | 4605.3072 | 5962.9374 | 7090.4918 | 7625.3396
4.5833 | 0.018678 | 0.0074923 | 0.0090183 | 0.014381 | 0.018945 | 0.023304 | 0.028808 | 0.031013 |  | 4.5833 | 1138.9104 | 1138.8988 | 1138.9019 | 1138.9022 | 1138.9022 | 1138.9022 | 1138.9022 | 1139.2405 |  | 4.5833 | 1846.5175 | 876.0595 | 1299.8108 | 1553.4533 | 1794.4575 | 2150.2315 | 2550.0277 | 3609.6944 |  | 4.5833 | 0.1 | 0.1 | 0.1 | 0.1 | 0.1 | 0.1 | 0.1 | 0.1 |  | aug | 4.5833 | 1028.9843 | 1026.5004 | 1027.2666 | 1028.0094 | 1029.4169 | 1029.4169 | 1029.431 | 1029.4453 |  | 4.5833 | 0.076552 | 0.00015858 | 0.0062628 | 0.037341 | 0.072079 | 0.10496 | 0.15821 | 0.23172 |  | 4.5833 | 2994.6808 | 0 | 964.1358 | 2318.2893 | 2865.1826 | 3625.6829 | 5560.2015 | 6533.1344
4.6667 | 0.021822 | 0.010937 | 0.015276 | 0.018868 | 0.022347 | 0.024876 | 0.027373 | 0.029212 |  | 4.6667 | 1138.928 | 1138.9219 | 1138.9281 | 1138.9281 | 1138.9281 | 1138.9281 | 1138.9281 | 1138.9281 |  | 4.6667 | 1294.0106 | 603.1083 | 822.5089 | 1130.3512 | 1235.514 | 1497.4474 | 1840.858 | 1965.4784 |  | 4.6667 | 0.1 | 0.1 | 0.1 | 0.1 | 0.1 | 0.1 | 0.1 | 0.1 |  | sep | 4.6667 | 1028.9234 | 1026.5002 | 1027.2565 | 1027.9988 | 1029.4387 | 1029.4387 | 1029.4493 | 1029.4545 |  | 4.6667 | 0.12017 | 0.064201 | 0.071441 | 0.091254 | 0.11533 | 0.14733 | 0.18487 | 0.2345 |  | 4.6667 | 3265.0448 | 1259.1019 | 1919.84 | 2570.6002 | 3181.7192 | 4002.7628 | 4549.9145 | 4768.7863
4.75 | 0.0229 | 0.013164 | 0.014879 | 0.01825 | 0.02236 | 0.026996 | 0.031169 | 0.038327 |  | 4.75 | 1138.9721 | 1138.963 | 1138.9723 | 1138.9723 | 1138.9723 | 1138.9723 | 1138.9723 | 1138.9723 |  | 4.75 | 0 | 0 | 0 | 0 | 0 | 0 | 0 | 0 |  | 4.75 | 0 | 0 | 0 | 0 | 0 | 0 | 0 | 0 |  | oct | 4.75 | 1028.189 | 1026.5001 | 1026.8838 | 1027.2596 | 1028.01 | 1029.4763 | 1029.4763 | 1029.4763 |  | 4.75 | 0.13503 | 0.00013106 | 0.025328 | 0.08432 | 0.1268 | 0.17592 | 0.25166 | 0.31768 |  | 4.75 | 1201.8923 | 0 | 0 | 667.5023 | 1205.4414 | 1658.3128 | 2574.5433 | 2634.038
4.8333 | 0.024732 | 0.013706 | 0.018225 | 0.020628 | 0.024407 | 0.02814 | 0.031941 | 0.037542 |  | 4.8333 | 1139.3683 | 1139.1964 | 1139.2788 | 1139.3237 | 1139.349 | 1139.4229 | 1139.4879 | 1139.5636 |  | 4.8333 | 0 | 0 | 0 | 0 | 0 | 0 | 0 | 0 |  | 4.8333 | 0 | 0 | 0 | 0 | 0 | 0 | 0 | 0 |  | nov | 4.8333 | 1027.8152 | 1026.5 | 1026.6919 | 1027.2316 | 1027.2697 | 1028.5591 | 1029.4968 | 1029.4968 |  | 4.8333 | 0.12674 | 0.0030091 | 0.029187 | 0.083303 | 0.1185 | 0.16336 | 0.2332 | 0.29045 |  | 4.8333 | 654.2315 | 0 | 0 | 368.9742 | 643.6965 | 962.6255 | 1412.6497 | 1495.735
4.9167 | 0.021777 | 0.012727 | 0.01484 | 0.019393 | 0.021667 | 0.024165 | 0.029645 | 0.031193 |  | 4.9167 | 1139.6465 | 1139.3391 | 1139.4924 | 1139.5627 | 1139.6211 | 1139.7371 | 1139.8403 | 1139.9841 |  | 4.9167 | 0 | 0 | 0 | 0 | 0 | 0 | 0 | 0 |  | 4.9167 | 0 | 0 | 0 | 0 | 0 | 0 | 0 | 0 |  | dec | 4.9167 | 1027.627 | 1026.5 | 1026.5959 | 1026.8707 | 1026.8906 | 1028.8682 | 1029.5 | 1029.5 |  | 4.9167 | 0.12237 | 0.010579 | 0.030766 | 0.080484 | 0.1171 | 0.15749 | 0.22557 | 0.28163 |  | 4.9167 | 450.7063 | 0 | 0 | 296.4317 | 503.9366 | 685.9505 | 921.0396 | 944.8951
5 | 0.024722 | 0.013344 | 0.017644 | 0.020832 | 0.02433 | 0.02804 | 0.035454 | 0.041817 |  | 5 | 1139.8443 | 1139.4443 | 1139.6409 | 1139.7555 | 1139.8225 | 1139.9546 | 1140.0918 | 1140.2844 |  | 5 | 0 | 0 | 0 | 0 | 0 | 0 | 0 | 0 |  | 5 | 0 | 0 | 0 | 0 | 0 | 0 | 0 | 0 |  | jan | 5 | 1027.5607 | 1026.5 | 1026.548 | 1026.6942 | 1026.8937 | 1029.172 | 1029.5 | 1029.5 |  | 5 | 0.15146 | 0.036946 | 0.058123 | 0.10532 | 0.14981 | 0.18985 | 0.25061 | 0.31012 |  | 5 | 553.7083 | 0 | 0 | 326.2432 | 392.9465 | 498.468 | 2044.8386 | 2122.6855
5.0833 | 0.023574 | 0.015226 | 0.018466 | 0.020549 | 0.022774 | 0.025115 | 0.031368 | 0.043876 |  | 5.0833 | 1140.0383 | 1139.6545 | 1139.8121 | 1139.9396 | 1140.0148 | 1140.167 | 1140.27 | 1140.4441 |  | 5.0833 | 0 | 0 | 0 | 0 | 0 | 0 | 0 | 0 |  | 5.0833 | 0 | 0 | 0 | 0 | 0 | 0 | 0 | 0 |  | feb | 5.0833 | 1027.3524 | 1026.5 | 1026.5239 | 1026.597 | 1026.6968 | 1028.0414 | 1029.5 | 1029.5 |  | 5.0833 | 0.085648 | 2.2755e-06 | 8.5775e-05 | 0.03194 | 0.079741 | 0.12073 | 0.22539 | 0.33327 |  | 5.0833 | 159.0975 | 0 | 0 | 0 | 0 | 236.2928 | 375.0527 | 1957.1664
5.1667 | 0.028474 | 0.017254 | 0.019369 | 0.02453 | 0.028509 | 0.032118 | 0.04058 | 0.04636 |  | 5.1667 | 1140.1953 | 1139.8214 | 1139.9532 | 1140.0845 | 1140.1855 | 1140.3247 | 1140.4373 | 1140.5853 |  | 5.1667 | 0 | 0 | 0 | 0 | 0 | 0 | 0 | 0 |  | 5.1667 | 0 | 0 | 0 | 0 | 0 | 0 | 0 | 0 |  | mar | 5.1667 | 1027.389 | 1026.5 | 1026.5181 | 1026.5984 | 1026.7706 | 1028.1763 | 1029.5 | 1029.5 |  | 5.1667 | 0.095852 | 6.7314e-05 | 0.00043099 | 0.034216 | 0.083702 | 0.13603 | 0.24795 | 0.3375 |  | 5.1667 | 195.0654 | 0 | 0 | 0 | 179.7497 | 240.9336 | 744.788 | 1947.0078
5.25 | 0.024895 | 0.015717 | 0.01811 | 0.021921 | 0.024805 | 0.028021 | 0.031363 | 0.033819 |  | 5.25 | 1140.3511 | 1140.0044 | 1140.0393 | 1140.2255 | 1140.3657 | 1140.4832 | 1140.6403 | 1140.7168 |  | 5.25 | 0 | 0 | 0 | 0 | 0 | 0 | 0 | 0 |  | 5.25 | 0 | 0 | 0 | 0 | 0 | 0 | 0 | 0 |  | apr | 5.25 | 1027.3909 | 1026.5 | 1026.5111 | 1026.5492 | 1026.9188 | 1028.2891 | 1029.4915 | 1029.4916 |  | 5.25 | 0.078946 | 6.8294e-05 | 0.00035028 | 0.01639 | 0.058796 | 0.13248 | 0.22999 | 0.30728 |  | 5.25 | 127.7818 | 0 | 0 | 0 | 0 | 230.6635 | 341.1232 | 670.2268
5.3333 | 0.026727 | 0.0076196 | 0.0078655 | 0.016323 | 0.025793 | 0.035434 | 0.049016 | 0.054927 |  | 5.3333 | 1140.4654 | 1140.0807 | 1140.1475 | 1140.3123 | 1140.4877 | 1140.6055 | 1140.7881 | 1140.8309 |  | 5.3333 | 5871.0572 | 4197.1943 | 5401.655 | 5919.1386 | 6000 | 6000 | 6000 | 6000 |  | 5.3333 | 0.1 | 0.1 | 0.1 | 0.1 | 0.1 | 0.1 | 0.1 | 0.1 |  | may | 5.3333 | 1027.4533 | 1026.5 | 1026.506 | 1026.5626 | 1027.0579 | 1028.4634 | 1029.4531 | 1029.4535 |  | 5.3333 | 0.037599 | 1.7658e-06 | 0.0003569 | 0.00057425 | 0.0047472 | 0.064934 | 0.16446 | 0.23203 |  | 5.3333 | 5277.9663 | 2938.9862 | 3695.062 | 4122.8031 | 4568.9711 | 6920.5322 | 7241.5309 | 7305.7264
5.4167 | 0.023017 | 0.0080619 | 0.01107 | 0.017322 | 0.022766 | 0.028679 | 0.038152 | 0.042668 |  | 5.4167 | 1139.2672 | 1138.906 | 1138.9061 | 1138.9064 | 1139.2122 | 1139.5537 | 1139.7632 | 1140.0988 |  | 5.4167 | 4484.86 | 2167.7091 | 2745.9411 | 3414.2068 | 4441.7885 | 5853.911 | 6000 | 6000 |  | 5.4167 | 0.1 | 0.1 | 0.1 | 0.1 | 0.1 | 0.1 | 0.1 | 0.1 |  | jun | 5.4167 | 1029.0122 | 1026.5 | 1026.5051 | 1029.4208 | 1029.4417 | 1029.4452 | 1029.448 | 1029.4481 |  | 5.4167 | 0.083124 | 0.004173 | 0.055519 | 0.066864 | 0.082608 | 0.10045 | 0.11855 | 0.12949 |  | 5.4167 | 5774.68 | 689.8071 | 2982.1118 | 4658.5091 | 5830.2171 | 7214.2989 | 8873.7128 | 8942.6769
5.5 | 0.022495 | 0.0088691 | 0.01193 | 0.018272 | 0.022131 | 0.02751 | 0.031412 | 0.035567 |  | 5.5 | 1138.9481 | 1138.8878 | 1138.8879 | 1138.8882 | 1138.8885 | 1138.8885 | 1139.2559 | 1139.6881 |  | 5.5 | 3514.5856 | 2203.3417 | 2709.1302 | 3049.2408 | 3311.5948 | 3784.2247 | 5199.6347 | 6000 |  | 5.5 | 0.1 | 0.1 | 0.1 | 0.1 | 0.1 | 0.1 | 0.1 | 0.1 |  | jul | 5.5 | 1028.9178 | 1026.5 | 1026.5031 | 1028.0148 | 1029.4049 | 1029.405 | 1029.4375 | 1029.4376 |  | 5.5 | 0.083028 | 0.0031887 | 0.031723 | 0.059603 | 0.080259 | 0.11005 | 0.13508 | 0.1516 |  | 5.5 | 4762.8274 | 805.4825 | 2054.5471 | 4195.7937 | 4612.2427 | 5618.3454 | 7097.0059 | 8155.4286
5.5833 | 0.018075 | 0.0075408 | 0.0099423 | 0.014217 | 0.017396 | 0.02121 | 0.028142 | 0.03868 |  | 5.5833 | 1138.9103 | 1138.8995 | 1138.9019 | 1138.9022 | 1138.9022 | 1138.9022 | 1138.9022 | 1139.2135 |  | 5.5833 | 1852.054 | 872.101 | 1302.8012 | 1606.8932 | 1759.9008 | 2151.461 | 2542.3417 | 3516.8041 |  | 5.5833 | 0.1 | 0.1 | 0.1 | 0.1 | 0.1 | 0.1 | 0.1 | 0.1 |  | aug | 5.5833 | 1028.8947 | 1026.5015 | 1027.2657 | 1027.9926 | 1029.4169 | 1029.4169 | 1029.431 | 1029.4453 |  | 5.5833 | 0.068897 | 0.00025207 | 0.0027467 | 0.029237 | 0.068448 | 0.09499 | 0.15585 | 0.20781 |  | 5.5833 | 2751.9914 | 0 | 185.9434 | 2226.0887 | 2804.5465 | 3573.1322 | 4895.4725 | 5566.7822
5.6667 | 0.021752 | 0.014645 | 0.015007 | 0.018516 | 0.022183 | 0.024909 | 0.02758 | 0.029007 |  | 5.6667 | 1138.9281 | 1138.9244 | 1138.9281 | 1138.9281 | 1138.9281 | 1138.9281 | 1138.9281 | 1138.9281 |  | 5.6667 | 1303.5761 | 590.6229 | 823.9084 | 1148.2535 | 1254.4903 | 1500.4897 | 1846.2239 | 1953.7196 |  | 5.6667 | 0.1 | 0.1 | 0.1 | 0.1 | 0.1 | 0.1 | 0.1 | 0.1 |  | sep | 5.6667 | 1029.0486 | 1026.8885 | 1027.2565 | 1029.3583 | 1029.4387 | 1029.4387 | 1029.4523 | 1029.4545 |  | 5.6667 | 0.11408 | 0.057917 | 0.068442 | 0.087203 | 0.11215 | 0.1313 | 0.18011 | 0.20041 |  | 5.6667 | 3230.8542 | 1864.3663 | 2037.4218 | 2310.3831 | 3158.6413 | 3983.0562 | 4695.6587 | 4954.6107
5.75 | 0.022258 | 0.013552 | 0.014972 | 0.018644 | 0.022339 | 0.025336 | 0.030206 | 0.036424 |  | 5.75 | 1138.9722 | 1138.9677 | 1138.9723 | 1138.9723 | 1138.9723 | 1138.9723 | 1138.9723 | 1138.9723 |  | 5.75 | 0 | 0 | 0 | 0 | 0 | 0 | 0 | 0 |  | 5.75 | 0 | 0 | 0 | 0 | 0 | 0 | 0 | 0 |  | oct | 5.75 | 1028.353 | 1026.6943 | 1026.8838 | 1028.0078 | 1028.01 | 1029.4763 | 1029.4763 | 1029.4767 |  | 5.75 | 0.13277 | 0.0023444 | 0.040688 | 0.085035 | 0.12683 | 0.1773 | 0.25011 | 0.32779 |  | 5.75 | 1222.749 | 0 | 0 | 718.1451 | 1211.2786 | 1694.6029 | 2528.9335 | 2633.8566
5.8333 | 0.024521 | 0.015822 | 0.0182 | 0.020927 | 0.024607 | 0.027463 | 0.030641 | 0.033955 |  | 5.8333 | 1139.3715 | 1139.1952 | 1139.28 | 1139.3284 | 1139.3674 | 1139.4226 | 1139.4895 | 1139.5604 |  | 5.8333 | 0 | 0 | 0 | 0 | 0 | 0 | 0 | 0 |  | 5.8333 | 0 | 0 | 0 | 0 | 0 | 0 | 0 | 0 |  | nov | 5.8333 | 1027.9655 | 1026.5972 | 1026.6919 | 1027.2654 | 1028.0292 | 1028.7773 | 1029.4968 | 1029.4968 |  | 5.8333 | 0.12453 | 0.0068734 | 0.042299 | 0.081046 | 0.12209 | 0.16511 | 0.23017 | 0.27534 |  | 5.8333 | 647.2097 | 0 | 0 | 384.4519 | 631.408 | 903.48 | 1277.9558 | 1495.6397
5.9167 | 0.021732 | 0.01095 | 0.015795 | 0.019207 | 0.021416 | 0.024588 | 0.027895 | 0.030573 |  | 5.9167 | 1139.6505 | 1139.337 | 1139.4937 | 1139.5903 | 1139.6321 | 1139.7396 | 1139.8413 | 1139.9788 |  | 5.9167 | 0 | 0 | 0 | 0 | 0 | 0 | 0 | 0 |  | 5.9167 | 0 | 0 | 0 | 0 | 0 | 0 | 0 | 0 |  | dec | 5.9167 | 1027.7858 | 1026.5486 | 1026.5959 | 1026.8884 | 1027.2754 | 1029.3071 | 1029.5 | 1029.5 |  | 5.9167 | 0.12104 | 0.0097194 | 0.039477 | 0.079018 | 0.11907 | 0.1546 | 0.22247 | 0.24904 |  | 5.9167 | 462.0219 | 0 | 0 | 314.0965 | 485.3112 | 682.4313 | 856.932 | 944.8015
6 | 0.024747 | 0.013796 | 0.015468 | 0.021716 | 0.024457 | 0.027612 | 0.035033 | 0.044876 |  | 6 | 1139.8495 | 1139.4414 | 1139.6416 | 1139.7605 | 1139.8212 | 1139.957 | 1140.093 | 1140.2781 |  | 6 | 0 | 0 | 0 | 0 | 0 | 0 | 0 | 0 |  | 6 | 0 | 0 | 0 | 0 | 0 | 0 | 0 | 0 |  | jan | 6 | 1027.7124 | 1026.5243 | 1026.548 | 1026.6942 | 1026.8937 | 1029.5 | 1029.5 | 1029.5 |  | 6 | 0.14947 | 0.03969 | 0.065051 | 0.1031 | 0.14998 | 0.18593 | 0.25112 | 0.26885 |  | 6 | 610.4007 | 0 | 0 | 320.1165 | 415.526 | 525.1688 | 2036.4575 | 2236.8492
6.0833 | 0.023803 | 0.017545 | 0.01821 | 0.021016 | 0.023133 | 0.025618 | 0.030947 | 0.043019 |  | 6.0833 | 1140.0442 | 1139.6499 | 1139.8164 | 1139.9507 | 1140.0286 | 1140.1633 | 1140.2712 | 1140.4364 |  | 6.0833 | 0 | 0 | 0 | 0 | 0 | 0 | 0 | 0 |  | 6.0833 | 0 | 0 | 0 | 0 | 0 | 0 | 0 | 0 |  | feb | 6.0833 | 1027.4616 | 1026.5121 | 1026.5239 | 1026.5972 | 1026.6968 | 1028.2695 | 1029.5 | 1029.5 |  | 6.0833 | 0.085537 | 1.0811e-05 | 3.9616e-05 | 0.012771 | 0.077122 | 0.12638 | 0.21217 | 0.2782 |  | 6.0833 | 164.8241 | 0 | 0 | 0 | 177.0133 | 240.4093 | 324.8203 | 1967.428
6.1667 | 0.027212 | 0.012507 | 0.017044 | 0.023049 | 0.027494 | 0.031238 | 0.037729 | 0.04298 |  | 6.1667 | 1140.2002 | 1139.8154 | 1139.9607 | 1140.0925 | 1140.1932 | 1140.3237 | 1140.444 | 1140.5767 |  | 6.1667 | 0 | 0 | 0 | 0 | 0 | 0 | 0 | 0 |  | 6.1667 | 0 | 0 | 0 | 0 | 0 | 0 | 0 | 0 |  | mar | 6.1667 | 1027.4906 | 1026.5061 | 1026.516 | 1026.5513 | 1026.7955 | 1028.2649 | 1029.5 | 1029.5 |  | 6.1667 | 0.094924 | 0.00010465 | 0.00031074 | 0.026633 | 0.088634 | 0.14517 | 0.24391 | 0.3403 |  | 6.1667 | 172.8052 | 0 | 0 | 0 | 183.6467 | 226.6813 | 646.6016 | 1104.2582
6.25 | 0.025623 | 0.018713 | 0.019809 | 0.02297 | 0.025261 | 0.028135 | 0.032075 | 0.039835 |  | 6.25 | 1140.3555 | 1139.9967 | 1140.0511 | 1140.2307 | 1140.3647 | 1140.4795 | 1140.6484 | 1140.7069 |  | 6.25 | 0 | 0 | 0 | 0 | 0 | 0 | 0 | 0 |  | 6.25 | 0 | 0 | 0 | 0 | 0 | 0 | 0 | 0 |  | apr | 6.25 | 1027.5094 | 1026.5031 | 1026.5068 | 1026.5492 | 1026.948 | 1028.4653 | 1029.4915 | 1029.4916 |  | 6.25 | 0.077623 | 3.7209e-07 | 0.00028429 | 0.021705 | 0.0609 | 0.11129 | 0.21202 | 0.34685 |  | 6.25 | 124.1065 | 0 | 0 | 0 | 0 | 219.5746 | 313.4685 | 680.9003
6.3333 | 0.025994 | 0.0075557 | 0.0078923 | 0.016251 | 0.024737 | 0.03359 | 0.050102 | 0.058735 |  | 6.3333 | 1140.4691 | 1140.0769 | 1140.1326 | 1140.3154 | 1140.4906 | 1140.6094 | 1140.7925 | 1140.837 |  | 6.3333 | 5871.2067 | 4184.9357 | 5439.3336 | 5897.6549 | 6000 | 6000 | 6000 | 6000 |  | 6.3333 | 0.1 | 0.1 | 0.1 | 0.1 | 0.1 | 0.1 | 0.1 | 0.1 |  | may | 6.3333 | 1027.5762 | 1026.5015 | 1026.506 | 1026.6652 | 1027.0956 | 1028.6113 | 1029.4531 | 1029.4537 |  | 6.3333 | 0.032237 | 9.4694e-07 | 1.9998e-05 | 0.0005602 | 0.0051055 | 0.04337 | 0.14741 | 0.27657 |  | 6.3333 | 5284.8576 | 2372.6187 | 3771.8456 | 4040.09 | 4628.8699 | 6946.6135 | 7253.5108 | 7426.727
6.4167 | 0.023841 | 0.010853 | 0.011069 | 0.01722 | 0.022902 | 0.028471 | 0.038854 | 0.050751 |  | 6.4167 | 1139.2683 | 1138.906 | 1138.9061 | 1138.9064 | 1139.2244 | 1139.5596 | 1139.761 | 1140.1085 |  | 6.4167 | 4497.2677 | 2165.3366 | 2743.3454 | 3724.9346 | 4345.9003 | 5874.3328 | 6000 | 6000 |  | 6.4167 | 0.1 | 0.1 | 0.1 | 0.1 | 0.1 | 0.1 | 0.1 | 0.1 |  | jun | 6.4167 | 1029.1144 | 1026.5007 | 1026.5066 | 1029.4208 | 1029.4414 | 1029.4457 | 1029.4481 | 1029.4481 |  | 6.4167 | 0.083659 | 0.023322 | 0.059179 | 0.063993 | 0.076734 | 0.096753 | 0.13382 | 0.18333 |  | 6.4167 | 5759.1412 | 1647.8633 | 3214.0109 | 4622.874 | 5803.9421 | 7173.9645 | 8837.8122 | 8921.9557
6.5 | 0.022367 | 0.0096182 | 0.012242 | 0.018618 | 0.022654 | 0.026055 | 0.032208 | 0.033371 |  | 6.5 | 1138.9468 | 1138.8878 | 1138.8879 | 1138.8882 | 1138.8885 | 1138.8885 | 1139.2583 | 1139.7001 |  | 6.5 | 3507.402 | 2201.7158 | 2707.3196 | 3069.7528 | 3321.647 | 3769.6826 | 5191.6294 | 6000 |  | 6.5 | 0.1 | 0.1 | 0.1 | 0.1 | 0.1 | 0.1 | 0.1 | 0.1 |  | jul | 6.5 | 1029.0679 | 1026.5031 | 1028.0009 | 1029.4048 | 1029.4049 | 1029.405 | 1029.4375 | 1029.4376 |  | 6.5 | 0.082348 | 0.0069308 | 0.029205 | 0.06085 | 0.081802 | 0.10543 | 0.13741 | 0.16057 |  | 6.5 | 4873.2272 | 1148.7309 | 2627.3888 | 4094.4076 | 4695.6842 | 5978.9679 | 6558.477 | 8990.096
6.5833 | 0.018624 | 0.0079267 | 0.0096425 | 0.013772 | 0.017925 | 0.022303 | 0.02997 | 0.032436 |  | 6.5833 | 1138.9109 | 1138.8998 | 1138.9019 | 1138.9022 | 1138.9022 | 1138.9022 | 1138.9022 | 1139.2269 |  | 6.5833 | 1851.1461 | 870.2857 | 1298.1194 | 1583.3661 | 1796.9858 | 2147.1518 | 2541.7526 | 3563.2406 |  | 6.5833 | 0.1 | 0.1 | 0.1 | 0.1 | 0.1 | 0.1 | 0.1 | 0.1 |  | aug | 6.5833 | 1028.9479 | 1026.5031 | 1027.2679 | 1027.9924 | 1029.4169 | 1029.4169 | 1029.431 | 1029.4452 |  | 6.5833 | 0.075614 | 0.0017938 | 0.013158 | 0.038531 | 0.066562 | 0.1109 | 0.15991 | 0.20095 |  | 6.5833 | 2991.3924 | 0 | 523.5351 | 2391.9923 | 3102.7931 | 3749.0369 | 5109.0698 | 5556.6563
6.6667 | 0.021381 | 0.013744 | 0.014754 | 0.019218 | 0.021651 | 0.023648 | 0.02716 | 0.029197 |  | 6.6667 | 1138.9281 | 1138.9254 | 1138.9281 | 1138.9281 | 1138.9281 | 1138.9281 | 1138.9281 | 1138.9281 |  | 6.6667 | 1300.6519 | 596.567 | 821.6189 | 1151.0233 | 1242.4218 | 1492.1476 | 1841.2506 | 1959.5976 |  | 6.6667 | 0.1 | 0.1 | 0.1 | 0.1 | 0.1 | 0.1 | 0.1 | 0.1 |  | sep | 6.6667 | 1028.8943 | 1026.5016 | 1027.2565 | 1027.9988 | 1029.4387 | 1029.4387 | 1029.4493 | 1029.4545 |  | 6.6667 | 0.11956 | 0.06403 | 0.071367 | 0.091597 | 0.11214 | 0.15021 | 0.18377 | 0.20477 |  | 6.6667 | 3205.9221 | 1251.3964 | 2033.4839 | 2502.8883 | 3085.1865 | 3896.4649 | 4571.8469 | 4960.489
6.75 | 0.021989 | 0.012249 | 0.014656 | 0.018506 | 0.022124 | 0.024987 | 0.029312 | 0.034382 |  | 6.75 | 1138.9722 | 1138.965 | 1138.9723 | 1138.9723 | 1138.9723 | 1138.9723 | 1138.9723 | 1138.9723 |  | 6.75 | 0 | 0 | 0 | 0 | 0 | 0 | 0 | 0 |  | 6.75 | 0 | 0 | 0 | 0 | 0 | 0 | 0 | 0 |  | oct | 6.75 | 1028.2113 | 1026.5007 | 1026.8838 | 1027.2596 | 1028.01 | 1029.4763 | 1029.4763 | 1029.4763 |  | 6.75 | 0.12657 | 0.00071726 | 0.021502 | 0.079293 | 0.12739 | 0.16379 | 0.22442 | 0.27359 |  | 6.75 | 1253.1578 | 0 | 0 | 768.8621 | 1209.1776 | 1707.7319 | 2528.8959 | 2634.1929
6.8333 | 0.024305 | 0.017439 | 0.01842 | 0.021061 | 0.024611 | 0.026713 | 0.030751 | 0.036101 |  | 6.8333 | 1139.3706 | 1139.1947 | 1139.2786 | 1139.3303 | 1139.3547 | 1139.4233 | 1139.4849 | 1139.562 |  | 6.8333 | 0 | 0 | 0 | 0 | 0 | 0 | 0 | 0 |  | 6.8333 | 0 | 0 | 0 | 0 | 0 | 0 | 0 | 0 |  | nov | 6.8333 | 1027.7978 | 1026.5004 | 1026.6919 | 1026.9054 | 1027.5275 | 1028.4248 | 1029.4968 | 1029.4968 |  | 6.8333 | 0.11919 | 0.0049915 | 0.025743 | 0.075784 | 0.12045 | 0.15186 | 0.205 | 0.24938 |  | 6.8333 | 645.4221 | 0 | 0 | 375.7004 | 635.8161 | 971.7944 | 1282.8862 | 1495.8182
6.9167 | 0.02208 | 0.012163 | 0.015627 | 0.019652 | 0.022147 | 0.024651 | 0.028457 | 0.03439 |  | 6.9167 | 1139.6493 | 1139.3361 | 1139.4912 | 1139.5952 | 1139.6273 | 1139.7385 | 1139.8334 | 1139.9814 |  | 6.9167 | 0 | 0 | 0 | 0 | 0 | 0 | 0 | 0 |  | 6.9167 | 0 | 0 | 0 | 0 | 0 | 0 | 0 | 0 |  | dec | 6.9167 | 1027.6182 | 1026.5002 | 1026.5959 | 1026.7026 | 1027.2754 | 1028.635 | 1029.5 | 1029.5 |  | 6.9167 | 0.11591 | 0.0077289 | 0.027143 | 0.077781 | 0.11272 | 0.14317 | 0.20115 | 0.24832 |  | 6.9167 | 463.3861 | 0 | 0 | 313.6513 | 485.7937 | 691.3969 | 898.7178 | 1426.1434
7 | 0.023874 | 0.015761 | 0.016561 | 0.021439 | 0.024095 | 0.026637 | 0.030736 | 0.033425 |  | 7 | 1139.8471 | 1139.4401 | 1139.6389 | 1139.7729 | 1139.8196 | 1139.9537 | 1140.0819 | 1140.2812 |  | 7 | 0 | 0 | 0 | 0 | 0 | 0 | 0 | 0 |  | 7 | 0 | 0 | 0 | 0 | 0 | 0 | 0 | 0 |  | jan | 7 | 1027.5402 | 1026.5001 | 1026.548 | 1026.6013 | 1026.8936 | 1029.0502 | 1029.5 | 1029.5 |  | 7 | 0.14527 | 0.034967 | 0.052901 | 0.10241 | 0.14637 | 0.17548 | 0.23146 | 0.27714 |  | 7 | 460.1653 | 0 | 0 | 294.8731 | 371.6124 | 477.439 | 1556.4586 | 2112.3095
7.0833 | 0.023858 | 0.015595 | 0.018373 | 0.020501 | 0.022676 | 0.025208 | 0.030815 | 0.055256 |  | 7.0833 | 1140.0404 | 1139.6477 | 1139.8113 | 1139.9497 | 1140.0198 | 1140.1614 | 1140.2605 | 1140.4403 |  | 7.0833 | 0 | 0 | 0 | 0 | 0 | 0 | 0 | 0 |  | 7.0833 | 0 | 0 | 0 | 0 | 0 | 0 | 0 | 0 |  | feb | 7.0833 | 1027.4082 | 1026.5 | 1026.5239 | 1026.558 | 1026.6968 | 1028.3615 | 1029.5 | 1029.5 |  | 7.0833 | 0.082708 | 2.6609e-05 | 0.00019263 | 0.029489 | 0.070766 | 0.12694 | 0.19079 | 0.36921 |  | 7.0833 | 204.9763 | 0 | 0 | 0 | 178.4053 | 228.5876 | 957.1578 | 1932.8307
7.1667 | 0.027209 | 0.010556 | 0.0187 | 0.022338 | 0.0264 | 0.03088 | 0.037048 | 0.05174 |  | 7.1667 | 1140.1958 | 1139.8127 | 1139.9633 | 1140.092 | 1140.1837 | 1140.3237 | 1140.4435 | 1140.5811 |  | 7.1667 | 0 | 0 | 0 | 0 | 0 | 0 | 0 | 0 |  | 7.1667 | 0 | 0 | 0 | 0 | 0 | 0 | 0 | 0 |  | mar | 7.1667 | 1027.4054 | 1026.5 | 1026.5126 | 1026.5984 | 1026.7949 | 1028.0406 | 1029.5 | 1029.5 |  | 7.1667 | 0.089129 | 2.2081e-07 | 0.00038521 | 0.036089 | 0.084839 | 0.13143 | 0.2001 | 0.35582 |  | 7.1667 | 190.4379 | 0 | 0 | 0 | 183.0509 | 233.4895 | 618.5502 | 1948.0162
7.25 | 0.025294 | 0.017021 | 0.019369 | 0.023315 | 0.025048 | 0.027597 | 0.031051 | 0.041721 |  | 7.25 | 1140.3501 | 1139.9932 | 1140.0587 | 1140.2357 | 1140.3345 | 1140.4868 | 1140.6479 | 1140.7118 |  | 7.25 | 0 | 0 | 0 | 0 | 0 | 0 | 0 | 0 |  | 7.25 | 0 | 0 | 0 | 0 | 0 | 0 | 0 | 0 |  | apr | 7.25 | 1027.4083 | 1026.5 | 1026.509 | 1026.5542 | 1026.928 | 1027.9707 | 1029.4915 | 1029.4916 |  | 7.25 | 0.070291 | 1.3856e-07 | 0.00045422 | 0.018945 | 0.058708 | 0.10989 | 0.1704 | 0.29927 |  | 7.25 | 136.0846 | 0 | 0 | 0 | 0 | 222.4196 | 326.3536 | 1910.6626
7.3333 | 0.026684 | 0.0074939 | 0.0076929 | 0.013049 | 0.023933 | 0.036954 | 0.053438 | 0.071844 |  | 7.3333 | 1140.4621 | 1140.0957 | 1140.1472 | 1140.3169 | 1140.4456 | 1140.5962 | 1140.7998 | 1140.8319 |  | 7.3333 | 5872.8551 | 4254.0642 | 5418.4352 | 5863.7232 | 6000 | 6000 | 6000 | 6000 |  | 7.3333 | 0.1 | 0.1 | 0.1 | 0.1 | 0.1 | 0.1 | 0.1 | 0.1 |  | may | 7.3333 | 1027.4625 | 1026.5 | 1026.5043 | 1026.6416 | 1027.0784 | 1028.0432 | 1029.4534 | 1029.4537 |  | 7.3333 | 0.0281 | 7.3513e-07 | 3.6225e-06 | 0.00054691 | 0.0039209 | 0.0412 | 0.1041 | 0.21837 |  | 7.3333 | 5018.0837 | 2081.5363 | 3557.1522 | 3911.1227 | 4455.076 | 6719.9938 | 7256.2917 | 7435.7527
7.4167 | 0.022774 | 0.010477 | 0.01103 | 0.015732 | 0.021752 | 0.029055 | 0.037929 | 0.046449 |  | 7.4167 | 1139.2522 | 1138.9061 | 1138.9061 | 1138.9064 | 1139.1917 | 1139.5576 | 1139.7571 | 1140.1005 |  | 7.4167 | 4423.5589 | 2176.8898 | 2811.5395 | 3699.4102 | 4268.0333 | 5834.2195 | 6000 | 6000 |  | 7.4167 | 0.1 | 0.1 | 0.1 | 0.1 | 0.1 | 0.1 | 0.1 | 0.1 |  | jun | 7.4167 | 1029.2298 | 1026.5 | 1026.5188 | 1029.4208 | 1029.4426 | 1029.4458 | 1029.4481 | 1029.4481 |  | 7.4167 | 0.078022 | 0.042657 | 0.05267 | 0.06275 | 0.070909 | 0.087141 | 0.12219 | 0.16501 |  | 7.4167 | 5738.0543 | 689.5717 | 3422.6409 | 4645.9198 | 5519.5545 | 7200.3486 | 7819.7895 | 8923.1536
7.5 | 0.023204 | 0.010411 | 0.015365 | 0.018727 | 0.022631 | 0.026877 | 0.034345 | 0.03902 |  | 7.5 | 1138.9464 | 1138.8878 | 1138.8879 | 1138.8882 | 1138.8885 | 1138.8885 | 1139.2513 | 1139.6901 |  | 7.5 | 3477.7241 | 2209.697 | 2704.949 | 3034.1639 | 3290.8216 | 3577.3588 | 5164.924 | 6000 |  | 7.5 | 0.1 | 0.1 | 0.1 | 0.1 | 0.1 | 0.1 | 0.1 | 0.1 |  | jul | 7.5 | 1029.1381 | 1026.5 | 1028.0009 | 1029.4048 | 1029.4049 | 1029.405 | 1029.4089 | 1029.4376 |  | 7.5 | 0.084283 | 0.028532 | 0.038531 | 0.065201 | 0.083146 | 0.10186 | 0.13585 | 0.15701 |  | 7.5 | 4871.614 | 521.259 | 2907.0786 | 4263.1395 | 4691.4626 | 5762.8779 | 6536.6773 | 7293.6123
7.5833 | 0.019656 | 0.0085226 | 0.0097157 | 0.014711 | 0.019486 | 0.023884 | 0.029191 | 0.039298 |  | 7.5833 | 1138.9108 | 1138.8988 | 1138.9017 | 1138.9022 | 1138.9022 | 1138.9022 | 1138.9022 | 1139.2157 |  | 7.5833 | 1838.8374 | 879.1952 | 1301.6216 | 1573.2036 | 1731.302 | 1983.197 | 2539.1966 | 3524.5353 |  | 7.5833 | 0.1 | 0.1 | 0.1 | 0.1 | 0.1 | 0.1 | 0.1 | 0.1 |  | aug | 7.5833 | 1028.9985 | 1026.5015 | 1027.267 | 1028.1586 | 1029.4169 | 1029.4169 | 1029.4309 | 1029.4453 |  | 7.5833 | 0.07887 | 0.00076083 | 0.014434 | 0.043955 | 0.074543 | 0.1106 | 0.16149 | 0.22163 |  | 7.5833 | 3078.622 | 0 | 637.9224 | 2577.592 | 3004.4732 | 3921.8135 | 4984.3714 | 6207.9798
7.6667 | 0.021582 | 0.013949 | 0.0161 | 0.019476 | 0.021893 | 0.023777 | 0.026281 | 0.028491 |  | 7.6667 | 1138.928 | 1138.9227 | 1138.9281 | 1138.9281 | 1138.9281 | 1138.9281 | 1138.9281 | 1138.9281 |  | 7.6667 | 1282.0251 | 606.6613 | 818.5692 | 1129.8567 | 1232.5185 | 1477.7344 | 1835.2784 | 1954.6978 |  | 7.6667 | 0.1 | 0.1 | 0.1 | 0.1 | 0.1 | 0.1 | 0.1 | 0.1 |  | sep | 7.6667 | 1028.8503 | 1026.889 | 1027.2565 | 1027.9988 | 1029.4387 | 1029.4387 | 1029.4493 | 1029.4597 |  | 7.6667 | 0.12239 | 0.057229 | 0.070365 | 0.095596 | 0.11856 | 0.1491 | 0.18563 | 0.2244 |  | 7.6667 | 3115.1702 | 1089.4364 | 1752.8712 | 2493.8829 | 3092.1358 | 3863.4561 | 4410.4874 | 4955.589
7.75 | 0.02248 | 0.012399 | 0.01474 | 0.017727 | 0.022136 | 0.026509 | 0.031447 | 0.050496 |  | 7.75 | 1138.9719 | 1138.9614 | 1138.9717 | 1138.9723 | 1138.9723 | 1138.9723 | 1138.9723 | 1138.9723 |  | 7.75 | 0 | 0 | 0 | 0 | 0 | 0 | 0 | 0 |  | 7.75 | 0 | 0 | 0 | 0 | 0 | 0 | 0 | 0 |  | oct | 7.75 | 1028.2302 | 1026.6945 | 1026.8838 | 1027.2596 | 1028.01 | 1029.4763 | 1029.4763 | 1029.4767 |  | 7.75 | 0.13187 | 0.0002904 | 0.012714 | 0.070221 | 0.13304 | 0.1811 | 0.27882 | 0.36181 |  | 7.75 | 1124.6436 | 0 | 0 | 532.3986 | 1054.0409 | 1598.183 | 2583.9793 | 2738.4938
7.8333 | 0.024313 | 0.016768 | 0.0174 | 0.019928 | 0.024457 | 0.027903 | 0.031881 | 0.046855 |  | 7.8333 | 1139.3663 | 1139.1974 | 1139.2791 | 1139.3235 | 1139.3478 | 1139.4183 | 1139.486 | 1139.5607 |  | 7.8333 | 0 | 0 | 0 | 0 | 0 | 0 | 0 | 0 |  | 7.8333 | 0 | 0 | 0 | 0 | 0 | 0 | 0 | 0 |  | nov | 7.8333 | 1027.923 | 1026.5973 | 1026.6919 | 1027.2655 | 1028.0085 | 1028.6143 | 1029.4968 | 1029.4969 |  | 7.8333 | 0.12384 | 0.0059263 | 0.015259 | 0.068027 | 0.12456 | 0.16828 | 0.25429 | 0.33029 |  | 7.8333 | 593.8866 | 0 | 0 | 245.4161 | 552.384 | 838.1022 | 1418.8527 | 1523.161
7.9167 | 0.021901 | 0.012367 | 0.014937 | 0.01836 | 0.021406 | 0.024918 | 0.029888 | 0.042054 |  | 7.9167 | 1139.6422 | 1139.3407 | 1139.4916 | 1139.5657 | 1139.6141 | 1139.7263 | 1139.8375 | 1139.9791 |  | 7.9167 | 0 | 0 | 0 | 0 | 0 | 0 | 0 | 0 |  | 7.9167 | 0 | 0 | 0 | 0 | 0 | 0 | 0 | 0 |  | dec | 7.9167 | 1027.7832 | 1026.5486 | 1026.5959 | 1026.8884 | 1027.2754 | 1028.9447 | 1029.5 | 1029.5 |  | 7.9167 | 0.12092 | 0.007614 | 0.013219 | 0.067432 | 0.11938 | 0.16535 | 0.23915 | 0.32844 |  | 7.9167 | 450.7877 | 0 | 0 | 288.4522 | 476.4159 | 649.324 | 941.9146 | 1519.6022
8 | 0.024816 | 0.014822 | 0.016843 | 0.021066 | 0.024562 | 0.028496 | 0.033488 | 0.0378 |  | 8 | 1139.8389 | 1139.4467 | 1139.6417 | 1139.7554 | 1139.8135 | 1139.9448 | 1140.0879 | 1140.2786 |  | 8 | 0 | 0 | 0 | 0 | 0 | 0 | 0 | 0 |  | 8 | 0 | 0 | 0 | 0 | 0 | 0 | 0 | 0 |  | jan | 8 | 1027.7091 | 1026.5243 | 1026.548 | 1026.6942 | 1026.8937 | 1029.2102 | 1029.5 | 1029.5 |  | 8 | 0.14957 | 0.033332 | 0.041355 | 0.091434 | 0.15515 | 0.19232 | 0.26766 | 0.36175 |  | 8 | 548.8437 | 0 | 0 | 313.1058 | 385.8538 | 505.62 | 1973.5213 | 2055.2436
8.0833 | 0.024416 | 0.014102 | 0.01892 | 0.02131 | 0.023632 | 0.026552 | 0.032192 | 0.055937 |  | 8.0833 | 1140.0339 | 1139.6583 | 1139.812 | 1139.9462 | 1140.0132 | 1140.162 | 1140.2687 | 1140.4371 |  | 8.0833 | 0 | 0 | 0 | 0 | 0 | 0 | 0 | 0 |  | 8.0833 | 0 | 0 | 0 | 0 | 0 | 0 | 0 | 0 |  | feb | 8.0833 | 1027.5011 | 1026.5122 | 1026.5239 | 1026.597 | 1026.6968 | 1028.3794 | 1029.5 | 1029.5 |  | 8.0833 | 0.088566 | 1.5252e-05 | 7.5252e-05 | 0.026113 | 0.076277 | 0.12708 | 0.23851 | 0.32095 |  | 8.0833 | 165.7567 | 0 | 0 | 0 | 179.9407 | 242.6254 | 350.9157 | 1797.4034
8.1667 | 0.027598 | 0.015709 | 0.018023 | 0.023095 | 0.027735 | 0.031886 | 0.035295 | 0.051505 |  | 8.1667 | 1140.1916 | 1139.8262 | 1139.9625 | 1140.0908 | 1140.1841 | 1140.3062 | 1140.4463 | 1140.5774 |  | 8.1667 | 0 | 0 | 0 | 0 | 0 | 0 | 0 | 0 |  | 8.1667 | 0 | 0 | 0 | 0 | 0 | 0 | 0 | 0 |  | mar | 8.1667 | 1027.5315 | 1026.5061 | 1026.512 | 1026.551 | 1026.8542 | 1028.5098 | 1029.5 | 1029.5 |  | 8.1667 | 0.097409 | 9.9194e-07 | 0.00049949 | 0.035139 | 0.078308 | 0.14712 | 0.25904 | 0.31155 |  | 8.1667 | 158.3279 | 0 | 0 | 0 | 192.4491 | 240.5758 | 382.6704 | 979.9337
8.25 | 0.025038 | 0.012879 | 0.01879 | 0.022711 | 0.024717 | 0.027429 | 0.03104 | 0.036839 |  | 8.25 | 1140.3465 | 1140.0104 | 1140.0586 | 1140.239 | 1140.3523 | 1140.4602 | 1140.6514 | 1140.7078 |  | 8.25 | 0 | 0 | 0 | 0 | 0 | 0 | 0 | 0 |  | 8.25 | 0 | 0 | 0 | 0 | 0 | 0 | 0 | 0 |  | apr | 8.25 | 1027.56 | 1026.5031 | 1026.5061 | 1026.5454 | 1026.9446 | 1028.6582 | 1029.4915 | 1029.4922 |  | 8.25 | 0.079088 | 8.4266e-05 | 0.00027817 | 0.01483 | 0.060373 | 0.11777 | 0.24688 | 0.27478 |  | 8.25 | 146.9974 | 0 | 0 | 0 | 172.4656 | 238.6542 | 323.197 | 1401.2302
8.3333 | 0.0283 | 0.0074908 | 0.007829 | 0.017769 | 0.027854 | 0.03737 | 0.053234 | 0.066348 |  | 8.3333 | 1140.4598 | 1140.0818 | 1140.1565 | 1140.3156 | 1140.4753 | 1140.5861 | 1140.7969 | 1140.8483 |  | 8.3333 | 5874.7843 | 4203.7722 | 5419.9903 | 5885.1247 | 6000 | 6000 | 6000 | 6000 |  | 8.3333 | 0.1 | 0.1 | 0.1 | 0.1 | 0.1 | 0.1 | 0.1 | 0.1 |  | may | 8.3333 | 1027.6071 | 1026.5015 | 1026.5033 | 1026.5316 | 1027.0835 | 1028.7991 | 1029.4534 | 1029.4623 |  | 8.3333 | 0.036466 | 8.6955e-07 | 3.2231e-05 | 0.00049567 | 0.0070425 | 0.05112 | 0.16936 | 0.20972 |  | 8.3333 | 5393.3053 | 2105.1238 | 3684.3116 | 4090.7344 | 4820.5914 | 7059.0131 | 7242.4015 | 7284.4019
8.4167 | 0.024256 | 0.0094694 | 0.011135 | 0.018531 | 0.023769 | 0.029818 | 0.039484 | 0.052208 |  | 8.4167 | 1139.2537 | 1138.9061 | 1138.9061 | 1138.9124 | 1139.1946 | 1139.499 | 1139.7993 | 1140.1241 |  | 8.4167 | 4449.0962 | 2168.3218 | 2741.8281 | 3713.0267 | 4305.1692 | 5801.0337 | 6000 | 6000 |  | 8.4167 | 0.1 | 0.1 | 0.1 | 0.1 | 0.1 | 0.1 | 0.1 | 0.1 |  | jun | 8.4167 | 1029.0544 | 1026.5007 | 1026.5031 | 1029.4208 | 1029.4385 | 1029.4453 | 1029.4481 | 1029.4481 |  | 8.4167 | 0.083185 | 0.02122 | 0.049572 | 0.063298 | 0.081699 | 0.099267 | 0.13184 | 0.13796 |  | 8.4167 | 5760.6755 | 892.1845 | 3472.6343 | 4636.4132 | 5631.289 | 7212.8827 | 8120.0995 | 8928.585
8.5 | 0.022813 | 0.0095745 | 0.013421 | 0.018218 | 0.022745 | 0.026398 | 0.033615 | 0.036915 |  | 8.5 | 1138.9466 | 1138.8878 | 1138.8879 | 1138.8882 | 1138.8884 | 1138.8885 | 1139.2999 | 1139.7198 |  | 8.5 | 3496 | 2203.7848 | 2706.2123 | 3044.9632 | 3300.5838 | 3775.6702 | 5353.6445 | 6000 |  | 8.5 | 0.1 | 0.1 | 0.1 | 0.1 | 0.1 | 0.1 | 0.1 | 0.1 |  | jul | 8.5 | 1028.9672 | 1026.5007 | 1026.5015 | 1029.4048 | 1029.4049 | 1029.405 | 1029.4374 | 1029.4376 |  | 8.5 | 0.089722 | 0.012849 | 0.031649 | 0.067671 | 0.089352 | 0.11829 | 0.13801 | 0.18966 |  | 8.5 | 4986.2895 | 1315.0123 | 3167.4397 | 4234.4955 | 4623.7989 | 5671.7301 | 7364.1296 | 8350.6844
8.5833 | 0.01881 | 0.0079251 | 0.009335 | 0.013996 | 0.018352 | 0.023962 | 0.029288 | 0.034877 |  | 8.5833 | 1138.9112 | 1138.8992 | 1138.9014 | 1138.9022 | 1138.9022 | 1138.9022 | 1138.9022 | 1139.2496 |  | 8.5833 | 1851.5513 | 882.1633 | 1301.6072 | 1572.3818 | 1765.1857 | 2110.8586 | 2562.2521 | 3641.6868 |  | 8.5833 | 0.1 | 0.1 | 0.1 | 0.1 | 0.1 | 0.1 | 0.1 | 0.1 |  | aug | 8.5833 | 1028.7394 | 1026.5004 | 1027.2607 | 1027.9924 | 1029.4169 | 1029.4169 | 1029.4309 | 1029.4453 |  | 8.5833 | 0.073179 | 5.776e-05 | 0.0021952 | 0.03567 | 0.071398 | 0.10681 | 0.14339 | 0.16471 |  | 8.5833 | 2887.5221 | 0 | 336.9399 | 2331.9589 | 2889.7226 | 3841.3466 | 4970.7523 | 5329.5562
8.6667 | 0.021391 | 0.011816 | 0.013588 | 0.018387 | 0.021701 | 0.025055 | 0.027224 | 0.03034 |  | 8.6667 | 1138.928 | 1138.9216 | 1138.9279 | 1138.9281 | 1138.9281 | 1138.9281 | 1138.9281 | 1138.9281 |  | 8.6667 | 1294.9443 | 599.1867 | 820.2189 | 1138.2521 | 1234.6743 | 1493.6396 | 1839.5683 | 1970.3804 |  | 8.6667 | 0.1 | 0.1 | 0.1 | 0.1 | 0.1 | 0.1 | 0.1 | 0.1 |  | sep | 8.6667 | 1028.7744 | 1026.5004 | 1026.886 | 1027.9988 | 1029.4387 | 1029.4387 | 1029.4545 | 1029.4545 |  | 8.6667 | 0.11946 | 0.05587 | 0.063941 | 0.092461 | 0.11638 | 0.14876 | 0.17858 | 0.19817 |  | 8.6667 | 3144.6488 | 1263.147 | 1908.4462 | 2344.1391 | 3038.4311 | 3886.3999 | 4707.1804 | 4954.1204
8.75 | 0.022528 | 0.013561 | 0.015005 | 0.018306 | 0.022532 | 0.026266 | 0.030263 | 0.03604 |  | 8.75 | 1138.972 | 1138.9612 | 1138.9709 | 1138.9723 | 1138.9723 | 1138.9723 | 1138.9723 | 1138.9723 |  | 8.75 | 0 | 0 | 0 | 0 | 0 | 0 | 0 | 0 |  | 8.75 | 0 | 0 | 0 | 0 | 0 | 0 | 0 | 0 |  | oct | 8.75 | 1028.1372 | 1026.5002 | 1026.693 | 1027.2596 | 1028.01 | 1029.4763 | 1029.4763 | 1029.4763 |  | 8.75 | 0.13042 | 0.00066583 | 0.027971 | 0.086979 | 0.1257 | 0.17076 | 0.25495 | 0.33415 |  | 8.75 | 1251.1327 | 0 | 0 | 657.2118 | 1152.9969 | 1857.3545 | 2538.21 | 2913.6246
8.8333 | 0.024247 | 0.01551 | 0.017552 | 0.020791 | 0.024434 | 0.027708 | 0.031469 | 0.035107 |  | 8.8333 | 1139.369 | 1139.1954 | 1139.2794 | 1139.3257 | 1139.3494 | 1139.4229 | 1139.4882 | 1139.5648 |  | 8.8333 | 0 | 0 | 0 | 0 | 0 | 0 | 0 | 0 |  | 8.8333 | 0 | 0 | 0 | 0 | 0 | 0 | 0 | 0 |  | nov | 8.8333 | 1027.7277 | 1026.5001 | 1026.6919 | 1026.9335 | 1027.2697 | 1028.0293 | 1029.4968 | 1029.4968 |  | 8.8333 | 0.12227 | 0.0029199 | 0.031013 | 0.083564 | 0.1169 | 0.16018 | 0.23331 | 0.3082 |  | 8.8333 | 625.2591 | 0 | 0 | 0 | 599.0333 | 1056.8163 | 1330.5809 | 1620.7141
8.9167 | 0.021698 | 0.014099 | 0.01579 | 0.018578 | 0.021559 | 0.02417 | 0.028647 | 0.031945 |  | 8.9167 | 1139.6472 | 1139.3373 | 1139.4924 | 1139.5878 | 1139.6191 | 1139.7363 | 1139.8411 | 1139.9863 |  | 8.9167 | 0 | 0 | 0 | 0 | 0 | 0 | 0 | 0 |  | 8.9167 | 0 | 0 | 0 | 0 | 0 | 0 | 0 | 0 |  | dec | 8.9167 | 1027.5663 | 1026.5 | 1026.5959 | 1026.7797 | 1027.2754 | 1028.3461 | 1029.5 | 1029.5 |  | 8.9167 | 0.11831 | 0.00048774 | 0.027 | 0.079498 | 0.11288 | 0.15301 | 0.21803 | 0.29974 |  | 8.9167 | 414.4967 | 0 | 0 | 0 | 440.8144 | 718.9472 | 860.8618 | 1064.625
9 | 0.024495 | 0.015322 | 0.017372 | 0.020901 | 0.024328 | 0.027266 | 0.03441 | 0.041194 |  | 9 | 1139.8458 | 1139.4418 | 1139.6436 | 1139.7607 | 1139.8164 | 1139.9603 | 1140.095 | 1140.287 |  | 9 | 0 | 0 | 0 | 0 | 0 | 0 | 0 | 0 |  | 9 | 0 | 0 | 0 | 0 | 0 | 0 | 0 | 0 |  | jan | 9 | 1027.5301 | 1026.5 | 1026.548 | 1026.6938 | 1026.8937 | 1028.6246 | 1029.5 | 1029.5 |  | 9 | 0.14711 | 0.025814 | 0.054927 | 0.10323 | 0.14525 | 0.18027 | 0.2451 | 0.32817 |  | 9 | 495.9585 | 0 | 0 | 299.5909 | 397.6005 | 525.3729 | 1671.1861 | 2133.8315
9.0833 | 0.024076 | 0.017735 | 0.019733 | 0.021511 | 0.023834 | 0.025232 | 0.03131 | 0.039069 |  | 9.0833 | 1140.0401 | 1139.6504 | 1139.8135 | 1139.9443 | 1140.02 | 1140.1675 | 1140.2743 | 1140.4474 |  | 9.0833 | 0 | 0 | 0 | 0 | 0 | 0 | 0 | 0 |  | 9.0833 | 0 | 0 | 0 | 0 | 0 | 0 | 0 | 0 |  | feb | 9.0833 | 1027.3689 | 1026.5 | 1026.5239 | 1026.5969 | 1026.6968 | 1028.0542 | 1029.5 | 1029.5 |  | 9.0833 | 0.088223 | 5.2158e-07 | 6.2891e-05 | 0.035529 | 0.08477 | 0.13386 | 0.19959 | 0.24028 |  | 9.0833 | 163.3213 | 0 | 0 | 0 | 184.488 | 241.7428 | 404.5057 | 1951.1887
9.1667 | 0.02701 | 0.014033 | 0.01684 | 0.023898 | 0.027181 | 0.030787 | 0.035402 | 0.042497 |  | 9.1667 | 1140.1963 | 1139.8163 | 1139.9624 | 1140.0908 | 1140.189 | 1140.3164 | 1140.4417 | 1140.5889 |  | 9.1667 | 0 | 0 | 0 | 0 | 0 | 0 | 0 | 0 |  | 9.1667 | 0 | 0 | 0 | 0 | 0 | 0 | 0 | 0 |  | mar | 9.1667 | 1027.3999 | 1026.5 | 1026.512 | 1026.5486 | 1026.8013 | 1028.2085 | 1029.5 | 1029.5 |  | 9.1667 | 0.10028 | 0.00032938 | 0.0005403 | 0.044871 | 0.0842 | 0.1528 | 0.24142 | 0.30998 |  | 9.1667 | 171.9165 | 0 | 0 | 0 | 172.5092 | 226.6344 | 383.2463 | 1893.8559
9.25 | 0.025166 | 0.015987 | 0.018655 | 0.022513 | 0.024271 | 0.027995 | 0.033169 | 0.03882 |  | 9.25 | 1140.3521 | 1139.9977 | 1140.0537 | 1140.2368 | 1140.3505 | 1140.4868 | 1140.6458 | 1140.7209 |  | 9.25 | 0 | 0 | 0 | 0 | 0 | 0 | 0 | 0 |  | 9.25 | 0 | 0 | 0 | 0 | 0 | 0 | 0 | 0 |  | apr | 9.25 | 1027.4198 | 1026.5031 | 1026.5121 | 1026.5492 | 1026.9163 | 1028.2881 | 1029.4915 | 1029.4937 |  | 9.25 | 0.084481 | 0.00013218 | 0.00049963 | 0.022446 | 0.070875 | 0.13138 | 0.21928 | 0.29119 |  | 9.25 | 139.286 | 0 | 0 | 0 | 0 | 229.173 | 306.177 | 1958.9367
9.3333 | 0.025539 | 0.0076241 | 0.0078746 | 0.015152 | 0.025296 | 0.032462 | 0.047926 | 0.064137 |  | 9.3333 | 1140.4654 | 1140.0811 | 1140.1562 | 1140.3125 | 1140.4613 | 1140.6088 | 1140.7976 | 1140.8401 |  | 9.3333 | 5872.5354 | 4220.9383 | 5384.8502 | 5908.1644 | 6000 | 6000 | 6000 | 6000 |  | 9.3333 | 0.1 | 0.1 | 0.1 | 0.1 | 0.1 | 0.1 | 0.1 | 0.1 |  | may | 9.3333 | 1027.4726 | 1026.5015 | 1026.506 | 1026.5273 | 1027.1005 | 1028.2783 | 1029.4534 | 1029.459 |  | 9.3333 | 0.037156 | 2.38e-06 | 0.0001371 | 0.00059083 | 0.0085887 | 0.060576 | 0.15264 | 0.2265 |  | 9.3333 | 5234.5061 | 2102.8804 | 3602.4807 | 4009.4327 | 4697.4575 | 6954.3076 | 7241.7553 | 7283.2058
9.4167 | 0.023697 | 0.0081831 | 0.011449 | 0.018012 | 0.02396 | 0.029119 | 0.036998 | 0.047999 |  | 9.4167 | 1139.2639 | 1138.9061 | 1138.9061 | 1138.9093 | 1139.2095 | 1139.5699 | 1139.75 | 1140.1134 |  | 9.4167 | 4460.5461 | 2167.6928 | 2736.828 | 3660.5086 | 4323.7204 | 5786.1514 | 6000 | 6000 |  | 9.4167 | 0.1 | 0.1 | 0.1 | 0.1 | 0.1 | 0.1 | 0.1 | 0.1 |  | jun | 9.4167 | 1029.0478 | 1026.5007 | 1026.5061 | 1029.4208 | 1029.4409 | 1029.4462 | 1029.4481 | 1029.4481 |  | 9.4167 | 0.083754 | 0.038485 | 0.049872 | 0.064224 | 0.078486 | 0.097347 | 0.12967 | 0.14614 |  | 9.4167 | 5731.3182 | 3.9362 | 3725.6495 | 5014.4981 | 5716.8519 | 6974.1068 | 7256.6578 | 8906.5335
9.5 | 0.022098 | 0.0081006 | 0.012667 | 0.017522 | 0.022285 | 0.025861 | 0.032617 | 0.034914 |  | 9.5 | 1138.9484 | 1138.8878 | 1138.8879 | 1138.8882 | 1138.8885 | 1138.8885 | 1139.2396 | 1139.7061 |  | 9.5 | 3499.1307 | 2203.4928 | 2702.7933 | 3048.0206 | 3301.9333 | 3721.7222 | 5129.5355 | 6000 |  | 9.5 | 0.1 | 0.1 | 0.1 | 0.1 | 0.1 | 0.1 | 0.1 | 0.1 |  | jul | 9.5 | 1028.9881 | 1026.5015 | 1026.5033 | 1029.4048 | 1029.4049 | 1029.405 | 1029.4103 | 1029.4376 |  | 9.5 | 0.078619 | 0.0072697 | 0.027787 | 0.0581 | 0.075984 | 0.095072 | 0.13929 | 0.17436 |  | 9.5 | 4650.9628 | 779.987 | 1141.8166 | 4138.2961 | 4589.0112 | 5609.5927 | 7191.0995 | 8990.2632
9.5833 | 0.018563 | 0.0072319 | 0.0095002 | 0.014397 | 0.01799 | 0.022033 | 0.029043 | 0.035554 |  | 9.5833 | 1138.912 | 1138.8988 | 1138.9019 | 1138.9022 | 1138.9022 | 1138.9022 | 1138.9022 | 1139.2434 |  | 9.5833 | 1862.4889 | 872.2666 | 1302.329 | 1571.1445 | 1758.7704 | 2151.8009 | 2533.4733 | 3745.2794 |  | 9.5833 | 0.1 | 0.1 | 0.1 | 0.1 | 0.1 | 0.1 | 0.1 | 0.1 |  | aug | 9.5833 | 1029.0614 | 1026.5017 | 1027.2679 | 1029.4142 | 1029.4169 | 1029.4169 | 1029.431 | 1029.4453 |  | 9.5833 | 0.071036 | 0.0005878 | 0.005377 | 0.033476 | 0.071806 | 0.094864 | 0.16044 | 0.22232 |  | 9.5833 | 2974.6135 | 0 | 1023.9537 | 2442.4785 | 2881.9683 | 3614.7927 | 4655.7934 | 6223.4851
9.6667 | 0.02168 | 0.012703 | 0.014986 | 0.017941 | 0.021795 | 0.024403 | 0.028444 | 0.031409 |  | 9.6667 | 1138.928 | 1138.9216 | 1138.9279 | 1138.9281 | 1138.9281 | 1138.9281 | 1138.9281 | 1138.9281 |  | 9.6667 | 1293.204 | 598.8117 | 815.8942 | 1135.694 | 1241.2934 | 1519.2 | 1856.5233 | 1961.4332 |  | 9.6667 | 0.1 | 0.1 | 0.1 | 0.1 | 0.1 | 0.1 | 0.1 | 0.1 |  | sep | 9.6667 | 1029.0323 | 1026.8893 | 1027.2565 | 1029.4333 | 1029.4387 | 1029.4387 | 1029.4493 | 1029.4545 |  | 9.6667 | 0.11595 | 0.059225 | 0.066328 | 0.089284 | 0.11387 | 0.13259 | 0.17375 | 0.22119 |  | 9.6667 | 3254.1047 | 1253.472 | 1872.0898 | 2432.8202 | 3273.4861 | 4018.1887 | 4695.5576 | 4944.252
9.75 | 0.023376 | 0.013562 | 0.015089 | 0.019607 | 0.023457 | 0.026962 | 0.031892 | 0.038932 |  | 9.75 | 1138.9719 | 1138.962 | 1138.969 | 1138.9723 | 1138.9723 | 1138.9723 | 1138.9723 | 1138.9723 |  | 9.75 | 0 | 0 | 0 | 0 | 0 | 0 | 0 | 0 |  | 9.75 | 0 | 0 | 0 | 0 | 0 | 0 | 0 | 0 |  | oct | 9.75 | 1028.3017 | 1026.6947 | 1026.8838 | 1028.0099 | 1028.01 | 1029.4763 | 1029.4763 | 1029.4783 |  | 9.75 | 0.14313 | 1.7029e-05 | 0.03849 | 0.095695 | 0.13919 | 0.18268 | 0.26132 | 0.27809 |  | 9.75 | 1340.0319 | 0 | 0 | 767.8809 | 1516.1798 | 1790.0343 | 2559.0543 | 2760.1842
9.8333 | 0.02525 | 0.015833 | 0.01755 | 0.020697 | 0.025791 | 0.028675 | 0.032556 | 0.037549 |  | 9.8333 | 1139.3678 | 1139.1926 | 1139.2788 | 1139.3251 | 1139.3491 | 1139.422 | 1139.488 | 1139.5627 |  | 9.8333 | 0 | 0 | 0 | 0 | 0 | 0 | 0 | 0 |  | 9.8333 | 0 | 0 | 0 | 0 | 0 | 0 | 0 | 0 |  | nov | 9.8333 | 1027.8123 | 1026.5973 | 1026.6919 | 1027.2655 | 1027.3348 | 1028.0293 | 1029.4968 | 1029.4971 |  | 9.8333 | 0.13339 | 0.0039173 | 0.039325 | 0.092057 | 0.13032 | 0.17218 | 0.23609 | 0.25239 |  | 9.8333 | 705.1878 | 0 | 0 | 404.3521 | 760.8553 | 1036.9348 | 1350.2697 | 1526.1654
9.9167 | 0.022957 | 0.012507 | 0.016198 | 0.020114 | 0.022665 | 0.025474 | 0.030102 | 0.033336 |  | 9.9167 | 1139.6451 | 1139.3372 | 1139.4904 | 1139.5754 | 1139.615 | 1139.7363 | 1139.8408 | 1139.9828 |  | 9.9167 | 0 | 0 | 0 | 0 | 0 | 0 | 0 | 0 |  | 9.9167 | 0 | 0 | 0 | 0 | 0 | 0 | 0 | 0 |  | dec | 9.9167 | 1027.5784 | 1026.5487 | 1026.5961 | 1026.8884 | 1027.0276 | 1028.2573 | 1029.5 | 1029.5 |  | 9.9167 | 0.12926 | 0.011124 | 0.03746 | 0.089494 | 0.12779 | 0.16917 | 0.22694 | 0.2506 |  | 9.9167 | 487.2629 | 0 | 0 | 326.2187 | 522.0362 | 696.5653 | 921.2755 | 982.151
10 | 0.025535 | 0.012475 | 0.016817 | 0.022125 | 0.025825 | 0.028554 | 0.034025 | 0.03814 |  | 10 | 1139.8432 | 1139.4415 | 1139.6406 | 1139.7585 | 1139.8152 | 1139.9548 | 1140.0925 | 1140.2828 |  | 10 | 0 | 0 | 0 | 0 | 0 | 0 | 0 | 0 |  | 10 | 0 | 0 | 0 | 0 | 0 | 0 | 0 | 0 |  | jan | 10 | 1027.4781 | 1026.5243 | 1026.5481 | 1026.6942 | 1026.8936 | 1028.6251 | 1029.5 | 1029.5 |  | 10 | 0.15763 | 0.035941 | 0.061955 | 0.1151 | 0.15926 | 0.19827 | 0.25453 | 0.27659 |  | 10 | 597.7191 | 0 | 186.196 | 336.0764 | 423.7886 | 517.4623 | 2036.6235 | 2237.2167
Note on A2: GoldSim Version: 10.50.200 Model: C:\Projects\Faro\Model\Current Model\FMC_WB_WQModel_V2.0\X14Analysis\FMC_WB_WQModel_V2.07_S6a.gsm Element ID: \Faro_SWWQM\Results\SingleWQ_4Dash\SingleWQ_X14\R_SingleWQ Element Description: Simulated on: 6/17/2013 16:59:34 Exported on: 6/17/2013 17:00:06 # of Realizations: 100 # of Time Values: 121 Time Display Units: yr
Note on L2: GoldSim Version: 10.50.200 Model: C:\Projects\Faro\Model\Current Model\FMC_WB_WQModel_V2.0\X14Analysis\FMC_WB_WQModel_V2.07_S6a.gsm Element ID: \Faro_SWWQM\Results\StorageResults\R_Elev_FaroPit Element Description: Simulated on: 6/17/2013 16:59:34 Exported on: 6/17/2013 17:00:11 # of Realizations: 100 # of Time Values: 121 Time Display Units: yr
Note on W2: GoldSim Version: 10.50.200 Model: C:\Projects\Faro\Model\Current Model\FMC_WB_WQModel_V2.0\X14Analysis\FMC_WB_WQModel_V2.07_S6a.gsm Element ID: \Faro_SWWQM\Results\FlowsResults\R_Faro_WTP Element Description: Simulated on: 6/17/2013 16:59:34 Exported on: 6/17/2013 17:00:09 # of Realizations: 100 # of Time Values: 121 Time Display Units: yr
Note on AH2: GoldSim Version: 10.50.200 Model: C:\Projects\Faro\Model\Current Model\FMC_WB_WQModel_V2.0\X14Analysis\FMC_WB_WQModel_V2.07_S6a.gsm Element ID: \Faro_SWWQM\Results\SingleWQ_4Dash\SingleWQ_EfluentWTP_Faro\R_SingleWQ Element Description: Simulated on: 6/17/2013 16:59:34 Exported on: 6/17/2013 17:00:08 # of Realizations: 100 # of Time Values: 121 Time Display Units: yr
Note on AS2: GoldSim Version: 10.50.200 Model: C:\Projects\Faro\Model\Current Model\FMC_WB_WQModel_V2.0\X14Analysis\FMC_WB_WQModel_V2.07_S6a.gsm Element ID: \Faro_SWWQM\Results\StorageResults\R_Elev_CVD Element Description: Simulated on: 6/17/2013 16:59:34 Exported on: 6/17/2013 17:00:12 # of Realizations: 100 # of Time Values: 121 Time Display Units: yr
Note on BD2: GoldSim Version: 10.50.200 Model: C:\Projects\Faro\Model\Current Model\FMC_WB_WQModel_V2.0\X14Analysis\FMC_WB_WQModel_V2.07_S6a.gsm Element ID: \Faro_SWWQM\Results\SingleWQ_4Dash\SingleWQ_CVD\R_SingleWQ Element Description: Simulated on: 6/17/2013 16:59:34 Exported on: 6/17/2013 17:00:07 # of Realizations: 100 # of Time Values: 121 Time Display Units: yr
Note on BO2: GoldSim Version: 10.50.200 Model: C:\Projects\Faro\Model\Current Model\FMC_WB_WQModel_V2.0\X14Analysis\FMC_WB_WQModel_V2.07_S6a.gsm Element ID: \Faro_SWWQM\Results\FlowsResults\R_Q_CVPOUT Element Description: Simulated on: 6/17/2013 16:59:34 Exported on: 6/17/2013 17:00:10 # of Realizations: 100 # of Time Values: 121 Time Display Units: yr
Note on AH4: GoldSim Version: 10.50.200 Model: C:\Projects\Faro\Model\Current Model\FMC_WB_WQModel_V2.0\X14Analysis\FMC_WB_WQModel_V2.04_S4.gsm Element ID: \Faro_SWWQM\Results\SingleWQ_4Dash\SingleWQ_EfluentWTP_Faro\R_SingleWQ Element Description: Simulated on: 5/10/2013 12:06:40 Exported on: 5/10/2013 12:10:14 # of Realizations: 100 # of Time Values: 121 Time Display Units: yr

## Calcs
| C-6a | - Scenario C-6a
|  | Plot A- Zinc Concentrations at X14 | [6 empty] | Plot C - Faro Pit Elevation |  |  |  | Plot B - CVP Operation |  |  |  | Plot D - CVP Zinc Concentration |  |  |  | Plot D - CVP Discharges
|  | Plot A- Zinc Concentrations at X14 - Scenario C-6a | [6 empty] | Plot C - Faro Pit Elevation - Scenario C-6a |  |  |  | Plot B - CVP Operation - Scenario C-6a |  |  |  | Plot D - CVP Zinc Concentration - Scenario C-6a |  |  |  | Plot D - CVP Discharges | [7 empty] | X2 Zinc
[9 empty] | 2004-01-15 | 1141.6951 |  |  | 2004-02-12 | 1030.329 |  |  | 2004-04-14 | 0.2415 |  |  | 2005-01-31 |  | 0 |  | Date/Time | CVP_Outflow [l/s] | 31778 | 1987-01-01 | 0.05
[9 empty] | 2004-01-30 | 1141.7956 |  |  | 2004-02-23 | 1030.23 |  |  | 2004-07-12 | 0.11 |  |  | 2005-02-28 | 110.2678 | 1747.7804 |  | 2004-02-12 | 0 |  | 1987-02-01 | 0.07
| 27395 | 1975-01-01 | [6 empty] | 2004-02-15 | 1141.884 |  |  | 2004-02-29 | 1030.065 |  |  | 2004-08-09 | 0.17 |  |  | 2005-03-31 | 267.8995 | 4246.2935 |  | 2004-02-13 | 21.343 |  | 1987-03-01 | 0.06
| 27548 | 1975-06-03 | 0.1 | 0-0.1 | 0.1 | 750 | 84.55% |  | 2004-02-29 | 1141.945 |  |  | 2004-03-04 | 1030.038 |  |  | 2004-10-12 | 0.4 |  |  | 2005-04-30 | 0 | 0 |  | 2004-02-14 | 21.343 |  | 1987-04-01 | 0.04 | 0.04
|  | 1975-06-11 | 0.08 | 0.1-0.2 | 0.2 | 117 | 13.19% |  | 2004-03-15 | 1142.0364 |  |  | 2004-03-08 | 1029.715 |  |  | 2004-10-26 |  |  |  | 2005-05-31 | 297.432 | 4714.3939 |  | 2004-02-15 | 21.343 |  | 1987-05-01 | 0.1
|  | 1975-06-17 | 0.04 | 0.2-0.3 | 0.3 | 8 | 0.9019% |  | 2004-03-31 | 1142.1248 |  |  | 2004-04-19 | 1030.165 |  |  | 2004-11-15 | 0.52 |  |  | 2005-06-30 | 435.828 | 6908.0151 |  | 2004-02-16 | 21.343 |  | 1987-06-01 | 0.03
|  | 1975-07-02 | 0.05 | 0.3-0.4 | 0.4 | 4 | 0.451% |  | 2004-04-15 | 1142.1858 |  |  | 2004-04-22 | 1030.3 |  |  | 2005-01-21 | 0.4 |  |  | 2005-07-31 | 351.6432 | 5573.6583 |  | 2004-02-17 | 21.343 |  | 1987-07-01 | 0.03
|  | 1975-07-08 | 0.1 | 0.4-0.5 | 0.5 | 0 | 0% |  | 2004-04-30 | 1142.2742 |  |  | 2004-04-23 | 1030.27 |  |  | 2005-02-08 | 0.27 |  |  | 2005-08-31 | 273.2532 | 4331.1515 |  | 2004-02-18 | 21.343 |  | 1987-08-01 | 0.05
|  | 1975-07-16 | 0.02 | 0.5-1 | 1 | 7 | 0.7892% |  | 2004-05-15 | 1142.4662 |  |  | 2004-04-26 | 1030.15 |  |  | 2005-04-11 | 0.22 |  |  | 2005-09-30 | 274.1472 | 4345.3219 |  | 2004-02-19 | 21.343 |  | 1987-08-11 | 0.05
|  | 1975-07-24 | 0.02 | 1-2 | 2 | 1 | 0.1127% |  | 2004-05-18 | 1142.515 |  |  | 2004-04-30 | 1029.882 |  |  | 2005-05-31 | 0.2 |  |  | 2005-10-31 | 36.7835 | 583.0308 |  | 2004-02-20 | 21.343 |  | 1987-09-01 | 0.04
|  | 1975-07-28 | 0.01 |  | 10 | 0 | 0% |  | 2004-05-23 | 1142.4754 |  |  | 2004-05-03 | 1029.795 |  |  | 2005-11-02 | 0.65 |  |  | 2005-11-30 | 0 | 0 |  | 2004-02-21 | 21.343 |  | 1987-09-08 | 0.04
|  | 1975-08-05 | 0.01 |  | 20 | 0 | 0% |  | 2004-05-25 | 1142.4357 |  |  | 2004-05-06 | 1029.702 |  |  | 2005-12-15 | 0.61 |  |  | 2005-12-31 | 0 | 0 |  | 2004-02-22 | 21.343 |  | 1987-10-01 | 0.06
|  | 1975-08-12 | 0.01 | [5 empty] | 2004-05-31 | 1142.326 |  |  | 2004-05-10 | 1029.61 |  |  | 2006-01-23 | 0.39 |  |  | 2006-01-31 | 0 | 0 |  | 2004-02-23 | 21.343 |  | 1987-10-06 | 0.06
|  | 1975-08-19 | 0.07 |  |  | 887 |  |  | 2004-06-07 | 1142.2711 |  |  | 2004-05-11 | 1029.644 |  |  | 2006-02-14 |  |  |  | 2006-02-28 | 0 | 0 |  | 2004-02-24 | 65.213 |  | 1987-11-01 | 0.05
|  | 1975-08-27 | 0.01 | [5 empty] | 2004-06-14 | 1142.1949 |  |  | 2004-05-12 | 1029.645 |  |  | 2006-03-24 | 0.59 |  |  | 2006-03-31 | 0 | 0 |  | 2004-02-25 | 65.213 |  | 1987-11-10 | 0.05
|  | 1975-09-02 | 146 | [5 empty] | 2004-06-21 | 1142.0608 |  |  | 2004-05-13 | 1029.658 |  |  | 2006-04-25 | 0.049 |  |  | 2006-04-30 | 0 | 0 |  | 2004-02-26 | 65.213 |  | 1987-12-01 | 0.02
|  | 1975-09-09 | 0.03 | [5 empty] | 2004-06-28 | 1142.0944 |  |  | 2004-05-16 | 1029.642 |  |  | 2006-05-18 | 0.047 |  |  | 2006-05-31 | 286.9323 | 4547.9689 |  | 2004-02-27 | 65.213 |  | 1987-12-09 | 0.02
|  | 1975-09-16 | 0.08 | [5 empty] | 2004-07-05 | 1142.1462 |  |  | 2004-05-21 | 1029.61 |  |  | 2006-09-12 | 0.23 |  |  | 2006-06-30 | 286.3384 | 4538.5554 |  | 2004-02-28 | 65.213 |  | 1988-01-27 | 0.045
|  | 1975-09-24 | 0.01 | [5 empty] | 2004-07-09 | 1142.1797 |  |  | 2004-05-28 | 1029.73 |  |  | 2006-10-17 | 0.49 |  |  | 2006-07-31 | 314.195 | 4980.0929 |  | 2004-02-29 | 65.213 |  | 1988-02-17 | 0.036
|  | 1975-10-14 | 0.01 | [5 empty] | 2004-07-12 | 1142.1949 |  |  | 2004-06-02 | 1029.803 |  |  | 2006-11-14 | 0.5 |  |  | 2006-08-31 | 234.7973 | 3721.6128 |  | 2004-03-01 | 16.007 |  | 1988-03-24 | 0.035
|  | 1977-01-04 | 0.02 | [5 empty] | 2004-07-19 | 1142.0669 |  |  | 2004-06-07 | 1029.868 |  |  | 2006-12-13 | 0.35 |  |  | 2006-09-30 | 93.8675 | 1487.8302 |  | 2004-03-02 | 16.007 |  | 1988-04-25 | 0.15 | 0.15
|  | 1977-01-11 | 0.1 | [5 empty] | 2004-07-26 | 1142.1157 |  |  | 2004-06-21 | 1029.698 |  |  | 2007-01-16 | 0.39 |  |  | 2006-10-31 | 0 | 0 |  | 2004-03-03 | 16.007 |  | 1988-05-25 | 0.017
|  | 1977-01-13 | 0.03 | [5 empty] | 2004-07-31 | 1142.1553 |  |  | 2004-07-08 | 1029.868 |  |  | 2007-02-15 | 0.3 |  |  | 2006-11-30 | 0 | 0 |  | 2004-03-04 | 16.007 |  | 1988-06-07 | 0.015
|  | 1977-01-17 | 0.06 | [5 empty] | 2004-08-15 | 1142.2407 |  |  | 2004-07-16 | 1029.805 |  |  | 2007-03-12 | 0.29 |  |  | 2006-12-31 | 0 | 0 |  | 2004-03-05 | 188.19 |  | 1988-07-11 | 0.027
|  | 1977-01-24 | 0.04 | [5 empty] | 2004-08-23 | 1142.2711 |  |  | 2004-07-30 | 1029.74 |  |  | 2007-04-19 | 0.24 |  |  | 2007-01-31 | 0 | 0 |  | 2004-03-06 | 188.19 |  | 1988-08-16 | 0.013
|  | 1977-01-27 | 0.04 | [5 empty] | 2004-08-31 | 1142.0334 |  |  | 2004-08-12 | 1029.868 |  |  | 2007-05-15 | 0.032 |  |  | 2007-02-28 | 0 | 0 |  | 2004-03-07 | 188.19 |  | 1988-09-13 | 0.025
|  | 1977-02-01 | 0.03 | [5 empty] | 2004-09-07 | 1141.8597 |  |  | 2004-08-19 | 1029.93 |  |  | 2007-11-14 | 0.19 |  |  | 2007-03-31 | 0 | 0 |  | 2004-03-08 | 188.19 |  | 1988-10-06 | 0.082
|  | 1977-02-08 | 0.04 | [5 empty] | 2004-09-15 | 1141.689 |  |  | 2004-09-17 | 1028.902 |  |  | 2007-12-10 | 0.21 |  |  | 2007-04-30 | 75.8628 | 1202.4505 |  | 2004-03-09 | 0 |  | 1988-11-01 | 0.021
|  | 1977-02-14 | 0.06 | [5 empty] | 2004-09-18 | 1141.6798 |  |  | 2004-09-24 | 1029.03 |  |  | 2007-12-11 |  |  |  | 2007-05-31 | 182.2493 | 2888.7098 |  | 2004-03-10 | 0 |  | 1988-11-30 | 0.022
|  | 1977-02-21 | 0.05 | [5 empty] | 2004-09-30 | 1141.7499 |  |  | 2004-10-05 | 1029.202 |  |  | 2008-01-08 | 0.16 |  |  | 2007-06-30 | 223.0797 | 3535.8851 |  | 2004-03-11 | 0 |  | 1989-02-07 | 0.025
|  | 1977-03-01 | 0.02 | [5 empty] | 2004-10-15 | 1141.8566 |  |  | 2004-10-08 | 1029.252 |  |  | 2008-02-19 | 0.12 |  |  | 2007-07-31 | 225.2206 | 3569.8185 |  | 2004-03-12 | 0 |  | 1989-05-09 | 0.024
|  | 1977-03-07 | 0.03 | [5 empty] | 2004-10-31 | 1141.9511 |  |  | 2004-10-14 | 1029.345 |  |  | 2008-03-18 | 0.12 |  |  | 2007-08-31 | 239.9144 | 3802.7214 |  | 2004-03-13 | 0 |  | 1989-05-31 | 0.0145
|  | 1977-03-15 | 0.1 | [5 empty] | 2004-11-15 | 1142.0395 |  |  | 2004-10-21 | 1029.261 |  |  | 2008-11-04 | 0.17 |  |  | 2007-09-30 | 119.7801 | 1898.5539 |  | 2004-03-14 | 0 |  | 1989-06-13 | 0.024
|  | 1977-03-21 | 0.02 | [5 empty] | 2004-11-30 | 1142.1248 |  |  | 2004-10-25 | 1028.782 |  |  | 2008-11-04 10:30 |  |  |  | 2007-10-31 | 49.5412 | 785.2439 |  | 2004-03-15 | 0 |  | 1989-07-10 | 0.037
|  | 1977-03-28 | 0.01 | [5 empty] | 2004-12-15 | 1142.2346 |  |  | 2004-10-26 | 1028.748 |  |  | 2008-12-01 | 0.19 |  |  | 2007-11-30 | 0 | 0 |  | 2004-03-16 | 0 |  | 1989-07-25 | 0.012
|  | 1977-04-04 | 0.12 | [5 empty] | 2004-12-31 | 1142.3351 |  |  | 2004-10-28 | 1028.795 |  |  | 2008-12-01 12:10 |  |  |  | 2007-12-31 | 0 | 0 |  | 2004-03-17 | 0 |  | 1989-07-28 | 0.042
|  | 1977-04-11 | 0.24 | [5 empty] | 2005-01-15 | 1142.4144 |  |  | 2004-10-28 | 1028.795 |  |  | 2008-12-03 |  |  |  | 2010-04-01 | 96.996 | 1537.4179 |  | 2004-03-18 | 0 |  | 1989-08-14 | 0.017
|  | 1977-04-18 | 0.05 | [5 empty] | 2005-01-31 | 1142.4845 |  |  | 2004-11-04 | 1028.929 |  |  | 2009-01-12 | 0.18 |  |  | 2010-05-01 | 325 | 5151.355 |  | 2004-03-19 | 0 |  | 1989-09-06
|  | 1977-04-25 | 0.16 | [5 empty] | 2005-02-15 | 1142.5576 |  |  | 2004-11-09 | 1029.02 |  |  | 2009-02-02 | 0.17 |  |  | 2010-06-01 | 391.801 | 6210.1724 |  | 2004-03-20 | 0 |  | 1989-09-11 | 0.013
|  | 1977-05-02 | 0.16 | [5 empty] | 2005-03-15 | 1142.675 |  |  | 2004-11-17 | 1029.135 |  |  | 2009-03-03 16:30 | 0.19 |  |  | 2010-07-01 | 417.278 | 6613.9911 |  | 2004-03-21 | 0 |  | 1989-09-18 | 0.013
|  | 1977-05-09 | 0.26 | [5 empty] | 2005-03-31 | 1142.7466 |  |  | 2004-11-24 | 1029.24 |  |  | 2009-03-24 |  |  |  | 2010-08-01 | 293.398 | 4650.4531 |  | 2004-03-22 | 0 |  | 1989-10-16 | 0.017
|  | 1977-05-16 | 0.14 | [5 empty] | 2005-04-15 | 1142.8045 |  |  | 2004-12-01 | 1029.33 |  |  | 2009-03-24 14:15 |  |  |  | 2010-09-01 | 248.33 | 3936.1107 |  | 2004-03-23 | 0 |  | 1989-11-06 | 0.021
|  | 1977-05-24 | 0.1 | [5 empty] | 2005-04-30 | 1142.96 |  |  | 2004-12-15 | 1029.515 |  |  | 2009-04-06 14:50 | 0.0927 |  |  | 2010-11-01 | 195 | 3090.813 |  | 2004-03-24 | 0 |  | 1989-12-11 | 0.024
|  | 1977-05-31 | 0.04 | [5 empty] | 2005-05-07 | 1142.9752 |  |  | 2004-12-22 | 1029.58 |  |  | 2009-05-04 13:45 | 0.009 |  |  | 2010-12-01 | 179.583 | 2846.4486 |  | 2004-03-25 | 0 |  | 1990-01-15 | 0.029
|  | 1977-06-06 | 0.05 | [5 empty] | 2005-05-15 | 1143.0118 |  |  | 2005-01-17 | 1029.878 |  |  | 2009-06-08 00:10 |  |  |  | 2011-03-01 | 123.935 | 1964.4098 |  | 2004-03-26 | 0 |  | 1990-02-12 | 0.057
|  | 1977-06-14 | 0.06 | [5 empty] | 2005-05-18 | 1143.0606 |  |  | 2005-01-25 | 1029.94 |  |  | 2009-06-08 12:10 | 0.0435 |  |  | 2011-04-01 | 138.125 | 2189.3259 |  | 2004-03-27 | 0 |  | 1990-03-12 | 0.097
|  | 1977-06-22 | 0.08 | [5 empty] | 2005-05-31 | 1142.9356 |  |  | 2005-02-03 | 1030.03 |  |  | 2009-07-13 10:20 | 0.185 |  |  | 2011-05-01 | 312.34 | 4950.6899 |  | 2004-03-28 | 0 |  | 1990-04-17 | 0.093 | 0.093
|  | 1977-06-27 | 0.13 | [5 empty] | 2005-06-15 | 1142.7893 |  |  | 2005-02-10 | 1030.09 |  |  | 2009-08-06 16:50 | 0.191 |  |  | 2011-06-01 | 273.642 | 4337.3141 |  | 2004-03-29 | 0 |  | 1990-05-01 | 0.0715
|  | 1977-07-04 | 0.11 | [5 empty] | 2005-06-20 | 1142.704 |  |  | 2005-02-17 | 1030.134 |  |  | 2009-09-03 14:45 | 0.236 |  |  | 2011-07-01 | 285.007 | 4517.453 |  | 2004-03-30 | 0 |  | 1990-05-14 | 0.035
|  | 1977-07-11 | 0.08 | [5 empty] | 2005-06-27 | 1142.5851 |  |  | 2005-02-22 | 1030.176 |  |  | 2009-09-09 11:40 |  |  |  | 2011-08-01 | 362.694 | 5748.8171 |  | 2004-03-31 | 0 |  | 1990-06-11 | 0.013
|  | 1977-07-19 | 0.12 | [5 empty] | 2005-06-30 | 1142.5455 |  |  | 2005-02-23 | 1030.045 |  |  | 2009-09-24 18:10 | 0.591 |  |  | 2011-09-01 | 357.102 | 5660.1821 |  | 2004-04-01 | 0 |  | 1990-07-06 | 0.01
|  | 1978-01-05 | 0.04 | [5 empty] | 2005-07-05 | 1142.4357 |  |  | 2005-02-24 | 1029.854 |  |  | 2009-10-04 14:20 | 0.397 |  |  | 2011-11-01 | 253 | 4010.1317 |  | 2004-04-02 | 0 |  | 1990-07-11 | 0.0045
|  | 1978-01-10 | 0.03 | [5 empty] | 2005-07-11 | 1142.3412 |  |  | 2005-02-25 | 1029.693 |  |  | 2009-11-05 09:05 | 0.293 |  |  | 2011-12-01 | 266.83 | 4229.3417 |  | 2004-04-03 | 0 |  | 1990-07-12 | 0.0065
|  | 1978-01-17 | 0.04 | [5 empty] | 2005-07-18 | 1142.2254 |  |  | 2005-02-26 | 1029.525 |  |  | 2009-11-05 21:05 |  |  |  | 2012-03-01 |  | 0 |  | 2004-04-04 | 0 |  | 1990-08-08 | 0.011
|  | 1978-01-23 | 0.07 | [5 empty] | 2005-07-25 | 1142.0944 |  |  | 2005-02-27 | 1029.355 |  |  | 2009-12-01 14:21 | 0.348 |  |  | 2012-04-01 | 191.115 | 3029.2345 |  | 2004-04-05 | 0 |  | 1990-10-02 | 0.0145
|  | 1978-01-31 | 0.07 | [5 empty] | 2005-07-31 | 1141.9938 |  |  | 2005-02-28 | 1029.185 |  |  | 2010-01-11 |  |  |  | 2012-05-01 | 240.043 | 3804.7591 |  | 2004-04-06 | 0 |  | 1991-01-02 | 0.018
|  | 1978-02-08 | 0.01 | [5 empty] | 2005-08-01 | 1141.9755 |  |  | 2005-03-02 | 1029.03 |  |  | 2010-01-11 12:12 | 0.453 |  |  | 2012-06-01 | 300.143 | 4757.3635 |  | 2004-04-07 | 0 |  | 1991-02-04 | 0.017
|  | 1978-02-15 | [6 empty] | 2005-08-08 | 1141.8353 |  |  | 2005-03-03 | 1028.94 |  |  | 2010-02-22 |  |  |  | 2012-07-01 | 368.829 | 5846.0588 |  | 2004-04-08 | 0 |  | 1991-02-27 | 0.0245 |  |  |  | 2004-01-01 | 37987
|  | 1978-02-22 | 0.08 | [5 empty] | 2005-08-15 | 1141.689 |  |  | 2005-03-06 | 1028.58 |  |  | 2010-02-22 08:50 | 0.34 |  |  | 2012-08-01 | 342.293 | 5425.4546 |  | 2004-04-09 | 0 |  | 1991-03-04 | 0.025
|  | 1978-03-01 | 0.04 | [5 empty] | 2005-08-22 | 1141.5488 |  |  | 2005-03-07 | 1028.443 |  |  | 2010-03-02 |  |  |  | 2012-09-01 |  | 0 |  | 2004-04-10 | 0 |  | 1991-04-01 | 0.047 | 0.047
|  | 1978-03-09 | 0.03 | [5 empty] | 2005-08-29 | 1141.4238 |  |  | 2005-03-08 | 1028.34 |  |  | 2010-03-02 11:30 | 0.326 |  |  | 2012-01-01 | 1000.1486 | 889.2451 | 1098.1412 | 2004-04-11 | 0 |  | 1991-05-01 | 0.096
|  | 1978-03-14 | 0.08 | [5 empty] | 2005-08-31 | 1141.3903 |  |  | 2005-03-09 | 1028.195 |  |  | 2010-04-13 |  |  |  | 2012-02-01 | 555.2395 | 0 | 641.1622 | 2004-04-12 | 0 |  | 1991-05-08 | 0.028
|  | 1978-03-22 | 0.09 | [5 empty] | 2005-09-05 | 1141.2866 |  |  | 2005-03-10 | 1028.18 |  |  | 2010-04-13 11:00 | 0.203 |  |  | 2012-03-01 | 367.5456 | 0 | 448.66 | 2004-04-13 | 0 |  | 1991-06-04 | 0.013
|  | 1978-03-28 | 0.03 | [5 empty] | 2005-09-12 | 1141.1556 |  |  | 2005-03-11 | 1028.05 |  |  | 2010-05-03 |  |  |  | 2012-04-01 | 285.6028 | 0 | 376.7865 | 2004-04-14 | 0 |  | 1991-07-02 | 0.068
|  | 1978-04-03 | 1 | [5 empty] | 2005-09-15 | 1141.0946 |  |  | 2005-03-12 | 1027.885 |  |  | 2010-05-03 15:44 | 0.0628 |  |  | 2012-05-01 | 7258.8869 | 3885.5336 | 7312.3968 | 2004-04-15 | 0 |  | 1991-07-17 | 0.068
|  | 1978-04-11 | 0.03 | [5 empty] | 2005-09-19 | 1141.0154 |  |  | 2005-03-13 | 1027.745 |  |  | 2010-05-03 15:54 |  |  |  | 2012-06-01 | 7238.9843 | 3645.4658 | 8939.9485 | 2004-04-16 | 0 |  | 1991-07-24 | 0.0035
|  | 1978-04-17 | 1 | [5 empty] | 2005-09-30 | 1141.1098 |  |  | 2005-03-14 | 1027.605 |  |  | 2010-06-04 |  |  |  | 2012-07-01 | 6785.4085 | 0 | 8965.6939 | 2004-04-17 | 0 |  | 1991-08-05 | 0.034
|  | 1978-04-25 | 0.15 | [5 empty] | 2005-10-13 | 1141.1952 |  |  | 2005-03-15 | 1027.457 |  |  | 2010-06-04 09:24 | 0.365 |  |  | 2012-08-01 | 3076.5212 | 0 | 8110.4867 | 2004-04-18 | 0 |  | 1991-09-03 | 0.022
|  | 1978-05-01 | 0.33 | [5 empty] | 2005-10-17 | 1141.2165 |  |  | 2005-03-16 | 1027.28 |  |  | 2010-07-10 |  |  |  | 2012-09-01 | 3689.7518 | 1752.6522 | 6484.8212 | 2004-04-19 | 0 |  | 1991-09-10 | 0.069
|  | 1978-05-08 | 0.2 | [5 empty] | 2005-10-31 | 1141.3049 |  |  | 2005-03-18 | 1027.018 |  |  | 2010-07-10 15:12 | 0.173 |  |  | 2012-10-01 | 1307.1947 | 0 | 2577.6492 | 2004-04-20 | 0 |  | 1991-10-07 | 0.025
|  | 1978-05-16 | 0.12 | [5 empty] | 2005-11-15 | 1141.4238 |  |  | 2005-03-21 | 1026.58 |  |  | 2010-08-03 |  |  |  | 2012-11-01 | 771.2544 | 0 | 2204.7697 | 2004-04-21 | 0 |  | 1991-11-06 | 0.03475
|  | 1978-05-23 | 0.08 | [5 empty] | 2005-11-30 | 1141.5305 |  |  | 2005-03-22 | 1026.453 |  |  | 2010-08-03 13:47 | 0.299 |  |  | 2012-12-01 | 533.476 | 0 | 2236.8107 | 2004-04-22 | 0 |  | 1991-12-03 | 0.022
|  | 1978-05-30 | 0.07 | [5 empty] | 2005-12-15 | 1141.6158 |  |  | 2005-03-23 | 1026.307 |  |  | 2010-09-02 |  |  |  | 2013-01-01 | 418.9911 | 0 | 2134.4524 | 2004-04-23 | 71.142 |  | 1992-01-10 | 0.023
|  | 1978-06-06 | 0.01 | [5 empty] | 2005-12-31 | 1141.7012 |  |  | 2005-04-04 | 1026.63 |  |  | 2010-09-02 12:12 | 0.229 |  |  | 2013-02-01 | 228.215 | 0 | 1975.6336 | 2004-04-24 | 94.855 |  | 1992-01-21 | 0.025333
|  | 1978-06-13 | 1 | [5 empty] | 2006-01-15 | 1141.7804 |  |  | 2005-04-07 | 1026.702 |  |  | 2010-10-20 |  |  |  | 2013-03-01 | 208.7684 | 0 | 1955.4337 | 2004-04-25 | 94.855 |  | 1992-02-20 | 0.055
|  | 1978-06-20 | 1 | [5 empty] | 2006-01-31 | 1141.8658 |  |  | 2005-05-02 | 1027.923 |  |  | 2010-10-20 10:55 | 0.402 |  |  | 2013-04-01 | 202.7978 | 0 | 1119.5898 | 2004-04-26 | 94.855 |  | 1992-03-12 | 0.044
|  | 1978-06-28 | 0.05 | [5 empty] | 2006-02-15 | 1141.9511 |  |  | 2005-05-03 | 1027.847 |  |  | 2010-11-08 |  |  |  | 2013-05-01 | 5235.2746 | 2076.1165 | 7653.0506 | 2004-04-27 | 157.5 |  | 1992-04-29 | 0.048 | 0.048
|  | 1984-01-30 | 0.06 | [5 empty] | 2006-02-28 | 1142.0212 |  |  | 2005-05-04 | 1027.742 |  |  | 2010-11-08 11:55 | 0.36 |  |  | 2013-06-01 | 5055.6615 | 1145.8613 | 8922.6973 | 2004-04-28 | 157.5 |  | 1992-09-09 | 0.009
|  | 1984-02-27 | 0.1 | [5 empty] | 2006-03-15 | 1142.0944 |  |  | 2005-05-05 | 1027.626 |  |  | 2010-12-01 |  |  |  | 2013-07-01 | 4627.2609 | 530.3133 | 9010.0813 | 2004-04-29 | 157.5 |  | 1992-10-08 | 0.026
|  | 1984-03-19 | 0.08 | [5 empty] | 2006-03-30 | 1142.1645 |  |  | 2005-05-09 | 1027.382 |  |  | 2010-12-01 08:50 | 0.433 |  |  | 2013-08-01 | 2901.2483 | 0 | 6584.9026 | 2004-04-30 | 157.5 |  | 1992-11-24 | 0.024
|  | 1984-04-30 | 0.07 | [5 empty] | 2006-04-16 | 1142.2437 |  |  | 2005-05-16 | 1027.26 |  |  | 2011-01-18 14:35 | 0.251 |  |  | 2013-09-01 | 3262.8373 | 1256.8998 | 4958.0387 | 2004-05-01 | 67.435 |  | 1992-11-25 | 0.02
|  | 1984-05-22 | 0.07 | [5 empty] | 2006-04-30 | 1142.3047 |  |  | 2005-05-24 | 1028.265 |  |  | 2011-02-03 10:16 | 0.262 |  |  | 2013-10-01 | 1150.4821 | 0 | 2634.6667 | 2004-05-02 | 67.435 |  | 1993-01-20 | 0.035
|  | 1984-06-18 | 0.06 | [5 empty] | 2006-05-15 | 1142.4418 |  |  | 2005-05-25 | 1028.313 |  |  | 2011-03-15 14:31 | 0.219 |  |  | 2013-11-01 | 703.6135 | 0 | 1496.0701 | 2004-05-03 | 67.435 |  | 1993-02-17 | 0.04
|  | 1984-07-16 | 0.06 | [5 empty] | 2006-05-31 | 1142.6338 |  |  | 2005-05-26 | 1028.31 |  |  | 2011-03-15 14:36 |  |  |  | 2013-12-01 | 485.7949 | 0 | 2072.0326 | 2004-05-04 | 72.086 |  | 1993-03-15 | 0.04
|  | 1984-08-27 | 0.11 | [5 empty] | 2006-06-15 | 1142.5363 |  |  | 2005-05-30 | 1028.262 |  |  | 2011-04-14 15:35 | 0.212 |  |  | 2014-01-01 | 395.4347 | 0 | 2237.0727 | 2004-05-05 | 72.086 |  | 1993-04-26 | 0.08 | 0.08
|  | 1984-09-17 | 0.05 | [5 empty] | 2006-06-30 | 1142.3351 |  |  | 2005-06-01 | 1028.213 |  |  | 2011-05-05 16:10 | 0.029 |  |  | 2014-02-01 | 181.7119 | 0 | 1988.9352 | 2004-05-06 | 72.086 |  | 1993-04-27 | 0.0515 | 0.0515
|  | 1984-10-22 | 0.11 | [5 empty] | 2006-07-15 | 1142.0852 |  |  | 2005-06-06 | 1028.145 |  |  | 2011-06-20 14:32 | 0.215 |  |  | 2014-03-01 | 179.6824 | 0 | 1921.3846 | 2004-05-07 | 53.483 |  | 1993-05-26 | 0.01
|  | 1985-08-12 | 0.03 | [5 empty] | 2006-07-31 | 1141.7865 |  |  | 2005-06-08 | 1028.129 |  |  | 2011-07-14 16:31 | 0.158 |  |  | 2014-04-01 | 169.3103 | 0 | 1978.1858 | 2004-05-08 | 53.483 |  | 1993-06-24 | 0.0096667
|  | 1985-09-16 | 0.04 | [5 empty] | 2006-08-15 | 1141.5244 |  |  | 2005-06-13 | 1028.134 |  |  | 2011-08-23 15:35 | 0.0511 |  |  | 2014-05-01 | 4395.3151 | 2014.696 | 7268.5277 | 2004-05-09 | 53.483 |  | 1993-08-02 | 0.0165
|  | 1985-10-13 | 0.05 | [5 empty] | 2006-08-22 | 1141.3689 |  |  | 2005-06-20 | 1028.183 |  |  | 2011-09-21 11:07 | 0.157 |  |  | 2014-06-01 | 5830.5553 | 697.6898 | 8912.2209 | 2004-05-10 | 53.483 |  | 1993-08-31 | 0.02
|  | 1985-10-28 | 0.04 | [5 empty] | 2006-08-31 | 1141.2013 |  |  | 2005-06-27 | 1028.343 |  |  | 2011-10-19 13:17 | 0.267 |  |  | 2014-07-01 | 4578.908 | 1349.0798 | 8990.2632 | 2004-05-11 | 0 |  | 1993-09-01 | 0.03
|  | 1985-11-11 | 0.05 | [5 empty] | 2006-09-08 | 1141.0458 |  |  | 2005-06-29 | 1028.29 |  |  | 2011-11-15 13:30 | 0.238 |  |  | 2014-08-01 | 2897.864 | 101.0434 | 6378.2961 | 2004-05-12 | 0 |  | 1993-09-30 | 0.03
|  | 1985-12-08 | 0.04 | [5 empty] | 2006-09-30 | 1141.2257 |  |  | 2005-06-30 | 1028.245 |  |  | 2011-12-05 10:55 | 0.212 |  |  | 2014-09-01 | 3069.7036 | 1261.3567 | 4941.4087 | 2004-05-13 | 0 |  | 1993-10-01 | 0.04
|  | 1987-01-01 | 0.09 | [5 empty] | 2006-10-15 | 1141.311 |  |  | 2005-07-05 | 1028.07 |  |  | 2012-01-12 12:45 | 0.299 |  |  | 2014-10-01 | 1244.5534 | 0 | 2634.293 | 2004-05-14 | 12.402 |  | 1993-10-25 | 0.04
|  | 1987-02-01 | 0.07 | [5 empty] | 2006-10-31 | 1141.4146 |  |  | 2005-07-08 | 1028.015 |  |  | 2012-02-06 11:09 | 0.106 |  |  | 2014-11-01 | 650.7752 | 0 | 1495.8721 | 2004-05-15 | 12.402 |  | 1993-11-01 | 0.05
|  | 1987-03-01 | 0.08 | [5 empty] | 2006-11-15 | 1141.5091 |  |  | 2005-07-11 | 1028.021 |  |  | 2012-03-05 14:40 | 0.159 |  |  | 2014-12-01 | 513.234 | 0 | 2295.5507 | 2004-05-16 | 12.402 |  | 1993-11-29 | 0.1255
|  | 1987-04-01 | 0.06 | [5 empty] | 2006-11-30 | 1141.5945 |  |  | 2005-07-18 | 1027.84 |  |  | 2012-03-08 13:35 |  |  |  | 2015-01-01 | 407.888 | 0 | 2105.1927 | 2004-05-17 | 14.882 |  | 1993-12-01 | 0.05
|  | 1987-05-01 | 0.05 | [5 empty] | 2006-12-15 | 1141.6646 |  |  | 2005-07-26 | 1027.685 |  |  | 2012-01-01 | 0.299 | 0.299 | 0.299 | 2015-02-01 | 186.6354 | 0 | 1982.0692 | 2004-05-18 | 14.882 |  | 1993-12-13 | 0.12
|  | 1987-06-01 | 0.03 | [5 empty] | 2006-12-31 | 1141.7347 |  |  | 2005-08-01 | 1027.568 |  |  | 2012-02-01 | 0.22146 | 0.067535 | 0.37361 | 2015-03-01 | 198.0341 | 0 | 1078.8412 | 2004-05-19 | 14.882 |  | 1994-01-01 | 0.05
|  | 1987-07-01 | 0.06 | [5 empty] | 2007-01-15 | 1141.8048 |  |  | 2005-08-08 | 1027.47 |  |  | 2012-03-01 | 0.2216 | 0.060577 | 0.36871 | 2015-04-01 | 196.5492 | 0 | 663.4216 | 2004-05-20 | 14.882 |  | 1994-01-17 | 0.0415
|  | 1987-08-01 | 0.07 | [5 empty] | 2007-01-31 | 1141.8658 |  |  | 2005-08-15 | 1027.335 |  |  | 2012-04-01 | 0.19981 | 0.0077568 | 0.34929 | 2015-05-01 | 4552.5905 | 2039.0371 | 7306.0443 | 2004-05-21 | 14.882 |  | 1994-01-31 | 0.05
|  | 1987-08-11 | 0.07 | [5 empty] | 2007-02-15 | 1141.9145 |  |  | 2005-08-22 | 1027.202 |  |  | 2012-05-01 | 0.13314 | 0.0006546 | 0.25177 | 2015-06-01 | 5838.4199 | 1154.633 | 8944.916 | 2004-05-22 | 0 |  | 1994-03-01 | 0.05
|  | 1987-09-01 | 0.06 | [5 empty] | 2007-02-28 | 1141.9651 |  |  | 2005-08-30 | 1027.14 |  |  | 2012-06-01 | 0.08529 | 0.023433 | 0.18584 | 2015-07-01 | 4592.5276 | 901.2054 | 8216.6807 | 2004-05-23 | 0 |  | 1994-03-03 | 0.11
|  | 1987-09-08 | 0.06 | [5 empty] | 2007-03-15 | 1142.0151 |  |  | 2005-09-07 | 1027.395 |  |  | 2012-07-01 | 0.074847 | 0.0036266 | 0.18087 | 2015-08-01 | 2814.3025 | 0 | 5286.7211 | 2004-05-24 | 0 |  | 1994-04-26 | 0.17 | 0.17
|  | 1987-10-01 | 0.11 | [5 empty] | 2007-03-31 | 1142.0791 |  |  | 2005-09-12 | 1027.54 |  |  | 2012-08-01 | 0.070073 | 0.00097755 | 0.19992 | 2015-09-01 | 3159.7754 | 1091.4655 | 4968.1972 | 2004-05-25 | 0 |  | 1994-05-02 | 0.044
|  | 1987-10-06 | 0.11 | [5 empty] | 2007-04-15 | 1142.1462 |  |  | 2005-09-19 | 1027.67 |  |  | 2012-09-01 | 0.11884 | 0.062458 | 0.21484 | 2015-10-01 | 1158.7202 | 0 | 2738.6169 | 2004-05-26 | 0 |  | 1994-05-31 | 0.02
|  | 1987-11-01 | 0.12 | [5 empty] | 2007-04-30 | 1142.2346 |  |  | 2005-09-22 | 1027.525 |  |  | 2012-10-01 | 0.12969 | 2.9915e-05 | 0.33747 | 2015-11-01 | 607.0962 | 0 | 1523.2258 | 2004-05-27 | 0 |  | 1994-06-27 | 0.01
|  | 1987-11-10 | 0.12 | [5 empty] | 2007-05-15 | 1142.3748 |  |  | 2005-09-26 | 1027.264 |  |  | 2012-11-01 | 0.13138 | 0.0013198 | 0.30994 | 2015-12-01 | 491.4769 | 0 | 1955.943 | 2004-05-28 | 0 |  | 1994-08-10 | 0.011333
|  | 1987-12-01 | 0.11 | [5 empty] | 2007-05-22 | 1142.3839 |  |  | 2005-09-27 | 1027.174 |  |  | 2012-12-01 | 0.15708 | 0.003921 | 0.34181 | 2016-01-01 | 379.9852 | 0 | 2155.0731 | 2004-05-29 | 0 |  | 1994-09-25 | 0.03
|  | 1987-12-09 | 0.11 | [5 empty] | 2007-05-28 | 1142.3748 |  |  | 2005-09-29 | 1026.949 |  |  | 2013-01-01 | 0.19762 | 0.033388 | 0.44961 | 2016-02-01 | 183.929 | 0 | 2024.2532 | 2004-05-30 | 0 |  | 1994-10-12 | 0.009
|  | 1988-01-27 | 0.093 | [5 empty] | 2007-05-31 | 1142.3748 |  |  | 2005-10-03 | 1026.54 |  |  | 2013-02-01 | 0.13044 | 6.3357e-05 | 0.5188 | 2016-03-01 | 194.0374 | 0 | 1971.9189 | 2004-05-31 | 0 |  | 1994-10-15 | 0.04
|  | 1988-02-05 | 0.035 | [5 empty] | 2007-06-04 | 1142.3717 |  |  | 2005-10-05 | 1026.325 |  |  | 2013-03-01 | 0.14738 | 0.00029883 | 0.51402 | 2016-04-01 | 0 | 0 | 660.5924 | 2004-06-01 | 0 |  | 1994-11-25 | 0.01
|  | 1988-02-17 | 0.043 | [5 empty] | 2007-06-11 | 1142.3839 |  |  | 2005-10-12 | 1026.564 |  |  | 2013-04-01 | 0.11963 | 2.6791e-06 | 0.50974 | 2016-05-01 | 4602.5249 | 2117.8635 | 7283.2058 | 2004-06-02 | 0 |  | 1995-01-25 | 0.005
|  | 1988-03-22 | 0.1365 | [5 empty] | 2007-06-14 | 1142.39 |  |  | 2005-10-17 | 1026.714 |  |  | 2013-05-01 | 0.043767 | 1.9816e-06 | 0.40565 | 2016-06-01 | 5703.9957 | 26.8443 | 8920.2286 | 2004-06-03 | 0 |  | 1995-01-31 | 0.05
|  | 1988-03-24 | 0.067 | [5 empty] | 2007-06-18 | 1142.3809 |  |  | 2005-10-24 | 1026.92 |  |  | 2013-06-01 | 0.074262 | 0.00094978 | 0.2016 | 2016-07-01 | 4605.3072 | 1100.6846 | 7625.3396 | 2004-06-04 | 0 |  | 1995-02-01 | 0.05
|  | 1988-04-25 | 0.126 | [5 empty] | 2007-06-30 | 1142.3138 |  |  | 2005-10-31 | 1027.115 |  |  | 2013-07-01 | 0.079764 | 0.0078549 | 0.17718 | 2016-08-01 | 2865.1826 | 0 | 6533.1344 | 2004-06-05 | 0 |  | 1995-02-22 | 0.1
|  | 1988-05-25 | 0.042 | [5 empty] | 2007-07-09 | 1142.2407 |  |  | 2005-11-16 | 1027.515 |  |  | 2013-08-01 | 0.079755 | 0.0026039 | 0.21012 | 2016-09-01 | 3181.7192 | 1259.1019 | 4768.7863 | 2004-06-06 | 0 |  | 1995-02-24 | 0.1
|  | 1988-06-07 | 0.021 | [5 empty] | 2007-07-15 | 1142.1401 |  |  | 2005-11-30 | 1027.782 |  |  | 2013-09-01 | 0.1205 | 0.063921 | 0.2189 | 2016-10-01 | 1205.4414 | 0 | 2634.038 | 2004-06-07 | 0 |  | 1995-03-06 | 0.0033333
|  | 1988-07-20 | 0.046 | [5 empty] | 2007-07-23 | 1142.0151 |  |  | 2005-12-15 | 1028.032 |  |  | 2013-10-01 | 0.12081 | 0.0021403 | 0.29027 | 2016-11-01 | 643.6965 | 0 | 1495.735 | 2004-06-08 | 28.237 |  | 1995-03-08 | 0.03
|  | 1988-08-24 | 0.12 | [5 empty] | 2007-07-31 | 1141.8749 |  |  | 2006-01-17 | 1028.515 |  |  | 2013-11-01 | 0.11829 | 0.0052898 | 0.2769 | 2016-12-01 | 503.9366 | 0 | 944.8951 | 2004-06-09 | 28.237 |  | 1995-04-17 | 0.07 | 0.07
|  | 1988-09-13 | 0.135 | [5 empty] | 2007-08-15 | 1141.6158 |  |  | 2006-01-30 | 1028.655 |  |  | 2013-12-01 | 0.1202 | 0.0036714 | 0.3008 | 2017-01-01 | 392.9465 | 0 | 2122.6855 | 2004-06-10 | 28.237 |  | 1995-05-08 | 0.018
|  | 1988-10-06 | 0.185 | [5 empty] | 2007-08-31 | 1141.3141 |  |  | 2006-02-13 | 1028.613 |  |  | 2014-01-01 | 0.16269 | 0.033414 | 0.3622 | 2017-02-01 | 0 | 0 | 1957.1664 | 2004-06-11 | 28.237 |  | 1995-05-09 | 0.018
|  | 1988-11-01 | 0.02 | [5 empty] | 2007-09-10 | 1141.1312 |  |  | 2006-02-15 | 1028.615 |  |  | 2014-02-01 | 0.093532 | 9.0343e-05 | 0.33054 | 2017-03-01 | 179.7497 | 0 | 1947.0078 | 2004-06-12 | 28.237 |  | 1995-06-07 | 0.01
|  | 1988-11-30 | 0.175 | [5 empty] | 2007-09-11 | 1141.1403 |  |  | 2006-02-20 | 1028.602 |  |  | 2014-03-01 | 0.096694 | 0.0001239 | 0.32322 | 2017-04-01 | 0 | 0 | 670.2268 | 2004-06-13 | 28.237 |  | 1995-06-21 | 0.01
|  | 1989-01-27 | 0.115 | [5 empty] | 2007-09-15 | 1141.2552 |  |  | 2006-02-21 | 1028.545 |  |  | 2014-04-01 | 0.088857 | 0.0003779 | 0.33732 | 2017-05-01 | 4568.9711 | 2938.9862 | 7305.7264 | 2004-06-14 | 28.237 |  | 1995-07-20 | 0.01
|  | 1989-02-07 | 0.0765 | [5 empty] | 2007-09-30 | 1141.3299 |  |  | 2006-02-23 | 1028.42 |  |  | 2014-05-01 | 0.028327 | 2.3351e-06 | 0.28468 | 2017-06-01 | 5830.2171 | 689.8071 | 8942.6769 | 2004-06-15 | 28.237 |  | 1995-08-23 | 0.01
|  | 1989-02-13 | 0.115 | [5 empty] | 2007-10-15 | 1141.4543 |  |  | 2006-02-27 | 1028.05 |  |  | 2014-06-01 | 0.073948 | 0.017547 | 0.13995 | 2017-07-01 | 4612.2427 | 805.4825 | 8155.4286 | 2004-06-16 | 28.237 |  | 1995-09-18 | 0.01
|  | 1989-03-14 | 0.058 | [5 empty] | 2007-10-31 | 1141.5884 |  |  | 2006-03-01 | 1027.89 |  |  | 2014-07-01 | 0.078118 | 0.01506 | 0.14867 | 2017-08-01 | 2804.5465 | 0 | 5566.7822 | 2004-06-17 | 28.237 |  | 1995-10-03 | 0.007
|  | 1989-04-12 | 0.046 | [5 empty] | 2007-11-15 | 1141.7042 |  |  | 2006-03-02 | 1027.795 |  |  | 2014-08-01 | 0.072771 | 0.00016957 | 0.17972 | 2017-09-01 | 3158.6413 | 1864.3663 | 4954.6107 | 2004-06-18 | 28.237 |  | 1995-10-16 | 0.04
|  | 1989-05-31 | 0.034 | [5 empty] | 2007-11-30 | 1141.8017 |  |  | 2006-03-04 | 1027.63 |  |  | 2014-09-01 | 0.11563 | 0.061319 | 0.19579 | 2017-10-01 | 1211.2786 | 0 | 2633.8566 | 2004-06-19 | 28.237 |  | 1995-11-14 | 0.02
|  | 1989-06-12 | 0.052 | [5 empty] | 2007-12-15 | 1141.8962 |  |  | 2006-03-06 | 1027.452 |  |  | 2014-10-01 | 0.13275 | 0.0057298 | 0.39855 | 2017-11-01 | 631.408 | 0 | 1495.6397 | 2004-06-20 | 28.237 |  | 1995-12-06 | 0.02
|  | 1989-07-10 | 0.08 | [5 empty] | 2007-12-31 | 1141.9877 |  |  | 2006-03-08 | 1027.275 |  |  | 2014-11-01 | 0.12629 | 0.010261 | 0.37584 | 2017-12-01 | 485.3112 | 0 | 944.8015 | 2004-06-21 | 28.237 |  | 1995-12-12 | 0.01
|  | 1989-07-25 | 0.0365 | [5 empty] | 2008-01-15 | 1142.0639 |  |  | 2006-03-09 | 1027.18 |  |  | 2014-12-01 | 0.12698 | 0.012969 | 0.37368 | 2018-01-01 | 415.526 | 0 | 2236.8492 | 2004-06-22 | 0 |  | 1996-01-25 | 0.02
|  | 1989-08-14 | 0.049 | [5 empty] | 2008-01-31 | 1142.1553 |  |  | 2006-03-20 | 1027.433 |  |  | 2015-01-01 | 0.16427 | 0.03968 | 0.40195 | 2018-02-01 | 177.0133 | 0 | 1967.428 | 2004-06-23 | 0 |  | 1996-02-14 | 0.02
|  | 1989-09-06 | [6 empty] | 2008-02-15 | 1142.2151 |  |  | 2006-03-30 | 1027.61 |  |  | 2015-02-01 | 0.085307 | 7.629e-06 | 0.38167 | 2018-03-01 | 183.6467 | 0 | 1104.2582 | 2004-06-24 | 0 |  | 1996-03-05 | 0.024
|  | 1989-09-11 | 0.046 | [5 empty] | 2008-02-29 | 1142.2849 |  |  | 2006-04-06 | 1027.725 |  |  | 2015-03-01 | 0.10925 | 0.00031007 | 0.30277 | 2018-04-01 | 0 | 0 | 680.9003 | 2004-06-25 | 0 |  | 1996-03-12 | 0.02
|  | 1989-10-16 | 0.024 | [5 empty] | 2008-03-15 | 1142.3443 |  |  | 2006-04-18 | 1027.89 |  |  | 2015-04-01 | 0.078432 | 0.000259 | 0.32562 | 2018-05-01 | 4628.8699 | 2372.6187 | 7426.727 | 2004-06-26 | 0 |  | 1996-04-09 | 0.0075 | 0.0075
|  | 1989-11-15 | 0.131 | [5 empty] | 2008-03-31 | 1142.4113 |  |  | 2006-04-24 | 1028.16 |  |  | 2015-05-01 | 0.011786 | 1.1092e-06 | 0.24628 | 2018-06-01 | 5803.9421 | 1647.8633 | 8921.9557 | 2004-06-27 | 0 |  | 1996-04-23 | 0.08 | 0.08
|  | 1989-12-11 | 0.094 | [5 empty] | 2008-04-15 | 1142.4449 |  |  | 2006-05-01 | 1028.585 |  |  | 2015-06-01 | 0.076687 | 0.046379 | 0.16424 | 2018-07-01 | 4695.6842 | 1148.7309 | 8990.096 | 2004-06-28 | 0 |  | 1996-05-13 | 0.04
|  | 1990-01-15 | 0.083 | [5 empty] | 2008-04-30 | 1142.515 |  |  | 2006-05-03 | 1028.55 |  |  | 2015-07-01 | 0.08246 | 0.012469 | 0.1749 | 2018-08-01 | 3102.7931 | 0 | 5556.6563 | 2004-06-29 | 0 |  | 1996-06-11 | 0.02
|  | 1990-02-12 | 0.064 | [5 empty] | 2008-05-15 | 1142.4936 |  |  | 2006-05-08 | 1028.422 |  |  | 2015-08-01 | 0.06886 | 0.0011803 | 0.2118 | 2018-09-01 | 3085.1865 | 1251.3964 | 4960.489 | 2004-06-30 | 0 |  | 1996-07-17 | 0.09
|  | 1990-03-12 | 0.027 | [5 empty] | 2008-05-31 | 1142.3961 |  |  | 2006-05-11 | 1028.065 |  |  | 2015-09-01 | 0.11294 | 0.064804 | 0.22633 | 2018-10-01 | 1209.1776 | 0 | 2634.1929 | 2004-07-01 | 0 |  | 1996-08-15 | 0.01
|  | 1990-04-17 | 0.047 | [5 empty] | 2008-06-15 | 1142.1888 |  |  | 2006-05-15 | 1027.87 |  |  | 2015-10-01 | 0.12611 | 0.00037022 | 0.28449 | 2018-11-01 | 635.8161 | 0 | 1495.8182 | 2004-07-02 | 0 |  | 1996-09-11 | 0.01
|  | 1990-05-01 | 0.0975 | [5 empty] | 2008-06-30 | 1141.9663 |  |  | 2006-05-23 | 1027.872 |  |  | 2015-11-01 | 0.11839 | 0.0061602 | 0.25511 | 2018-12-01 | 485.7937 | 0 | 1426.1434 | 2004-07-03 | 0 |  | 1996-10-21 | 0.09
|  | 1990-05-02 | 0.124 | [5 empty] | 2008-07-15 | 1141.8505 |  |  | 2006-05-25 | 1027.777 |  |  | 2015-12-01 | 0.11731 | 0.0066078 | 0.25065 | 2019-01-01 | 371.6124 | 0 | 2112.3095 | 2004-07-04 | 0 |  | 1996-11-21 | 0.06
|  | 1990-05-14 | 0.083 | [5 empty] | 2008-07-31 | 1141.6768 |  |  | 2006-05-29 | 1027.585 |  |  | 2016-01-01 | 0.15525 | 0.033771 | 0.27878 | 2019-02-01 | 178.4053 | 0 | 1932.8307 | 2004-07-05 | 0 |  | 1996-12-17
|  | 1990-06-11 | 0.06 | [5 empty] | 2008-08-15 | 1141.5061 |  |  | 2006-06-01 | 1027.463 |  |  | 2016-02-01 | 0.076373 | 1.6379e-05 | 0.34338 | 2019-03-01 | 183.0509 | 0 | 1948.0162 | 2004-07-06 | 0 |  | 1996-12-19 | 0.12
|  | 1990-07-11 | 0.097 | [5 empty] | 2008-08-31 | 1141.3842 |  |  | 2006-06-05 | 1027.475 |  |  | 2016-03-01 | 0.087782 | 1.7258e-05 | 0.37944 | 2019-04-01 | 0 | 0 | 1910.6626 | 2004-07-07 | 0 |  | 1997-01-14 | 0.04
|  | 1990-08-13 | 0.039 | [5 empty] | 2008-09-11 | 1141.2074 |  |  | 2006-06-12 | 1027.522 |  |  | 2016-04-01 | 0.061991 | 0.00030173 | 0.37202 | 2019-05-01 | 4455.076 | 2081.5363 | 7435.7527 | 2004-07-08 | 0 |  | 1997-02-26 | 0.03
|  | 1990-09-19 | 0.143 | [5 empty] | 2008-09-15 | 1141.1464 |  |  | 2006-06-21 | 1027.51 |  |  | 2016-05-01 | 0.0056313 | 3.7177e-06 | 0.28106 | 2019-06-01 | 5519.5545 | 689.5717 | 8923.1536 | 2004-07-09 | 18.312 |  | 1997-03-11 | 0.05
|  | 1990-10-02 | 0.0645 | [5 empty] | 2008-09-21 | 1141.065 |  |  | 2006-06-27 | 1027.272 |  |  | 2016-06-01 | 0.070877 | 0.03447 | 0.17383 | 2019-07-01 | 4691.4626 | 521.259 | 7293.6123 | 2004-07-10 | 18.312 |  | 1997-04-15 | 0.05 | 0.05
|  | 1990-10-04 | [6 empty] | 2008-09-30 | 1141.1949 |  |  | 2006-07-04 | 1027.52 |  |  | 2016-07-01 | 0.079485 | 0.011984 | 0.2056 | 2019-08-01 | 3004.4732 | 0 | 6207.9798 | 2004-07-11 | 18.312 |  | 1997-05-12 | 0.02
|  | 1990-10-18 | 0.157 | [5 empty] | 2008-10-15 | 1141.3842 |  |  | 2006-07-06 | 1027.521 |  |  | 2016-08-01 | 0.072079 | 0.00015858 | 0.23172 | 2019-09-01 | 3092.1358 | 1089.4364 | 4955.589 | 2004-07-12 | 18.312 |  | 1997-06-23 | 0.02
|  | 1990-11-14 | 0.149 | [5 empty] | 2008-10-31 | 1141.564 |  |  | 2006-07-10 | 1027.552 |  |  | 2016-09-01 | 0.11533 | 0.064201 | 0.2345 | 2019-10-01 | 1054.0409 | 0 | 2738.4938 | 2004-07-13 | 18.312 |  | 1997-07-15 | 0.12
|  | 1990-12-10 | 0.316 | [5 empty] | 2008-11-15 | 1141.7347 |  |  | 2006-07-13 | 1027.522 |  |  | 2016-10-01 | 0.1268 | 0.00013106 | 0.31768 | 2019-11-01 | 552.384 | 0 | 1523.161 | 2004-07-14 | 18.312 |  | 1997-08-12 | 0.11
|  | 1991-01-02 | 0.249 | [5 empty] | 2008-11-30 | 1141.845 |  |  | 2006-07-19 | 1027.522 |  |  | 2016-11-01 | 0.1185 | 0.0030091 | 0.29045 | 2019-12-01 | 476.4159 | 0 | 1519.6022 | 2004-07-15 | 18.312 |  | 1997-09-22 | 0.07
|  | 1991-01-14 | [6 empty] | 2008-12-15 | 1141.9663 |  |  | 2006-07-24 | 1027.518 |  |  | 2016-12-01 | 0.1171 | 0.010579 | 0.28163 | 2020-01-01 | 385.8538 | 0 | 2055.2436 | 2004-07-16 | 18.312 |  | 1997-10-20 | 0.02
|  | 1991-02-04 | 0.124 | [5 empty] | 2008-12-31 | 1142.0639 |  |  | 2006-07-31 | 1027.437 |  |  | 2017-01-01 | 0.14981 | 0.036946 | 0.31012 | 2020-02-01 | 179.9407 | 0 | 1797.4034 | 2004-07-17 | 10.796 |  | 1997-11-18 | 0.03
|  | 1991-02-27 | 0.719 | [5 empty] | 2009-01-15 | 1142.1492 |  |  | 2006-08-07 | 1027.555 |  |  | 2017-02-01 | 0.079741 | 2.2755e-06 | 0.33327 | 2020-03-01 | 192.4491 | 0 | 979.9337 | 2004-07-18 | 10.796 |  | 1997-12-08 | 0.02
|  | 1991-03-04 | 0.615 | [5 empty] | 2009-01-31 | 1142.2559 |  |  | 2006-08-14 | 1027.387 |  |  | 2017-03-01 | 0.083702 | 6.7314e-05 | 0.3375 | 2020-04-01 | 172.4656 | 0 | 1401.2302 | 2004-07-19 | 10.796 |  | 1998-01-12 | 0.03
|  | 1991-03-06 | [6 empty] | 2009-02-14 | 1142.3351 |  |  | 2006-08-22 | 1027.49 |  |  | 2017-04-01 | 0.058796 | 6.8294e-05 | 0.30728 | 2020-05-01 | 4820.5914 | 2105.1238 | 7284.4019 | 2004-07-20 | 10.796 |  | 1998-02-24 | 0.05
|  | 1991-04-01 | 0.139 | [5 empty] | 2009-02-26 | 1142.3961 |  |  | 2006-08-28 | 1027.57 |  |  | 2017-05-01 | 0.0047472 | 1.7658e-06 | 0.23203 | 2020-06-01 | 5631.289 | 892.1845 | 8928.585 | 2004-07-21 | 10.796 |  | 1998-03-17 | 0.02
|  | 1991-05-01 | 0.069 | [5 empty] | 2009-03-15 | 1142.4799 |  |  | 2006-08-29 | 1027.525 |  |  | 2017-06-01 | 0.082608 | 0.004173 | 0.12949 | 2020-07-01 | 4623.7989 | 1315.0123 | 8350.6844 | 2004-07-22 | 10.796 |  | 1998-04-13 | 0.35 | 0.35
|  | 1991-05-08 | 0.0355 | [5 empty] | 2009-03-31 | 1142.55 |  |  | 2006-09-05 | 1027.268 |  |  | 2017-07-01 | 0.080259 | 0.0031887 | 0.1516 | 2020-08-01 | 2889.7226 | 0 | 5329.5562 | 2004-07-23 | 10.796 |  | 1998-05-18 | 0.05
|  | 1991-06-03 | 0.048 | [5 empty] | 2009-04-15 | 1142.6201 |  |  | 2006-09-12 | 1027.473 |  |  | 2017-08-01 | 0.068448 | 0.00025207 | 0.20781 | 2020-09-01 | 3038.4311 | 1263.147 | 4954.1204 | 2004-07-24 | 10.796 |  | 1998-06-15 | 0.06
|  | 1991-06-07 | 0.039 | [5 empty] | 2009-04-30 | 1142.71 |  |  | 2006-09-19 | 1027.45 |  |  | 2017-09-01 | 0.11215 | 0.057917 | 0.20041 | 2020-10-01 | 1152.9969 | 0 | 2913.6246 | 2004-07-25 | 10.796 |  | 1998-07-21 | 0.04
|  | 1991-06-13 | 0.039 | [5 empty] | 2009-05-15 | 1142.85 |  |  | 2006-09-20 | 1027.336 |  |  | 2017-10-01 | 0.12683 | 0.0023444 | 0.32779 | 2020-11-01 | 599.0333 | 0 | 1620.7141 | 2004-07-26 | 10.796 |  | 1998-08-10 | 0.03
|  | 1991-06-30 | 0.039 | [5 empty] | 2009-05-31 | 1142.8701 |  |  | 2006-09-21 | 1027.227 |  |  | 2017-11-01 | 0.12209 | 0.0068734 | 0.27534 | 2020-12-01 | 440.8144 | 0 | 1064.625 | 2004-07-27 | 10.796 |  | 1998-09-10
|  | 1991-07-01 | 0.026 | [5 empty] | 2009-06-15 | 1142.8399 |  |  | 2006-09-26 | 1027.32 |  |  | 2017-12-01 | 0.11907 | 0.0097194 | 0.24904 | 2021-01-01 | 397.6005 | 0 | 2133.8315 | 2004-07-28 | 10.796 |  | 1998-09-25 | 0.04
|  | 1991-07-02 | 0.026 | [5 empty] | 2009-06-30 | 1142.6652 |  |  | 2006-10-04 | 1027.468 |  |  | 2018-01-01 | 0.14998 | 0.03969 | 0.26885 | 2021-02-01 | 184.488 | 0 | 1951.1887 | 2004-07-29 | 10.796 |  | 1998-10-19 | 0.03
|  | 1991-07-22 | 0.053 | [5 empty] | 2009-07-13 | 1142.5052 |  |  | 2006-10-10 | 1027.601 |  |  | 2018-02-01 | 0.077122 | 1.0811e-05 | 0.2782 | 2021-03-01 | 172.5092 | 0 | 1893.8559 | 2004-07-30 | 10.796 |  | 1998-11-17 | 0.03
|  | 1991-07-24 | 0.0415 | [5 empty] | 2009-07-20 | 1142.4351 |  |  | 2006-10-17 | 1027.749 |  |  | 2018-03-01 | 0.088634 | 0.00010465 | 0.3403 | 2021-04-01 | 0 | 0 | 1958.9367 | 2004-07-31 | 0 |  | 1998-12-21 | 0.02
|  | 1991-08-05 | 0.065 | [5 empty] | 2009-07-27 | 1142.3199 |  |  | 2006-10-24 | 1027.902 |  |  | 2018-04-01 | 0.0609 | 3.7209e-07 | 0.34685 | 2021-05-01 | 4697.4575 | 2102.8804 | 7283.2058 | 2004-08-01 | 0 |  | 1999-01-18 | 0.03
|  | 1991-09-03 | 0.062 | [5 empty] | 2009-08-03 | 1142.2001 |  |  | 2006-10-31 | 1028.035 |  |  | 2018-05-01 | 0.0051055 | 9.4694e-07 | 0.27657 | 2021-06-01 | 5716.8519 | 3.9362 | 8906.5335 | 2004-08-02 | 0 |  | 1999-02-22 | 0.07
|  | 1991-09-27 | 0.056 | [5 empty] | 2009-08-07 | 1142.1849 |  |  | 2006-11-07 | 1028.168 |  |  | 2018-06-01 | 0.076734 | 0.023322 | 0.18333 | 2021-07-01 | 4589.0112 | 779.987 | 8990.2632 | 2004-08-03 | 0 |  | 1999-03-17 | 0.02
|  | 1991-10-07 | 0.05 | [5 empty] | 2009-08-10 | 1142.1651 |  |  | 2006-11-14 | 1028.303 |  |  | 2018-07-01 | 0.081802 | 0.0069308 | 0.16057 | 2021-08-01 | 2881.9683 | 0 | 6223.4851 | 2004-08-04 | 0 |  | 1999-04-20 | 0.02 | 0.02
|  | 1991-11-01 | 0.022 | [5 empty] | 2009-08-18 | 1142.0651 |  |  | 2006-11-21 | 1028.42 |  |  | 2018-08-01 | 0.066562 | 0.0017938 | 0.20095 | 2021-09-01 | 3273.4861 | 1253.472 | 4944.252 | 2004-08-05 | 0 |  | 1999-05-17 | 0.05
|  | 1991-11-06 | 0.053 | [5 empty] | 2009-08-24 | 1142.02 |  |  | 2006-12-07 | 1028.635 |  |  | 2018-09-01 | 0.11214 | 0.06403 | 0.20477 | 2021-10-01 | 1516.1798 | 0 | 2760.1842 | 2004-08-06 | 0 |  | 1999-07-03 | 0.05
|  | 1991-12-03 | 0.086 | [5 empty] | 2009-08-31 | 1141.845 |  |  | 2006-12-14 | 1028.732 |  |  | 2018-10-01 | 0.12739 | 0.00071726 | 0.27359 | 2021-11-01 | 760.8553 | 0 | 1526.1654 | 2004-08-07 | 0 |  | 1999-07-27 | 0.0075
|  | 1992-01-21 | 0.334 | [5 empty] | 2009-09-07 | 1141.6749 |  |  | 2007-01-04 | 1028.95 |  |  | 2018-11-01 | 0.12045 | 0.0049915 | 0.24938 | 2021-12-01 | 522.0362 | 0 | 982.151 | 2004-08-08 | 0 |  | 1999-07-29
|  | 1992-02-20 | 0.211 | [5 empty] | 2009-09-14 | 1141.5201 |  |  | 2007-01-18 | 1029.09 |  |  | 2018-12-01 | 0.11272 | 0.0077289 | 0.24832 | 2022-01-01 | 423.7886 | 0 | 2237.2167 | 2004-08-09 | 0 |  | 1999-08-12 | 0.02
|  | 1992-03-12 | 0.156 | [5 empty] | 2009-09-18 | 1141.415 |  |  | 2007-02-01 | 1029.2 |  |  | 2019-01-01 | 0.14637 | 0.034967 | 0.27714 |  |  |  |  | 2004-08-10 | 0 |  | 1999-08-31
|  | 1992-04-29 | 0.058667 | [5 empty] | 2009-09-19 | 1141.3799 |  |  | 2007-02-15 | 1029.308 |  |  | 2019-02-01 | 0.070766 | 2.6609e-05 | 0.36921 |  |  |  |  | 2004-08-11 | 0 |  | 1999-09-10 | 0.0075
|  | 1992-05-12 | 0.056 | [5 empty] | 2009-09-20 | 1141.34 |  |  | 2007-03-08 | 1029.48 |  |  | 2019-03-01 | 0.084839 | 2.2081e-07 | 0.35582 |  |  |  |  | 2004-08-12 | 0 |  | 1999-10-29 | 0.02
|  | 1992-06-09 | 0.01 | [5 empty] | 2009-09-21 | 1141.2949 |  |  | 2007-03-29 | 1029.632 |  |  | 2019-04-01 | 0.058708 | 1.3856e-07 | 0.29927 |  |  |  |  | 2004-08-13 | 0 |  | 1999-11-22 | 0.0075
|  | 1992-06-26 | 0.0265 | [5 empty] | 2009-09-24 | 1141.2001 |  |  | 2007-04-02 | 1029.65 |  |  | 2019-05-01 | 0.0039209 | 7.3513e-07 | 0.21837 |  |  |  |  | 2004-08-14 | 0 |  | 1999-12-14 | 0.09
|  | 1992-07-14 | 0.019 | [5 empty] | 2009-09-29 | 1141.24 |  |  | 2007-04-12 | 1028.75 |  |  | 2019-06-01 | 0.070909 | 0.042657 | 0.16501 |  |  |  |  | 2004-08-15 | 0 |  | 2000-01-27 | 0.09
|  | 1992-07-21 | 0.0315 | [5 empty] | 2009-10-01 | 1141.215 |  |  | 2007-04-26 | 1029.1 |  |  | 2019-07-01 | 0.083146 | 0.028532 | 0.15701 |  |  |  |  | 2004-08-16 | 0 |  | 2000-02-28 | 0.39
|  | 1992-08-10 | 0.043 | [5 empty] | 2009-10-05 | 1141.24 |  |  | 2007-05-03 | 1029.358 |  |  | 2019-08-01 | 0.074543 | 0.00076083 | 0.22163 |  |  |  |  | 2004-08-17 | 0 |  | 2000-03-23 | 0.02
|  | 1992-09-09 | 0.117 | [5 empty] | 2009-10-09 | 1141.2699 |  |  | 2007-05-07 | 1029.498 |  |  | 2019-09-01 | 0.11856 | 0.057229 | 0.2244 |  |  |  |  | 2004-08-18 | 0 |  | 2000-04-27 | 0.22 | 0.22
|  | 1992-09-10 | 0.163 | [5 empty] | 2009-10-12 | 1141.2851 |  |  | 2007-05-09 | 1029.295 |  |  | 2019-10-01 | 0.13304 | 0.0002904 | 0.36181 |  |  |  |  | 2004-08-19 | 0 |  | 2000-05-15 | 0.11
|  | 1992-10-06 | 0.26 | [5 empty] | 2009-10-19 | 1141.365 |  |  | 2007-05-10 | 1029.191 |  |  | 2019-11-01 | 0.12456 | 0.0059263 | 0.33029 |  |  |  |  | 2004-08-20 | 82.251 |  | 2000-06-26 | 0.33
|  | 1992-10-19 | [6 empty] | 2009-10-26 | 1141.5 |  |  | 2007-05-14 | 1028.77 |  |  | 2019-12-01 | 0.11938 | 0.007614 | 0.32844 |  |  |  |  | 2004-08-21 | 82.251 |  | 2000-07-25 | 0.5
|  | 1992-11-24 | 0.122 | [5 empty] | 2009-11-02 | 1141.6451 |  |  | 2007-05-17 | 1028.98 |  |  | 2020-01-01 | 0.15515 | 0.033332 | 0.36175 |  |  |  |  | 2004-08-22 | 82.251 |  | 2000-08-29 | 0.13
|  | 1992-11-25 | 0.129 | [5 empty] | 2009-11-09 | 1141.6792 |  |  | 2007-05-22 | 1028.933 |  |  | 2020-02-01 | 0.076277 | 1.5252e-05 | 0.32095 |  |  |  |  | 2004-08-23 | 82.251 |  | 2000-09-25 | 0.022
|  | 1993-02-16 | 0.03 | [5 empty] | 2009-11-16 | 1141.7451 |  |  | 2007-05-24 | 1028.837 |  |  | 2020-03-01 | 0.078308 | 9.9194e-07 | 0.31155 |  |  |  |  | 2004-08-24 | 82.251 |  | 2000-10-28
|  | 1993-04-27 | 0.144 | [5 empty] | 2009-11-23 | 1141.7853 |  |  | 2007-05-28 | 1028.846 |  |  | 2020-04-01 | 0.060373 | 8.4266e-05 | 0.27478 |  |  |  |  | 2004-08-25 | 82.251 |  | 2000-10-29 | 0.01
|  | 1993-06-24 | 0.0155 | [5 empty] | 2009-11-30 | 1141.8252 |  |  | 2007-05-31 | 1028.84 |  |  | 2020-05-01 | 0.0070425 | 8.6955e-07 | 0.20972 |  |  |  |  | 2004-08-26 | 82.251 |  | 2000-11-13 | 0.06
|  | 1993-08-02 | 0.04 | [5 empty] | 2009-12-07 | 1141.845 |  |  | 2007-06-04 | 1028.661 |  |  | 2020-06-01 | 0.081699 | 0.02122 | 0.13796 |  |  |  |  | 2004-08-27 | 82.251 |  | 2000-11-18 | 0.03
|  | 1993-09-20 | 0.067 | [5 empty] | 2009-12-14 | 1141.9063 |  |  | 2007-06-11 | 1028.626 |  |  | 2020-07-01 | 0.089352 | 0.012849 | 0.18966 |  |  |  |  | 2004-08-28 | 82.251 |  | 2000-12-14 | 0.022
|  | 1993-10-04 | 0.047 | [5 empty] | 2010-01-04 | 1142.0002 |  |  | 2007-06-14 | 1028.605 |  |  | 2020-08-01 | 0.071398 | 5.776e-05 | 0.16471 |  |  |  |  | 2004-08-29 | 82.251 |  | 2001-01-13 | 0.02
|  | 1993-10-18 | 0.04125 | [5 empty] | 2010-01-18 | 1142.0953 |  |  | 2007-06-18 | 1028.561 |  |  | 2020-09-01 | 0.11638 | 0.05587 | 0.19817 |  |  |  |  | 2004-08-30 | 82.251 |  | 2001-02-10 | 0.02
|  | 1993-11-01 | 0.0795 | [5 empty] | 2010-02-01 | 1142.1852 |  |  | 2007-06-21 | 1028.56 |  |  | 2020-10-01 | 0.1257 | 0.00066583 | 0.33415 |  |  |  |  | 2004-08-31 | 82.251 |  | 2001-03-10 | 0.03
|  | 1993-11-15 | 0.0835 | [5 empty] | 2010-02-16 | 1142.28 |  |  | 2007-06-25 | 1028.88 |  |  | 2020-11-01 | 0.1169 | 0.0029199 | 0.3082 |  |  |  |  | 2004-09-01 | 82.251 |  | 2001-04-16 | 0.02 | 0.02
|  | 1993-11-29 | 0.1035 | [5 empty] | 2010-03-01 | 1142.315 |  |  | 2007-06-28 | 1028.85 |  |  | 2020-12-01 | 0.11288 | 0.00048774 | 0.29974 |  |  |  |  | 2004-09-02 | 82.251 |  | 2001-05-14 | 0.07
|  | 1993-12-13 | 0.0546 | [5 empty] | 2010-03-15 | 1142.34 |  |  | 2007-07-03 | 1028.787 |  |  | 2021-01-01 | 0.14525 | 0.025814 | 0.32817 |  |  |  |  | 2004-09-03 | 82.251 |  | 2001-06-17 | 0.02
|  | 1994-01-17 | 0.08475 | [5 empty] | 2010-03-29 | 1142.5302 |  |  | 2007-07-05 | 1028.789 |  |  | 2021-02-01 | 0.08477 | 5.2158e-07 | 0.24028 |  |  |  |  | 2004-09-04 | 82.251 |  | 2001-07-14 | 0.06
|  | 1994-01-31 | 0.1015 | [5 empty] | 2010-04-05 | 1142.561 |  |  | 2007-07-09 | 1028.846 |  |  | 2021-03-01 | 0.0842 | 0.00032938 | 0.30998 |  |  |  |  | 2004-09-05 | 82.251 |  | 2001-08-14 | 0.03
|  | 1994-03-01 | 0.054 | [5 empty] | 2010-04-12 | 1142.6012 |  |  | 2007-07-12 | 1028.8 |  |  | 2021-04-01 | 0.070875 | 0.00013218 | 0.29119 |  |  |  |  | 2004-09-06 | 82.251 |  | 2001-09-17 | 0.03
|  | 1994-08-10 | 0.03725 | [5 empty] | 2010-04-19 | 1142.6455 |  |  | 2007-07-19 | 1028.763 |  |  | 2021-05-01 | 0.0085887 | 2.38e-06 | 0.2265 |  |  |  |  | 2004-09-07 | 82.251 |  | 2001-10-15 | 0.0075
|  | 1994-10-12 | 0.03475 | [5 empty] | 2010-04-26 | 1142.6465 |  |  | 2007-07-26 | 1028.692 |  |  | 2021-06-01 | 0.078486 | 0.038485 | 0.14614 |  |  |  |  | 2004-09-08 | 82.251 |  | 2001-11-13 | 0.06
|  | 1994-11-25 | 0.07 | [5 empty] | 2010-05-03 | 1142.6555 |  |  | 2007-08-02 | 1028.608 |  |  | 2021-07-01 | 0.075984 | 0.0072697 | 0.17436 |  |  |  |  | 2004-09-09 | 82.251 |  | 2001-12-14
|  | 1995-01-25 | 0.0055 | [5 empty] | 2010-05-10 | 1142.625 |  |  | 2007-08-09 | 1028.547 |  |  | 2021-08-01 | 0.071806 | 0.0005878 | 0.22232 |  |  |  |  | 2004-09-10 | 82.251 |  | 2001-12-15 | 0.02
|  | 1995-03-06 | 0.00375 | [5 empty] | 2010-05-17 | 1142.6092 |  |  | 2007-08-16 | 1028.374 |  |  | 2021-09-01 | 0.11387 | 0.059225 | 0.22119 |  |  |  |  | 2004-09-11 | 82.251 |  | 2002-01-15 | 0.09
|  | 1995-03-08 | 0.03 | [5 empty] | 2010-05-24 | 1142.5655 |  |  | 2007-08-23 | 1028.085 |  |  | 2021-10-01 | 0.13919 | 1.7029e-05 | 0.27809 |  |  |  |  | 2004-09-12 | 82.251 |  | 2002-02-12 | 0.01
|  | 1995-05-08 | 0.0525 | [5 empty] | 2010-05-31 | 1142.461 |  |  | 2007-08-30 | 1028.038 |  |  | 2021-11-01 | 0.13032 | 0.0039173 | 0.25239 |  |  |  |  | 2004-09-13 | 82.251 |  | 2002-03-12 | 0.05
|  | 1995-06-21 | 0.01 | [5 empty] | 2010-06-07 | 1142.3321 |  |  | 2007-09-06 | 1028.025 |  |  | 2021-12-01 | 0.12779 | 0.011124 | 0.2506 |  |  |  |  | 2004-09-14 | 82.251 |  | 2002-04-15 | 0.04 | 0.04
|  | 1995-07-20 | 0.01 | [5 empty] | 2010-06-14 | 1142.2175 |  |  | 2007-09-11 | 1028.025 |  |  | 2022-01-01 | 0.15926 | 0.035941 | 0.27659 |  |  |  |  | 2004-09-15 | 82.251 |  | 2002-05-13 | 0.07
|  | 1995-08-23 | 0.05 | [5 empty] | 2010-06-21 | 1142.0831 |  |  | 2007-09-12 | 1027.91 | [10 empty] | 2004-09-16 | 82.251 |  | 2002-06-16 | 0.03
|  | 1995-10-16 | 0.08 | [5 empty] | 2010-06-28 | 1141.941 |  |  | 2007-09-13 | 1027.845 | [10 empty] | 2004-09-17 | 82.251 |  | 2002-07-16 | 0.017
|  | 1995-11-14 | 0.17 | [5 empty] | 2010-07-05 | 1141.8216 |  |  | 2007-09-17 | 1027.559 | [10 empty] | 2004-09-18 | 0 |  | 2002-08-12 | 0.009
|  | 1995-12-06 | 0.14 | [5 empty] | 2010-07-12 | 1141.6734 |  |  | 2007-09-24 | 1027.755 | [10 empty] | 2004-09-19 | 0 |  | 2002-09-16 | 0.011
|  | 1995-12-12 | 0.111 | [5 empty] | 2010-07-19 | 1141.4875 |  |  | 2007-09-27 | 1027.84 | [10 empty] | 2004-09-20 | 0 |  | 2002-10-15 | 0.024
|  | 1996-01-25 | 0.1 | [5 empty] | 2010-07-26 | 1141.3141 |  |  | 2007-10-15 | 1028.295 | [10 empty] | 2004-09-21 | 0 |  | 2002-11-12 | 0.031
|  | 1996-02-14 | 0.09 | [5 empty] | 2010-08-02 | 1141.1681 |  |  | 2007-10-18 | 1028.358 | [10 empty] | 2004-09-22 | 0 |  | 2002-12-10 | 0.034
|  | 1996-03-06 | 0.123 | [5 empty] | 2010-08-09 | 1141.0422 |  |  | 2007-10-22 | 1028.442 | [10 empty] | 2004-09-23 | 0 |  | 2003-01-14 | 0.029
|  | 1996-03-12 | 0.08 | [5 empty] | 2010-08-16 | 1140.894 |  |  | 2007-10-25 | 1028.22 | [10 empty] | 2004-09-24 | 0 |  | 2003-02-15 | 0.023
|  | 1996-04-09 | 0.02 | [5 empty] | 2010-08-23 | 1140.7673 |  |  | 2007-10-29 | 1027.997 | [10 empty] | 2004-09-25 | 0 |  | 2003-03-15 | 0.022
|  | 1996-05-15 | 0.05 | [5 empty] | 2010-08-27 | 1140.6801 |  |  | 2007-11-08 | 1028.268 | [10 empty] | 2004-09-26 | 0 |  | 2003-04-15 | 0.021 | 0.021
|  | 1996-05-29 | 0.04 | [5 empty] | 2010-08-30 | 1140.6965 |  |  | 2007-11-22 | 1028.551 | [10 empty] | 2004-09-27 | 0 |  | 2003-05-13 | 0.037
|  | 1996-06-11 | 0.02 | [5 empty] | 2010-09-06 | 1140.7703 |  |  | 2007-12-06 | 1028.802 | [10 empty] | 2004-09-28 | 0 |  | 2003-06-14 | 0.016
|  | 1996-06-21 | 1.48 | [5 empty] | 2010-09-13 | 1140.8102 |  |  | 2008-01-03 | 1029.27 | [10 empty] | 2004-09-29 | 0 |  | 2003-07-14 | 0.034
|  | 1996-07-17 | 0.02 | [5 empty] | 2010-09-20 | 1140.8502 |  |  | 2008-01-16 | 1029.442 | [10 empty] | 2004-09-30 | 0 |  | 2003-08-11 | 0.011
|  | 1996-08-05 | 0.01 | [5 empty] | 2010-09-27 | 1140.8691 |  |  | 2008-02-13 | 1029.782 | [10 empty] | 2004-10-01 | 0 |  | 2003-09-08 | 0.012
|  | 1996-08-15 | 0.03 | [5 empty] | 2010-10-04 | 1140.9413 |  |  | 2008-03-05 | 1029.996 | [10 empty] | 2004-10-02 | 0 |  | 2003-10-14 | 0.027
|  | 1996-09-03 | 0.04 | [5 empty] | 2010-10-12 | 1140.9663 |  |  | 2008-03-20 | 1030.116 | [10 empty] | 2004-10-03 | 0 |  | 2003-11-15 | 0.022
|  | 1996-09-11 | 0.04 | [5 empty] | 2010-10-25 | 1141.0611 |  |  | 2008-04-03 | 1030.211 | [10 empty] | 2004-10-04 | 0 |  | 2003-12-14
|  | 1996-10-02 | [6 empty] | 2010-11-08 | 1141.0861 |  |  | 2008-04-10 | 1030.254 | [10 empty] | 2004-10-05 | 0 |  | 2003-12-15 | 0.014
|  | 1996-10-16 | 0.08 | [5 empty] | 2010-11-22 | 1141.1641 |  |  | 2008-04-14 | 1029.93 | [10 empty] | 2004-10-06 | 0 |  | 2004-01-12 | 0.024
|  | 1996-10-21 | 0.09 | [5 empty] | 2010-12-06 | 1141.254 |  |  | 2008-04-21 | 1029.625 | [10 empty] | 2004-10-07 | 0 |  | 2004-02-16 | 0.032
|  | 1996-11-21 | 0.1 | [5 empty] | 2010-12-16 | 1141.3162 |  |  | 2008-04-24 | 1029.398 | [10 empty] | 2004-10-08 | 0 |  | 2004-03-15 | 0.031
|  | 1996-12-19 | 0.12 | [5 empty] | 2011-01-03 | 1141.4779 |  |  | 2008-04-28 | 1029.25 | [10 empty] | 2004-10-09 | 0 |  | 2004-04-13 | 0.024 | 0.024
|  | 1997-01-14 | 0.05 | [5 empty] | 2011-01-17 | 1141.556 |  |  | 2008-05-05 | 1029.433 | [10 empty] | 2004-10-10 | 0 |  | 2004-05-14 | 0.027
|  | 1997-02-17 | 0.06 | [5 empty] | 2011-01-31 | 1141.643 |  |  | 2008-05-06 | 1029.44 | [10 empty] | 2004-10-11 | 0 |  | 2004-06-14 | 0.007
|  | 1997-02-26 | [6 empty] | 2011-02-14 | 1141.729 |  |  | 2008-05-07 | 1029.421 | [10 empty] | 2004-10-12 | 0 |  | 2004-07-12 | 0.009
|  | 1997-03-11 | 0.05 | [5 empty] | 2011-02-28 | 1141.8592 |  |  | 2008-05-08 | 1029.402 | [10 empty] | 2004-10-13 | 0 |  | 2004-08-09 | 0.011
|  | 1997-04-15 | 0.06 | [5 empty] | 2011-03-07 | 1141.8946 |  |  | 2008-05-12 | 1029.362 | [10 empty] | 2004-10-14 | 0 |  | 2004-09-13 | 0.012
|  | 1997-04-28 | 0.04 | [5 empty] | 2011-03-21 | 1141.912 |  |  | 2008-05-20 | 1029.34 | [10 empty] | 2004-10-15 | 27.904 |  | 2004-10-12 | 0.025
|  | 1997-05-12 | 0.04 | [5 empty] | 2011-04-04 | 1141.972 |  |  | 2008-05-21 | 1029.335 | [10 empty] | 2004-10-16 | 27.904 |  | 2004-11-15 | 0.024
|  | 1997-06-23 | 0.04 | [5 empty] | 2011-04-18 | 1142.0833 |  |  | 2008-05-22 | 1029.332 | [10 empty] | 2004-10-17 | 27.904 |  | 2004-12-03 | 0.02
|  | 1997-07-15 | 0.07 | [5 empty] | 2011-05-02 | 1142.057 |  |  | 2008-05-26 | 1029.276 | [10 empty] | 2004-10-18 | 27.904 |  | 2005-01-21 | 0.031
|  | 1997-07-24 | [6 empty] | 2011-05-16 | 1141.948 |  |  | 2008-05-28 | 1029.254 | [10 empty] | 2004-10-19 | 27.904 |  | 2005-02-08 | 0.035
|  | 1997-08-06 | [6 empty] | 2011-05-30 | 1141.984 |  |  | 2008-06-02 | 1029.251 | [10 empty] | 2004-10-20 | 27.904 |  | 2005-03-15 | 0.031
|  | 1997-08-12 | 0.11 | [5 empty] | 2011-06-06 | 1141.942 |  |  | 2008-06-05 | 1029.164 | [10 empty] | 2004-10-21 | 27.904 |  | 2005-04-11 | 0.038 | 0.038
|  | 1997-09-22 | 0.15 | [5 empty] | 2011-06-09 | 1141.936 |  |  | 2008-06-11 | 1028.976 | [10 empty] | 2004-10-22 | 275.55 |  | 2005-05-09 | 0.031
|  | 1997-09-30 | 0.12 | [5 empty] | 2011-06-13 | 1141.8269 |  |  | 2008-06-18 | 1028.891 | [10 empty] | 2004-10-23 | 275.55 |  | 2005-06-20 | 0.016
|  | 1997-10-07 | 0.11 | [5 empty] | 2011-06-20 | 1141.873 |  |  | 2008-06-23 | 1028.686 | [10 empty] | 2004-10-24 | 275.55 |  | 2005-07-25 | 0.015
|  | 1997-10-20 | 0.08 | [5 empty] | 2011-06-27 | 1141.848 |  |  | 2008-06-24 | 1028.638 | [10 empty] | 2004-10-25 | 275.55 |  | 2005-08-22 | 0.023
|  | 1997-11-04 | [6 empty] | 2011-07-04 | 1141.838 |  |  | 2008-06-26 | 1028.549 | [10 empty] | 2004-10-26 | 77.242 |  | 2005-09-05 | 0.036
|  | 1997-11-19 | 0.06 | [5 empty] | 2011-07-11 | 1141.781 |  |  | 2008-07-02 | 1028.271 | [10 empty] | 2004-10-27 | 0 |  | 2005-09-06 | 0.036
|  | 1997-12-08 | 0.06 | [5 empty] | 2011-07-18 | 1141.788 |  |  | 2008-07-03 | 1028.24 | [10 empty] | 2004-10-28 | 0 |  | 2005-10-10 | 0.028
|  | 1998-01-12 | 0.06 | [5 empty] | 2011-07-25 | 1141.645 |  |  | 2008-07-07 | 1028.222 | [10 empty] | 2004-10-29 | 0 |  | 2005-11-01 | 0.035
|  | 1998-02-24 | 0.03 | [5 empty] | 2011-08-01 | 1141.572 |  |  | 2008-07-08 | 1028.235 | [10 empty] | 2004-10-30 | 0 |  | 2005-12-13 | 0.058
|  | 1998-03-17 | 0.02 | [5 empty] | 2011-08-08 | 1141.466 |  |  | 2008-07-10 | 1028.252 | [10 empty] | 2004-10-31 | 0 |  | 2006-01-23 | 0.094
|  | 1998-04-13 | 0.32 | [5 empty] | 2011-08-15 | 1141.373 |  |  | 2008-07-17 | 1028.28 | [10 empty] | 2004-11-01 | 0 |  | 2006-02-14 | 0.035
|  | 1998-04-16 | [6 empty] | 2011-08-22 | 1141.273 |  |  | 2008-07-24 | 1028.273 | [10 empty] | 2004-11-02 | 0 |  | 2006-04-24 | 0.14 | 0.14
|  | 1998-04-22 | 0.11 | [5 empty] | 2011-08-29 | 1141.151 |  |  | 2008-08-14 | 1028.068 | [10 empty] | 2004-11-03 | 0 |  | 2006-04-25 | 0.14 | 0.14
|  | 1998-04-24 | 0.08 | [5 empty] | 2011-09-05 | 1141.014 |  |  | 2008-08-21 | 1028.15 | [10 empty] | 2004-11-04 | 0 |  | 2006-05-17 | 0.042
|  | 1998-04-26 | 0.05 | [5 empty] | 2011-09-12 | 1140.862 |  |  | 2008-08-28 | 1028.34 | [10 empty] | 2004-11-05 | 0 |  | 2006-06-19 | 0.017
|  | 1998-04-30 | 0.04 | [5 empty] | 2011-09-19 | 1140.762 |  |  | 2008-09-02 | 1028.426 | [10 empty] | 2004-11-06 | 0 |  | 2006-07-18 | 0.02
|  | 1998-05-18 | 0.3 | [5 empty] | 2011-09-26 | 1140.827 |  |  | 2008-09-11 | 1028.565 | [10 empty] | 2004-11-07 | 0 |  | 2006-08-21 | 0.023
|  | 1998-06-15 | 0.06 | [5 empty] | 2011-10-03 | 1140.883 |  |  | 2008-09-18 | 1028.638 | [10 empty] | 2004-11-08 | 0 |  | 2006-09-11 | 0.023
|  | 1998-06-19 | 0.0093 | [5 empty] | 2011-10-17 | 1140.98 |  |  | 2008-09-22 | 1028.582 | [10 empty] | 2004-11-09 | 0 |  | 2006-10-16 | 0.065
|  | 1998-06-20 | 0.09 | [5 empty] | 2011-10-31 | 1141.059 |  |  | 2008-09-25 | 1028.504 | [10 empty] | 2004-11-10 | 0 |  | 2006-11-14 | 0.064
|  | 1998-06-21 | 0.18 | [5 empty] | 2011-11-07 | 1141.105 |  |  | 2008-09-29 | 1028.402 | [10 empty] | 2004-11-11 | 0 |  | 2007-04-18 | 0.18 | 0.18
|  | 1998-07-21 | 0.05 | [5 empty] | 2011-11-14 | 1141.167 |  |  | 2008-10-02 | 1028.227 | [10 empty] | 2004-11-12 | 0 |  | 2007-05-14 | 0.068
|  | 1998-08-04 | [6 empty] | 2011-11-28 | 1141.26 |  |  | 2008-10-06 | 1028.043 | [10 empty] | 2004-11-13 | 0 |  | 2007-06-18 | 0.029
|  | 1998-08-10 | 0.13 | [5 empty] | 2011-12-13 | 1141.39 |  |  | 2008-10-09 | 1028.005 | [10 empty] | 2004-11-14 | 0 |  | 2007-07-16 | 0.025
|  | 1998-09-25 | 0.07 | [5 empty] | 2012-01-03 | 1141.574 |  |  | 2008-10-16 | 1027.365 | [10 empty] | 2004-11-15 | 0 |  | 2007-08-13 | 0.031
|  | 1998-10-19 | 0.08 | [5 empty] | 2012-01-16 | 1141.602 |  |  | 2008-10-22 | 1027.135 | [10 empty] | 2004-11-16 | 0 |  | 2007-09-10 | 0.025
|  | 1998-11-17 | 0.09 | [5 empty] | 2012-01-30 | 1141.65 |  |  | 2008-11-12 | 1027.803 | [10 empty] | 2004-11-17 | 0 |  | 2007-10-22 | 0.063
|  | 1998-12-21 | 0.06 | [5 empty] | 2012-02-13 | 1141.717 |  |  | 2008-12-04 | 1028.325 | [10 empty] | 2004-11-18 | 0 |  | 2007-11-13 | 0.068
|  | 1999-01-18 | 0.06 | [5 empty] | 2012-02-27 | 1141.772 |  |  | 2009-01-22 | 1029.148 | [10 empty] | 2004-11-19 | 0 |  | 2007-12-09 | 0.097
|  | 1999-02-22 | 0.03 | [5 empty] | 2012-03-12 | 1141.837 |  |  | 2009-02-26 | 1029.56 | [10 empty] | 2004-11-20 | 0 |  | 2008-01-07 | 0.056
|  | 1999-03-17 | 0.04 | [5 empty] | 2012-03-26 | 1141.889 |  |  | 2009-03-24 | 1029.837 | [10 empty] | 2004-11-21 | 0 |  | 2008-01-08 | 0.056
|  | 1999-04-20 | 0.03 | [5 empty] | 2012-01-01 | 1141.6 | 1141.6 | 1141.6 | 2009-03-27 | 1029.796 | [10 empty] | 2004-11-22 | 0 |  | 2008-02-18 | 0.099
|  | 1999-05-17 | 0.07 | [5 empty] | 2012-02-01 | 1141.7588 | 1141.6838 | 1141.8263 | 2009-03-28 | 1029.724 | [10 empty] | 2004-11-23 | 0 |  | 2008-03-17 | 0.094
|  | 1999-06-25 | [6 empty] | 2012-03-01 | 1141.8892 | 1141.7523 | 1142.0483 | 2009-03-30 | 1029.596 | [10 empty] | 2004-11-24 | 0 |  | 2008-04-14 | 0.097 | 0.097
|  | 1999-07-03 | 0.05 | [5 empty] | 2012-04-01 | 1142.0458 | 1141.8226 | 1142.4209 | 2009-04-02 | 1029.368 | [10 empty] | 2004-11-25 | 0 |  | 2008-05-02
|  | 1999-07-27 | 0.04 | [5 empty] | 2012-05-01 | 1142.2363 | 1141.8588 | 1142.7205 | 2009-04-06 | 1028.939 | [10 empty] | 2004-11-26 | 0 |  | 2008-05-14 | 0.076
|  | 1999-07-29 | [6 empty] | 2012-06-01 | 1140.8419 | 1140.405 | 1141.3334 | 2009-04-08 | 1028.736 | [10 empty] | 2004-11-27 | 0 |  | 2008-06-04
|  | 1999-08-12 | 0.08 | [5 empty] | 2012-07-01 | 1139.7386 | 1138.8868 | 1140.8577 | 2009-04-13 | 1028.164 | [10 empty] | 2004-11-28 | 0 |  | 2008-06-12 12:15 | 0.0258
|  | 1999-08-31 | [6 empty] | 2012-08-01 | 1138.9019 | 1138.9014 | 1140.4744 | 2009-04-16 | 1027.744 | [10 empty] | 2004-11-29 | 0 |  | 2008-06-16 | 0.037
|  | 1999-09-10 | 0.05 | [5 empty] | 2012-09-01 | 1138.9281 | 1138.9274 | 1139.4252 | 2009-04-20 | 1027.716 | [10 empty] | 2004-11-30 | 0 |  | 2008-07-08
|  | 1999-10-29 | 0.02 | [5 empty] | 2012-10-01 | 1138.9723 | 1138.9644 | 1138.9723 | 2009-04-23 | 1027.487 | [10 empty] | 2004-12-01 | 0 |  | 2008-07-14 | 0.024
|  | 1999-11-22 | 0.05 | [5 empty] | 2012-11-01 | 1139.3628 | 1139.1963 | 1139.5643 | 2009-04-27 | 1027.273 | [10 empty] | 2004-12-02 | 0 |  | 2008-07-22 16:45 | 0.02275
|  | 1999-12-14 | 0.08 | [5 empty] | 2012-12-01 | 1139.6279 | 1139.3387 | 1139.9856 | 2009-04-30 | 1027.159 | [10 empty] | 2004-12-03 | 0 |  | 2008-08-03
|  | 2000-01-27 | 0.02 | [5 empty] | 2013-01-01 | 1139.8271 | 1139.444 | 1140.2861 | 2009-05-04 | 1027.229 | [10 empty] | 2004-12-04 | 0 |  | 2008-08-11 | 0.03
|  | 2000-02-28 | 0.64 | [5 empty] | 2013-02-01 | 1140.0198 | 1139.6539 | 1140.4463 | 2009-05-07 | 1027.419 | [10 empty] | 2004-12-05 | 0 |  | 2008-08-19 | 0.036
|  | 2000-03-23 | 0.03 | [5 empty] | 2013-03-01 | 1140.1917 | 1139.8207 | 1140.5878 | 2009-05-11 | 1027.604 | [10 empty] | 2004-12-06 | 0 |  | 2008-08-25 14:30 | 0.04305
|  | 2000-04-27 | 0.09 | [5 empty] | 2013-04-01 | 1140.3588 | 1140.0034 | 1140.7196 | 2009-05-13 | 1027.69 | [10 empty] | 2004-12-07 | 0 |  | 2008-09-02
|  | 2000-05-15 | 0.07 | [5 empty] | 2013-05-01 | 1140.4915 | 1140.085 | 1140.8478 | 2009-05-15 | 1027.734 | [10 empty] | 2004-12-08 | 0 |  | 2008-09-15 | 0.024
|  | 2000-06-26 | 0.1 | [5 empty] | 2013-06-01 | 1139.2399 | 1138.906 | 1140.1256 | 2009-05-16 | 1027.831 | [10 empty] | 2004-12-09 | 0 |  | 2008-10-15 | 0.039
|  | 2000-07-25 | 0.14 | [5 empty] | 2013-07-01 | 1138.8885 | 1138.8878 | 1139.7211 | 2009-05-19 | 1027.831 | [10 empty] | 2004-12-10 | 0 |  | 2008-10-18
|  | 2000-08-29 | 0.1 | [5 empty] | 2013-08-01 | 1138.9022 | 1138.8988 | 1139.2506 | 2009-05-31 | 1028.163 | [10 empty] | 2004-12-11 | 0 |  | 2008-11-03 | 0.1
|  | 2000-09-25 | 0.01 | [5 empty] | 2013-09-01 | 1138.9281 | 1138.9218 | 1138.9281 | 2009-06-08 | 1028.338 | [10 empty] | 2004-12-12 | 0 |  | 2008-11-09
|  | 2000-10-28 | [6 empty] | 2013-10-01 | 1138.9723 | 1138.9613 | 1138.9723 | 2009-06-13 | 1028.266 | [10 empty] | 2004-12-13 | 0 |  | 2008-12-01 | 0.092
|  | 2000-10-29 | 0.07 | [5 empty] | 2013-11-01 | 1139.3562 | 1139.1958 | 1139.5647 | 2009-06-29 | 1027.668 | [10 empty] | 2004-12-14 | 0 |  | 2009-01-12 | 0.2
|  | 2000-11-13 | 0.07 | [5 empty] | 2013-12-01 | 1139.6252 | 1139.338 | 1139.9862 | 2009-06-30 | 1027.704 | [10 empty] | 2004-12-15 | 0 |  | 2009-02-02 | 0.14
|  | 2000-11-18 | 0.088 | [5 empty] | 2014-01-01 | 1139.8203 | 1139.4429 | 1140.2869 | 2009-07-13 | 1028.033 | [10 empty] | 2004-12-16 | 0 |  | 2009-03-03 12:20 | 0.121
|  | 2000-12-14 | 0.051 | [5 empty] | 2014-02-01 | 1140.0215 | 1139.6522 | 1140.447 | 2009-07-20 | 1027.826 | [10 empty] | 2004-12-17 | 0 |  | 2009-04-06 12:00 | 0.0992 | 0.0992
36892 | 36904 | 2001-01-13 | 0.07 | [5 empty] | 2014-03-01 | 1140.1914 | 1139.8185 | 1140.5886 | 2009-07-27 | 1027.711 | [10 empty] | 2004-12-18 | 0 |  | 2009-04-14 15:07 |  | 0
|  | 2001-02-10 | 0.11 | [5 empty] | 2014-04-01 | 1140.3623 | 1140.0005 | 1140.7205 | 2009-08-03 | 1027.985 | [10 empty] | 2004-12-19 | 0 |  | 2009-05-02 17:50
|  | 2001-03-10 | 0.04 | [5 empty] | 2014-05-01 | 1140.4866 | 1140.0773 | 1140.8438 | 2009-08-07 | 1027.966 | [10 empty] | 2004-12-20 | 0 |  | 2009-05-06 | 0.168
|  | 2001-04-16 | 0.08 | [5 empty] | 2014-06-01 | 1139.2275 | 1138.9061 | 1140.1191 | 2009-08-10 | 1028.034 | [10 empty] | 2004-12-21 | 0 |  | 2009-05-06 14:00 | 0.168
|  | 2001-06-17 | 0.03 | [5 empty] | 2014-07-01 | 1138.8885 | 1138.8878 | 1139.713 | 2009-08-18 | 1028.026 | [10 empty] | 2004-12-22 | 0 |  | 2009-06-04
|  | 2001-07-14 | 0.04 | [5 empty] | 2014-08-01 | 1138.9022 | 1138.8988 | 1139.2416 | 2009-08-24 | 1028.317 | [10 empty] | 2004-12-23 | 0 |  | 2009-06-08 11:20 | 0.0091
|  | 2001-08-14 | 0.04 | [5 empty] | 2014-09-01 | 1138.9281 | 1138.9218 | 1138.9281 | 2009-08-31 | 1028.281 | [10 empty] | 2004-12-24 | 0 |  | 2009-07-08 15:10
|  | 2001-09-17 | 0.03 | [5 empty] | 2014-10-01 | 1138.9723 | 1138.9612 | 1138.9723 | 2009-09-07 | 1028.28 | [10 empty] | 2004-12-25 | 0 |  | 2009-07-13 09:25 | 0.033
|  | 2001-10-15 | 0.11 | [5 empty] | 2014-11-01 | 1139.3479 | 1139.1947 | 1139.5637 | 2009-09-14 | 1028.36 | [10 empty] | 2004-12-26 | 0 |  | 2009-08-03
|  | 2001-11-13 | 0.07 | [5 empty] | 2014-12-01 | 1139.615 | 1139.3362 | 1139.9844 | 2009-09-21 | 1028.587 | [10 empty] | 2004-12-27 | 0 |  | 2009-08-06 19:30 | 0.027
|  | 2001-12-14 | [6 empty] | 2015-01-01 | 1139.814 | 1139.4402 | 1140.2847 | 2009-09-29 | 1028.852 | [10 empty] | 2004-12-28 | 0 |  | 2009-08-06 19:50
|  | 2001-12-15 | 0.08 | [5 empty] | 2015-02-01 | 1140.0226 | 1139.6478 | 1140.4445 | 2009-10-01 | 1028.98 | [10 empty] | 2004-12-29 | 0 |  | 2009-08-17 | 0.0272
|  | 2002-01-15 | 0.05 | [5 empty] | 2015-03-01 | 1140.1887 | 1139.813 | 1140.5857 | 2009-10-05 | 1028.938 | [10 empty] | 2004-12-30 | 0 |  | 2009-09-02 18:05 | 0.01695
|  | 2002-02-12 | 0.02 | [5 empty] | 2015-04-01 | 1140.353 | 1139.9935 | 1140.7172 | 2009-10-09 | 1028.668 | [10 empty] | 2004-12-31 | 0 |  | 2009-10-05 15:20 | 0.01895
|  | 2002-03-12 | 0.03 | [5 empty] | 2015-05-01 | 1140.4916 | 1140.0908 | 1140.8452 | 2009-10-12 | 1028.428 | [10 empty] | 2005-01-01 | 0 |  | 2009-10-18 15:10
|  | 2002-04-15 | 0.03 | [5 empty] | 2015-06-01 | 1139.2212 | 1138.906 | 1140.1216 | 2009-10-13 | 1028.338 | [10 empty] | 2005-01-02 | 0 |  | 2009-11-04 14:01 | 0.0282
|  | 2002-05-13 | 0.07 | [5 empty] | 2015-07-01 | 1138.8884 | 1138.8878 | 1139.7161 | 2009-10-16 | 1028.393 | [10 empty] | 2005-01-03 | 0 |  | 2009-11-09 14:04
|  | 2002-06-16 | 0.031 | [5 empty] | 2015-08-01 | 1138.9022 | 1138.8997 | 1139.245 | 2009-10-19 | 1028.132 | [10 empty] | 2005-01-04 | 0 |  | 2009-12-01 15:41 | 0.02395
|  | 2002-07-16 | 0.034 | [5 empty] | 2015-09-01 | 1138.9281 | 1138.9279 | 1138.9281 | 2009-10-20 | 1028 | [10 empty] | 2005-01-05 | 0 |  | 2010-01-11
|  | 2002-08-12 | 0.018 | [5 empty] | 2015-10-01 | 1138.9723 | 1138.9723 | 1138.9723 | 2009-10-21 | 1027.925 | [10 empty] | 2005-01-06 | 0 |  | 2010-01-11 15:05 | 0.02385
|  | 2002-09-16 | 0.107 | [5 empty] | 2015-11-01 | 1139.3628 | 1139.1967 | 1139.5641 | 2009-10-22 | 1027.864 | [10 empty] | 2005-01-07 | 0 |  | 2010-02-22
|  | 2002-10-15 | 0.031 | [5 empty] | 2015-12-01 | 1139.6346 | 1139.3395 | 1139.985 | 2009-10-23 | 1027.775 | [10 empty] | 2005-01-08 | 0 |  | 2010-02-22 12:01 | 0.02485
|  | 2002-11-11 | [6 empty] | 2016-01-01 | 1139.8263 | 1139.4449 | 1140.2854 | 2009-10-24 | 1027.669 | [10 empty] | 2005-01-09 | 0 |  | 2010-03-10
|  | 2002-11-12 | 0.04 | [5 empty] | 2016-02-01 | 1140.0203 | 1139.6555 | 1140.4454 | 2009-10-25 | 1027.542 | [10 empty] | 2005-01-10 | 0 |  | 2010-03-10 08:23 | 0.02575
|  | 2002-12-10 | 0.059 | [5 empty] | 2016-03-01 | 1140.1902 | 1139.8226 | 1140.5868 | 2009-10-26 | 1027.496 | [10 empty] | 2005-01-11 | 0 |  | 2010-04-14 |  | 0
|  | 2003-01-14 | 0.038 | [5 empty] | 2016-04-01 | 1140.355 | 1140.006 | 1140.7184 | 2009-10-27 | 1027.395 | [10 empty] | 2005-01-12 | 0 |  | 2010-04-14 15:07 | 0.03105 | 0.03105
|  | 2003-02-15 | 0.033 | [5 empty] | 2016-05-01 | 1140.4926 | 1140.0891 | 1140.8433 | 2009-10-28 | 1027.32 | [10 empty] | 2005-01-13 | 0 |  | 2010-05-02 17:50
|  | 2003-03-15 | 0.027 | [5 empty] | 2016-06-01 | 1139.2145 | 1138.906 | 1140.1183 | 2009-10-29 | 1027.235 | [10 empty] | 2005-01-14 | 0 |  | 2010-05-03
|  | 2003-04-15 | 0.023333 | [5 empty] | 2016-07-01 | 1138.8884 | 1138.8878 | 1139.712 | 2009-10-30 | 1027.188 | [10 empty] | 2005-01-15 | 0 |  | 2010-05-03 16:13 | 0.0161
|  | 2003-05-13 | 0.077 | [5 empty] | 2016-08-01 | 1138.9022 | 1138.8988 | 1139.2405 | 2009-10-31 | 1027.123 | [10 empty] | 2005-01-16 | 0 |  | 2010-06-04
|  | 2003-05-14 | 0.12 | [5 empty] | 2016-09-01 | 1138.9281 | 1138.9219 | 1138.9281 | 2009-11-01 | 1027.034 | [10 empty] | 2005-01-17 | 0 |  | 2010-06-04 12:31 | 0.0081
|  | 2003-06-14 | 0.039 | [5 empty] | 2016-10-01 | 1138.9723 | 1138.963 | 1138.9723 | 2009-11-02 | 1026.96 | [10 empty] | 2005-01-18 | 0 |  | 2010-07-08
|  | 2003-07-14 | 0.048 | [5 empty] | 2016-11-01 | 1139.349 | 1139.1964 | 1139.5636 | 2009-11-09 | 1027.174 | [10 empty] | 2005-01-19 | 0 |  | 2010-07-08 15:10 | 0.0079
|  | 2003-07-15 | 0.03 | [5 empty] | 2016-12-01 | 1139.6211 | 1139.3391 | 1139.9841 | 2009-11-16 | 1027.381 | [10 empty] | 2005-01-20 | 0 |  | 2010-08-03
|  | 2003-08-11 | 0.026 | [5 empty] | 2017-01-01 | 1139.8225 | 1139.4443 | 1140.2844 | 2009-11-23 | 1027.537 | [10 empty] | 2005-01-21 | 0 |  | 2010-08-03 16:10 | 0.00985
|  | 2003-09-02 | [6 empty] | 2017-02-01 | 1140.0148 | 1139.6545 | 1140.4441 | 2009-11-30 | 1027.72 | [10 empty] | 2005-01-22 | 0 |  | 2010-09-02
|  | 2003-09-08 | 0.047667 | [5 empty] | 2017-03-01 | 1140.1855 | 1139.8214 | 1140.5853 | 2009-12-07 | 1027.822 | [10 empty] | 2005-01-23 | 0 |  | 2010-09-02 09:43 | 0.0142
|  | 2003-09-16 | [6 empty] | 2017-04-01 | 1140.3657 | 1140.0044 | 1140.7168 | 2009-12-14 | 1027.966 | [10 empty] | 2005-01-24 | 0 |  | 2010-10-18
|  | 2003-09-24 | [6 empty] | 2017-05-01 | 1140.4877 | 1140.0807 | 1140.8309 | 2010-01-04 | 1028.332 | [10 empty] | 2005-01-25 | 0 |  | 2010-10-18 11:45 | 0.0141
|  | 2003-09-30 | [6 empty] | 2017-06-01 | 1139.2122 | 1138.906 | 1140.0988 | 2010-01-18 | 1028.556 | [10 empty] | 2005-01-26 | 0 |  | 2010-11-09
|  | 2003-10-14 | 0.028 | [5 empty] | 2017-07-01 | 1138.8885 | 1138.8878 | 1139.6881 | 2010-02-01 | 1028.778 | [10 empty] | 2005-01-27 | 0 |  | 2010-11-09 14:04 | 0.0219
|  | 2003-11-15 | 0.037 | [5 empty] | 2017-08-01 | 1138.9022 | 1138.8995 | 1139.2135 | 2010-02-16 | 1028.954 | [10 empty] | 2005-01-28 | 0 |  | 2010-12-01
|  | 2003-12-14 | [6 empty] | 2017-09-01 | 1138.9281 | 1138.9244 | 1138.9281 | 2010-03-01 | 1029.097 | [10 empty] | 2005-01-29 | 0 |  | 2010-12-01 17:35 | 0.0192
|  | 2003-12-15 | 0.033 | [5 empty] | 2017-10-01 | 1138.9723 | 1138.9677 | 1138.9723 | 2010-03-15 | 1029.236 | [10 empty] | 2005-01-30 | 0 |  | 2011-01-19 11:11 | 0.0179
|  | 2004-01-12 | 0.041 | [5 empty] | 2017-11-01 | 1139.3674 | 1139.1952 | 1139.5604 | 2010-03-23 | 1029.294 | [10 empty] | 2005-01-31 | 0 |  | 2011-02-01 17:15 | 0.0197
|  | 2004-02-16 | 0.057 | [5 empty] | 2017-12-01 | 1139.6321 | 1139.337 | 1139.9788 | 2010-03-25 | 1029.218 | [10 empty] | 2005-02-01 | 0 |  | 2011-03-16 15:50 | 0.0407
|  | 2004-03-15 | 0.023 | [5 empty] | 2018-01-01 | 1139.8212 | 1139.4414 | 1140.2781 | 2010-03-29 | 1029.135 | [10 empty] | 2005-02-02 | 0 |  | 2011-04-13 13:35 | 0.018 | 0.018
|  | 2004-05-02 | 0.076 | [5 empty] | 2018-02-01 | 1140.0286 | 1139.6499 | 1140.4364 | 2010-04-05 | 1029.093 | [10 empty] | 2005-02-03 | 0 |  | 2011-05-11 15:15 | 0.083
|  | 2004-05-09 | 0.058 | [5 empty] | 2018-03-01 | 1140.1932 | 1139.8154 | 1140.5767 | 2010-04-12 | 1029.039 | [10 empty] | 2005-02-04 | 0 |  | 2011-06-20 09:46 | 0.0451
|  | 2004-05-14 | 0.089 | [5 empty] | 2018-04-01 | 1140.3647 | 1139.9967 | 1140.7069 | 2010-04-19 | 1029.127 | [10 empty] | 2005-02-05 | 0 |  | 2011-07-13 14:38 | 0.0069
|  | 2004-05-25 | 0.085 | [5 empty] | 2018-05-01 | 1140.4906 | 1140.0769 | 1140.837 | 2010-04-21 | 1029.193 | [10 empty] | 2005-02-06 | 0 |  | 2011-08-25 13:02 | 0.0063
|  | 2004-06-01 | 0.01 | [5 empty] | 2018-06-01 | 1139.2244 | 1138.906 | 1140.1085 | 2010-04-26 | 1029.399 | [10 empty] | 2005-02-07 | 0 |  | 2011-09-21 13:30 | 0.0081
|  | 2004-06-14 | 0.014 | [5 empty] | 2018-07-01 | 1138.8885 | 1138.8878 | 1139.7001 | 2010-05-03 | 1029.386 | [10 empty] | 2005-02-08 | 0 |  | 2011-10-20 14:26 | 0.016
|  | 2004-07-12 | 0.02 | [5 empty] | 2018-08-01 | 1138.9022 | 1138.8998 | 1139.2269 | 2010-05-10 | 1029.108 | [10 empty] | 2005-02-09 | 0 |  | 2011-11-14 16:00 | 0.0232
|  | 2004-08-09 | 0.024 | [5 empty] | 2018-09-01 | 1138.9281 | 1138.9254 | 1138.9281 | 2010-05-17 | 1028.894 | [10 empty] | 2005-02-10 | 0 |  | 2011-12-06 14:30 | 0.0128
|  | 2004-08-24 | 0.061 | [5 empty] | 2018-10-01 | 1138.9723 | 1138.965 | 1138.9723 | 2010-05-24 | 1028.7 | [10 empty] | 2005-02-11 | 0 |  | 2012-01-18 14:00 | 0.0159
|  | 2004-08-31 | 0.079 | [5 empty] | 2018-11-01 | 1139.3547 | 1139.1947 | 1139.562 | 2010-05-31 | 1028.542 | [10 empty] | 2005-02-12 | 0 |  | 2012-02-07 15:52 | 0.0198
|  | 2004-09-13 | [6 empty] | 2018-12-01 | 1139.6273 | 1139.3361 | 1139.9814 | 2010-06-07 | 1028.44 | [10 empty] | 2005-02-13 | 0 |  | 2012-03-05 16:20 | 0.0214 |  | Least Result | Greatest Result |  | Time (yr) | Mean | S.D. | Least Result | 5% | 25% | Median | 75% | 95% | Greatest Result
|  | 2004-09-14 | 0.073 | [5 empty] | 2019-01-01 | 1139.8196 | 1139.4401 | 1140.2812 | 2010-06-14 | 1028.392 | [10 empty] | 2005-02-14 | 0 |  | 2012-01-01 |  | 0.064693 | 0.045847 | 0.083486 |  | 0 | 0.065598 | 0.010975 | 0.046762 | 0.048478 | 0.056096 | 0.065607 | 0.075105 | 0.082693 | 8.44% | 0.000913
|  | 2004-10-12 | 0.034 | [5 empty] | 2019-02-01 | 1140.0198 | 1139.6477 | 1140.4403 | 2010-06-21 | 1028.17 | [10 empty] | 2005-02-15 | 0 |  | 2012-02-01 |  | 0.061863 | 0.044296 | 0.079384 |  | 0.083333 | 0.062769 | 0.010231 | 0.045211 | 0.04681 | 0.053911 | 0.062777 | 0.071631 | 0.078706 | 0.080297 | 0.000913
|  | 2004-11-15 | 0.039 | [5 empty] | 2019-03-01 | 1140.1837 | 1139.8127 | 1140.5811 | 2010-06-28 | 1027.916 | [10 empty] | 2005-02-16 | 0 |  | 2012-03-01 |  | 0.076595 | 0.052375 | 0.10073 |  | 0.16667 | 0.077492 | 0.014098 | 0.053289 | 0.055494 | 0.065286 | 0.077506 | 0.089704 | 0.099447 | 0.10164 | 0.00091
|  | 2004-12-03 | 0.032 | [5 empty] | 2019-04-01 | 1140.3345 | 1139.9932 | 1140.7118 | 2010-07-05 | 1027.66 | [10 empty] | 2005-02-17 | 0 |  | 2012-04-01 |  | 0.065084 | 0.046062 | 0.084053 |  | 0.25 | 0.065989 | 0.011077 | 0.046977 | 0.048708 | 0.056398 | 0.065998 | 0.075584 | 0.083243 | 0.084965 | 0.000912
|  | 2005-01-12 | 0.028 | [5 empty] | 2019-05-01 | 1140.4456 | 1140.0957 | 1140.8319 | 2010-07-12 | 1027.452 | [10 empty] | 2005-02-18 | 0 |  | 2012-05-01 |  | 0.033225 | 0.028613 | 0.037835 |  | 0.33333 | 0.034144 | 0.002689 | 0.029532 | 0.029951 | 0.031815 | 0.034144 | 0.036472 | 0.038335 | 0.038754 | 0.000919
|  | 2005-01-21 | 0.028 | [5 empty] | 2019-06-01 | 1139.1917 | 1138.9061 | 1140.1005 | 2010-07-19 | 1027.298 | [10 empty] | 2005-02-19 | 0 |  | 2012-06-01 |  | 0.034681 | 0.029409 | 0.039949 |  | 0.41667 | 0.035599 | 0.0030732 | 0.030328 | 0.030807 | 0.032938 | 0.0356 | 0.038261 | 0.040389 | 0.040868 | 0.000919
|  | 2005-02-08 | 0.028 | [5 empty] | 2019-07-01 | 1138.8885 | 1138.8878 | 1139.6901 | 2010-07-26 | 1027.168 | [10 empty] | 2005-02-20 | 0 |  | 2012-07-01 |  | 0.036717 | 0.030523 | 0.042905 |  | 0.5 | 0.037634 | 0.0036102 | 0.031442 | 0.032005 | 0.034508 | 0.037635 | 0.040761 | 0.043261 | 0.043823 | 0.000918
|  | 2005-03-01 | [6 empty] | 2019-08-01 | 1138.9022 | 1138.8988 | 1139.2157 | 2010-08-02 | 1027.06 | [10 empty] | 2005-02-21 | 0 |  | 2012-08-01 |  | 0.042105 | 0.033472 | 0.050726 |  | 0.58333 | 0.04302 | 0.0050309 | 0.03439 | 0.035175 | 0.038664 | 0.043022 | 0.047378 | 0.05086 | 0.051643 | 0.000917
|  | 2005-03-08 | 0.25 | [5 empty] | 2019-09-01 | 1138.9281 | 1138.9227 | 1138.9281 | 2010-08-09 | 1027.834 | [10 empty] | 2005-02-22 | 0 |  | 2012-09-01 |  | 0.04537 | 0.035149 | 0.055171 |  | 0.66667 | 0.046156 | 0.0058254 | 0.036066 | 0.036978 | 0.041229 | 0.046287 | 0.051138 | 0.055179 | 0.056087 | 0.000916
|  | 2005-03-14 | 0.19 | [5 empty] | 2019-10-01 | 1138.9723 | 1138.9614 | 1138.9723 | 2010-08-16 | 1027.663 | [10 empty] | 2005-02-23 | 310.65 |  | 2012-10-01 |  | 0.048431 | 0.036574 | 0.06947 |  | 0.75 | 0.04975 | 0.0076882 | 0.037492 | 0.038736 | 0.043487 | 0.049348 | 0.05535 | 0.062863 | 0.070387 | 0.000917
|  | 2005-03-22 | 0.2 | [5 empty] | 2019-11-01 | 1139.3478 | 1139.1974 | 1139.5607 | 2010-08-23 | 1027.884 | [10 empty] | 2005-02-24 | 446.12 |  | 2012-11-01 |  | 0.055214 | 0.04003 | 0.094424 |  | 0.83333 | 0.05809 | 0.01266 | 0.040947 | 0.042509 | 0.048755 | 0.056129 | 0.064061 | 0.086681 | 0.095338 | 0.000914
|  | 2005-04-11 | 0.019 | [5 empty] | 2019-12-01 | 1139.6141 | 1139.3407 | 1139.9791 | 2010-08-30 | 1027.837 | [10 empty] | 2005-02-25 | 374.38 |  | 2012-12-01 |  | 0.060759 | 0.042121 | 0.11683 |  | 0.91667 | 0.06488 | 0.017855 | 0.043036 | 0.044791 | 0.053078 | 0.061673 | 0.06993 | 0.10803 | 0.11775 | 0.00092
|  | 2005-05-10 | 0.035 | [5 empty] | 2020-01-01 | 1139.8135 | 1139.4467 | 1140.2786 | 2010-09-06 | 1027.41 | [10 empty] | 2005-02-26 | 390.66 |  | 2013-01-01 |  | 0.069254 | 0.045847 | 0.13893 |  | 1 | 0.075016 | 0.022783 | 0.046762 | 0.048859 | 0.059332 | 0.070168 | 0.081334 | 0.13129 | 0.13984 | 0.00091
|  | 2005-05-31 | 0.019 | [5 empty] | 2020-02-01 | 1140.0132 | 1139.6583 | 1140.4371 | 2010-09-13 | 1027.291 | [10 empty] | 2005-02-27 | 395.31 |  | 2013-02-01 |  | 0.067886 | 0.044296 | 0.14065 |  | 1.0833 | 0.075548 | 0.025053 | 0.045211 | 0.047165 | 0.058168 | 0.068799 | 0.080372 | 0.13473 | 0.14156 | 0.00091
|  | 2005-06-11 | 0.017 | [5 empty] | 2020-03-01 | 1140.1841 | 1139.8262 | 1140.5774 | 2010-09-20 | 1027.446 | [10 empty] | 2005-02-28 | 395.31 |  | 2013-03-01 |  | 0.087331 | 0.052375 | 0.16167 |  | 1.1667 | 0.093575 | 0.028908 | 0.053289 | 0.055984 | 0.071644 | 0.088242 | 0.11021 | 0.15531 | 0.16258 | 0.00091
|  | 2005-06-19 | 0.022 | [5 empty] | 2020-04-01 | 1140.3523 | 1140.0104 | 1140.7078 | 2010-09-27 | 1027.595 | [10 empty] | 2005-03-01 | 180.21 |  | 2013-04-01 |  | 0.078285 | 0.046062 | 0.14524 |  | 1.25 | 0.085456 | 0.028749 | 0.046977 | 0.049093 | 0.062352 | 0.079198 | 0.10729 | 0.14216 | 0.14616 | 0.00092
|  | 2005-06-21 | 0.027 | [5 empty] | 2020-05-01 | 1140.4753 | 1140.0818 | 1140.8483 | 2010-10-04 | 1027.738 | [10 empty] | 2005-03-02 | 180.21 |  | 2013-05-01 |  | 0.040037 | 0.028613 | 0.099716 |  | 1.3333 | 0.05708 | 0.02688 | 0.029532 | 0.030138 | 0.033446 | 0.040955 | 0.088994 | 0.099661 | 0.10063 | 0.000914
|  | 2005-07-02 | 0.011 | [5 empty] | 2020-06-01 | 1139.1946 | 1138.9061 | 1140.1241 | 2010-10-12 | 1027.881 | [10 empty] | 2005-03-03 | 206.12 |  | 2013-06-01 |  | 0.050978 | 0.029409 | 0.1018 |  | 1.4167 | 0.061896 | 0.02757 | 0.030328 | 0.031021 | 0.035648 | 0.051896 | 0.094081 | 0.1016 | 0.10272 | 0.00092
|  | 2005-07-10 | 0.029 | [5 empty] | 2020-07-01 | 1138.8884 | 1138.8878 | 1139.7198 | 2010-10-18 | 1028.011 | [10 empty] | 2005-03-04 | 272.62 |  | 2013-07-01 |  | 0.062507 | 0.030523 | 0.10471 |  | 1.5 | 0.067283 | 0.027915 | 0.031442 | 0.03238 | 0.039159 | 0.063425 | 0.096856 | 0.10432 | 0.10563 | 0.00092
|  | 2005-07-17 | 0.035 | [5 empty] | 2020-08-01 | 1138.9022 | 1138.8992 | 1139.2496 | 2010-10-25 | 1028.136 | [10 empty] | 2005-03-05 | 272.62 |  | 2013-08-01 |  | 0.07742 | 0.033472 | 0.11241 |  | 1.5833 | 0.076 | 0.028092 | 0.03439 | 0.035698 | 0.048451 | 0.078338 | 0.10366 | 0.11177 | 0.11333 | 0.00092
|  | 2005-07-24 | 0.032 | [5 empty] | 2020-09-01 | 1138.9281 | 1138.9216 | 1138.9281 | 2010-11-01 | 1028.226 | [10 empty] | 2005-03-06 | 272.62 |  | 2013-09-01 |  | 0.089574 | 0.035149 | 0.11679 |  | 1.6667 | 0.082402 | 0.027682 | 0.036066 | 0.038686 | 0.054965 | 0.090492 | 0.10775 | 0.1159 | 0.11771 | 0.00092
|  | 2005-07-25 | 0.024 | [5 empty] | 2020-10-01 | 1138.9723 | 1138.9612 | 1138.9723 | 2010-11-08 | 1028.397 | [10 empty] | 2005-03-07 | 311.23 |  | 2013-10-01 |  | 0.10072 | 0.037253 | 0.12051 |  | 1.75 | 0.08834 | 0.026739 | 0.03817 | 0.042809 | 0.062763 | 0.10164 | 0.1121 | 0.11941 | 0.12143 | 0.00092
|  | 2005-07-31 | 0.029 | [5 empty] | 2020-11-01 | 1139.3494 | 1139.1954 | 1139.5648 | 2010-11-15 | 1028.458 | [10 empty] | 2005-03-08 | 233.99 |  | 2013-11-01 |  | 0.10689 | 0.040882 | 0.12953 |  | 1.8333 | 0.097954 | 0.025675 | 0.041799 | 0.051356 | 0.076266 | 0.10781 | 0.11973 | 0.12791 | 0.13044 | 0.00091
|  | 2005-08-06 | 0.037 | [5 empty] | 2020-12-01 | 1139.6191 | 1139.3373 | 1139.9863 | 2010-11-18 | 1028.441 | [10 empty] | 2005-03-09 | 329.41 |  | 2013-12-01 |  | 0.11012 | 0.044927 | 0.13498 |  | 1.9167 | 0.10508 | 0.02386 | 0.045843 | 0.060776 | 0.087252 | 0.11104 | 0.12435 | 0.13352 | 0.13589 | 0.00091
|  | 2005-08-13 | 0.051 | [5 empty] | 2021-01-01 | 1139.8164 | 1139.4418 | 1140.287 | 2010-11-19 | 1028.379 | [10 empty] | 2005-03-10 | 34.075 |  | 2014-01-01 |  | 0.11765 | 0.055377 | 0.14469 |  | 2 | 0.11496 | 0.022234 | 0.056292 | 0.072198 | 0.10086 | 0.11856 | 0.13314 | 0.14315 | 0.1456 | 0.00091
|  | 2005-08-20 | 0.051 | [5 empty] | 2021-02-01 | 1140.02 | 1139.6504 | 1140.4474 | 2010-11-20 | 1028.332 | [10 empty] | 2005-03-11 | 295.33 |  | 2014-02-01 |  | 0.1177 | 0.059937 | 0.14065 |  | 2.0833 | 0.1149 | 0.019314 | 0.060853 | 0.077134 | 0.10598 | 0.11861 | 0.12994 | 0.13927 | 0.14156 | 0.00091
|  | 2005-08-23 | 0.05 | [5 empty] | 2021-03-01 | 1140.189 | 1139.8163 | 1140.5889 | 2010-11-21 | 1028.285 | [10 empty] | 2005-03-12 | 365.99 |  | 2014-03-01 |  | 0.13292 | 0.07521 | 0.16167 |  | 2.1667 | 0.13186 | 0.019786 | 0.076124 | 0.093865 | 0.12006 | 0.13384 | 0.1473 | 0.15943 | 0.16258 | 0.00091
|  | 2005-08-27 | 0.049 | [5 empty] | 2021-04-01 | 1140.3505 | 1139.9977 | 1140.7209 | 2010-11-22 | 1028.257 | [10 empty] | 2005-03-13 | 307.22 |  | 2014-04-01 |  | 0.12369 | 0.07448 | 0.14524 |  | 2.25 | 0.12247 | 0.015529 | 0.075394 | 0.092976 | 0.11275 | 0.1246 | 0.1351 | 0.14368 | 0.14616 | 0.00092
|  | 2005-09-05 | 0.06 | [5 empty] | 2021-05-01 | 1140.4613 | 1140.0811 | 1140.8401 | 2010-11-23 | 1028.204 | [10 empty] | 2005-03-14 | 307.22 |  | 2014-05-01 |  | 0.094388 | 0.061422 | 0.099716 |  | 2.3333 | 0.092605 | 0.0083824 | 0.062341 | 0.073761 | 0.092245 | 0.095307 | 0.097947 | 0.10013 | 0.10063 | 0.000914
|  | 2005-09-06 | 0.057 | [5 empty] | 2021-06-01 | 1139.2095 | 1138.9061 | 1140.1134 | 2010-11-24 | 1028.155 | [10 empty] | 2005-03-15 | 324.77 |  | 2014-06-01 |  | 0.095816 | 0.06862 | 0.1018 |  | 2.4167 | 0.095381 | 0.0064262 | 0.069539 | 0.082046 | 0.093657 | 0.096735 | 0.099805 | 0.10214 | 0.10272 | 0.00092
|  | 2005-09-11 | 0.05 | [5 empty] | 2021-07-01 | 1138.8885 | 1138.8878 | 1139.7061 | 2010-11-25 | 1028.12 | [10 empty] | 2005-03-16 | 388.41 |  | 2014-07-01 |  | 0.097897 | 0.076166 | 0.10471 |  | 2.5 | 0.098403 | 0.005095 | 0.077085 | 0.091053 | 0.095548 | 0.098815 | 0.10221 | 0.10495 | 0.10563 | 0.00092
|  | 2005-09-18 | 0.03 | [5 empty] | 2021-08-01 | 1138.9022 | 1138.8988 | 1139.2434 | 2010-11-26 | 1028.073 | [10 empty] | 2005-03-17 | 287.47 |  | 2014-08-01 |  | 0.10366 | 0.085735 | 0.11241 |  | 2.5833 | 0.10443 | 0.0054351 | 0.086653 | 0.096592 | 0.10041 | 0.10458 | 0.10874 | 0.11238 | 0.11333 | 0.00092
|  | 2005-09-24 | 0.034 | [5 empty] | 2021-09-01 | 1138.9281 | 1138.9216 | 1138.9281 | 2010-11-27 | 1028.028 | [10 empty] | 2005-03-18 | 287.47 |  | 2014-09-01 |  | 0.10704 | 0.093891 | 0.11679 |  | 2.6667 | 0.10785 | 0.0058861 | 0.094809 | 0.098589 | 0.10292 | 0.10796 | 0.11299 | 0.11681 | 0.11771 | 0.00092
|  | 2005-10-01 | 0.066 | [5 empty] | 2021-10-01 | 1138.9723 | 1138.962 | 1138.9723 | 2010-11-29 | 1027.949 | [10 empty] | 2005-03-19 | 307.74 |  | 2014-10-01 |  | 0.10961 | 0.09847 | 0.12074 |  | 2.75 | 0.11053 | 0.0064936 | 0.099387 | 0.1004 | 0.10491 | 0.11053 | 0.11615 | 0.12065 | 0.12166 | 0.00092
|  | 2005-10-10 | 0.028 | [5 empty] | 2021-11-01 | 1139.3491 | 1139.1926 | 1139.5627 | 2010-12-02 | 1027.823 | [10 empty] | 2005-03-20 | 307.74 |  | 2014-11-01 |  | 0.11586 | 0.10187 | 0.12981 |  | 2.8333 | 0.11677 | 0.0081466 | 0.10279 | 0.10406 | 0.10971 | 0.11677 | 0.12382 | 0.12946 | 0.13073 | 0.00092
|  | 2005-10-11 | 0.028 | [5 empty] | 2021-12-01 | 1139.615 | 1139.3372 | 1139.9828 | 2010-12-06 | 1027.902 | [10 empty] | 2005-03-21 | 307.74 |  | 2014-12-01 |  | 0.11963 | 0.10393 | 0.1353 |  | 2.9167 | 0.12054 | 0.0091454 | 0.10485 | 0.10627 | 0.11262 | 0.12055 | 0.12846 | 0.13479 | 0.13621 | 0.00091
|  | 2005-11-01 | 0.043 | [5 empty] | 2022-01-01 | 1139.8152 | 1139.4415 | 1140.2828 | 2010-12-13 | 1028.035 | [10 empty] | 2005-03-22 | 267.23 |  | 2015-01-01 |  | 0.12636 | 0.1076 | 0.14507 |  | 3 | 0.12726 | 0.010924 | 0.10852 | 0.11022 | 0.11781 | 0.12727 | 0.13673 | 0.14428 | 0.14598 | 0.00091
|  | 2005-11-02 | 0.043 | [9 empty] | 2010-12-16 | 1028.075 | [10 empty] | 2005-03-23 | 307.21 |  | 2015-02-01 |  | 0.12356 | 0.10607 | 0.141 |  | 3.0833 | 0.12446 | 0.010184 | 0.10699 | 0.10858 | 0.11565 | 0.12447 | 0.13329 | 0.14033 | 0.14191 | 0.00091
|  | 2005-12-13 | 0.056 | [9 empty] | 2011-01-03 | 1028.485 | [10 empty] | 2005-03-24 | 0 |  | 2015-03-01 |  | 0.13814 | 0.11403 | 0.16216 |  | 3.1667 | 0.13903 | 0.014033 | 0.11494 | 0.11714 | 0.12688 | 0.13905 | 0.15119 | 0.16089 | 0.16307 | 0.00091
|  | 2005-12-15 | 0.056 | [9 empty] | 2011-01-10 | 1028.581 | [10 empty] | 2005-03-25 | 0 |  | 2015-04-01 |  | 0.12675 | 0.10781 | 0.14563 |  | 3.25 | 0.12765 | 0.011026 | 0.10873 | 0.11045 | 0.1181 | 0.12766 | 0.1372 | 0.14483 | 0.14654 | 0.00091
|  | 2006-01-23 | 0.062 | [9 empty] | 2011-01-17 | 1028.663 | [10 empty] | 2005-03-26 | 0 |  | 2015-05-01 |  | 0.095223 | 0.090631 | 0.099812 |  | 3.3333 | 0.096139 | 0.0026768 | 0.09155 | 0.091966 | 0.093823 | 0.096141 | 0.098458 | 0.10031 | 0.10073 | 0.000918
|  | 2006-02-14 | 0.04 | [9 empty] | 2011-01-24 | 1028.775 | [10 empty] | 2005-03-27 | 0 |  | 2015-06-01 |  | 0.096663 | 0.091416 | 0.10191 |  | 3.4167 | 0.09758 | 0.0030592 | 0.092334 | 0.09281 | 0.094932 | 0.097582 | 0.10023 | 0.10235 | 0.10283 | 0.00092
|  | 2006-03-24 | 0.044 | [9 empty] | 2011-01-31 | 1028.847 | [10 empty] | 2005-03-28 | 0 |  | 2015-07-01 |  | 0.098677 | 0.092512 | 0.10484 |  | 3.5 | 0.099593 | 0.0035938 | 0.093431 | 0.09399 | 0.096483 | 0.099596 | 0.10271 | 0.10519 | 0.10576 | 0.00092
|  | 2006-04-25 | 0.045 | [9 empty] | 2011-02-07 | 1028.921 | [10 empty] | 2005-03-29 | 0 |  | 2015-08-01 |  | 0.10401 | 0.095416 | 0.11259 |  | 3.5833 | 0.10492 | 0.0050078 | 0.096334 | 0.097114 | 0.10059 | 0.10493 | 0.10926 | 0.11273 | 0.11351 | 0.00092
|  | 2006-05-09 | 0.17 | [9 empty] | 2011-02-14 | 1029.016 | [10 empty] | 2005-03-30 | 0 |  | 2015-09-01 |  | 0.10704 | 0.097067 | 0.117 |  | 3.6667 | 0.10795 | 0.0058111 | 0.097984 | 0.09889 | 0.10292 | 0.10796 | 0.11299 | 0.11701 | 0.11791 | 0.00091
|  | 2006-05-18 | 0.03 | [9 empty] | 2011-02-21 | 1029.092 | [10 empty] | 2005-03-31 | 0 |  | 2015-10-01 |  | 0.10961 | 0.09847 | 0.12074 |  | 3.75 | 0.11053 | 0.0064936 | 0.099387 | 0.1004 | 0.10491 | 0.11053 | 0.11615 | 0.12065 | 0.12166 | 0.00092
|  | 2006-05-23 | 0.035 | [9 empty] | 2011-02-28 | 1029.16 | [10 empty] | 2005-04-01 | 0 |  | 2015-11-01 |  | 0.11586 | 0.10187 | 0.12981 |  | 3.8333 | 0.11677 | 0.0081466 | 0.10279 | 0.10406 | 0.10971 | 0.11677 | 0.12382 | 0.12946 | 0.13073 | 0.00092
|  | 2006-05-30 | 0.028 | [9 empty] | 2011-03-07 | 1029.224 | [10 empty] | 2005-04-02 | 0 |  | 2015-12-01 |  | 0.11963 | 0.10393 | 0.1353 |  | 3.9167 | 0.12054 | 0.0091454 | 0.10485 | 0.10627 | 0.11262 | 0.12055 | 0.12846 | 0.13479 | 0.13621 | 0.00091
|  | 2006-06-06 | 0.022 | [9 empty] | 2011-03-14 | 1029.29 | [10 empty] | 2005-04-03 | 0 |  | 2016-01-01 |  | 0.12636 | 0.1076 | 0.14507 |  | 4 | 0.12726 | 0.010924 | 0.10852 | 0.11022 | 0.11781 | 0.12727 | 0.13673 | 0.14428 | 0.14598 | 0.00091
|  | 2006-06-19 | 0.027 | [9 empty] | 2011-03-21 | 1029.343 | [10 empty] | 2005-04-04 | 0 |  | 2016-02-01 |  | 0.12356 | 0.10607 | 0.141 |  | 4.0833 | 0.12446 | 0.010184 | 0.10699 | 0.10858 | 0.11565 | 0.12447 | 0.13329 | 0.14033 | 0.14191 | 0.00091
|  | 2006-06-20 | 0.026 | [9 empty] | 2011-03-24 | 1029.323 | [10 empty] | 2005-04-05 | 0 |  | 2016-03-01 |  | 0.13814 | 0.11403 | 0.16216 |  | 4.1667 | 0.13903 | 0.014033 | 0.11494 | 0.11714 | 0.12688 | 0.13905 | 0.15119 | 0.16089 | 0.16307 | 0.00091
|  | 2006-07-11 | 0.016 | [9 empty] | 2011-03-28 | 1029.347 | [10 empty] | 2005-04-06 | 0 |  | 2016-04-01 |  | 0.12675 | 0.10781 | 0.14563 |  | 4.25 | 0.12765 | 0.011026 | 0.10873 | 0.11045 | 0.1181 | 0.12766 | 0.1372 | 0.14483 | 0.14654 | 0.00091
|  | 2006-07-17 | 0.023 | [9 empty] | 2011-03-31 | 1029.297 | [10 empty] | 2005-04-07 | 0 |  | 2016-05-01 |  | 0.095223 | 0.090631 | 0.099812 |  | 4.3333 | 0.096139 | 0.0026768 | 0.09155 | 0.091966 | 0.093823 | 0.096141 | 0.098458 | 0.10031 | 0.10073 | 0.000918
|  | 2006-07-18 | 0.033 | [9 empty] | 2011-04-04 | 1029.205 | [10 empty] | 2005-04-08 | 0 |  | 2016-06-01 |  | 0.096663 | 0.091416 | 0.10191 |  | 4.4167 | 0.09758 | 0.0030592 | 0.092334 | 0.09281 | 0.094932 | 0.097582 | 0.10023 | 0.10235 | 0.10283 | 0.00092
|  | 2006-07-25 | 0.028 | [9 empty] | 2011-04-07 | 1029.029 | [10 empty] | 2005-04-09 | 0 |  | 2016-07-01 |  | 0.098677 | 0.092512 | 0.10484 |  | 4.5 | 0.099593 | 0.0035938 | 0.093431 | 0.09399 | 0.096483 | 0.099596 | 0.10271 | 0.10519 | 0.10576 | 0.00092
|  | 2006-08-01 | 0.023 | [9 empty] | 2011-04-11 | 1028.858 | [10 empty] | 2005-04-10 | 0 |  | 2016-08-01 |  | 0.10401 | 0.095416 | 0.11259 |  | 4.5833 | 0.10492 | 0.0050078 | 0.096334 | 0.097114 | 0.10059 | 0.10493 | 0.10926 | 0.11273 | 0.11351 | 0.00092
|  | 2006-08-15 | 0.028 | [9 empty] | 2011-04-14 | 1028.728 | [10 empty] | 2005-04-11 | 0 |  | 2016-09-01 |  | 0.10704 | 0.097067 | 0.117 |  | 4.6667 | 0.10795 | 0.0058111 | 0.097984 | 0.09889 | 0.10292 | 0.10796 | 0.11299 | 0.11701 | 0.11791 | 0.00091
|  | 2006-08-21 | 0.026 | [9 empty] | 2011-04-18 | 1028.634 | [10 empty] | 2005-04-12 | 0 |  | 2016-10-01 |  | 0.10961 | 0.09847 | 0.12074 |  | 4.75 | 0.11053 | 0.0064936 | 0.099387 | 0.1004 | 0.10491 | 0.11053 | 0.11615 | 0.12065 | 0.12166 | 0.00092
|  | 2006-08-22 | 0.027 | [9 empty] | 2011-04-21 | 1028.581 | [10 empty] | 2005-04-13 | 0 |  | 2016-11-01 |  | 0.11586 | 0.10187 | 0.12981 |  | 4.8333 | 0.11677 | 0.0081466 | 0.10279 | 0.10406 | 0.10971 | 0.11677 | 0.12382 | 0.12946 | 0.13073 | 0.00092
|  | 2006-08-29 | 0.039 | [9 empty] | 2011-04-25 | 1028.472 | [10 empty] | 2005-04-14 | 0 |  | 2016-12-01 |  | 0.11963 | 0.10393 | 0.1353 |  | 4.9167 | 0.12054 | 0.0091454 | 0.10485 | 0.10627 | 0.11262 | 0.12055 | 0.12846 | 0.13479 | 0.13621 | 0.00091
|  | 2006-09-05 | 0.025 | [9 empty] | 2011-04-28 | 1028.403 | [10 empty] | 2005-04-15 | 0 |  | 2017-01-01 |  | 0.12636 | 0.1076 | 0.14507 |  | 5 | 0.12726 | 0.010924 | 0.10852 | 0.11022 | 0.11781 | 0.12727 | 0.13673 | 0.14428 | 0.14598 | 0.00091
|  | 2006-09-12 | 0.018 | [9 empty] | 2011-05-02 | 1028.536 | [10 empty] | 2005-04-16 | 0 |  | 2017-02-01 |  | 0.12356 | 0.10607 | 0.141 |  | 5.0833 | 0.12446 | 0.010184 | 0.10699 | 0.10858 | 0.11565 | 0.12447 | 0.13329 | 0.14033 | 0.14191 | 0.00091
|  | 2006-10-17 | 0.032 | [9 empty] | 2011-05-05 | 1028.628 | [10 empty] | 2005-04-17 | 0 |  | 2017-03-01 |  | 0.13814 | 0.11403 | 0.16216 |  | 5.1667 | 0.13903 | 0.014033 | 0.11494 | 0.11714 | 0.12688 | 0.13905 | 0.15119 | 0.16089 | 0.16307 | 0.00091
|  | 2006-11-14 | 0.052 | [9 empty] | 2011-05-09 | 1028.54 | [10 empty] | 2005-04-18 | 0 |  | 2017-04-01 |  | 0.12675 | 0.10781 | 0.14563 |  | 5.25 | 0.12765 | 0.011026 | 0.10873 | 0.11045 | 0.1181 | 0.12766 | 0.1372 | 0.14483 | 0.14654 | 0.00091
|  | 2006-12-13 | 0.06 | [9 empty] | 2011-05-12 | 1028.403 | [10 empty] | 2005-04-19 | 0 |  | 2017-05-01 |  | 0.095223 | 0.090631 | 0.099812 |  | 5.3333 | 0.096139 | 0.0026768 | 0.09155 | 0.091966 | 0.093823 | 0.096141 | 0.098458 | 0.10031 | 0.10073 | 0.000918
|  | 2007-01-16 | 0.053 | [9 empty] | 2011-05-16 | 1028.249 | [10 empty] | 2005-04-20 | 0 |  | 2017-06-01 |  | 0.096663 | 0.091416 | 0.10191 |  | 5.4167 | 0.09758 | 0.0030592 | 0.092334 | 0.09281 | 0.094932 | 0.097582 | 0.10023 | 0.10235 | 0.10283 | 0.00092
|  | 2007-02-13 | 0.031 | [9 empty] | 2011-05-19 | 1028.178 | [10 empty] | 2005-04-21 | 0 |  | 2017-07-01 |  | 0.098677 | 0.092512 | 0.10484 |  | 5.5 | 0.099593 | 0.0035938 | 0.093431 | 0.09399 | 0.096483 | 0.099596 | 0.10271 | 0.10519 | 0.10576 | 0.00092
|  | 2007-02-15 | 0.031 | [9 empty] | 2011-05-23 | 1028.087 | [10 empty] | 2005-04-22 | 0 |  | 2017-08-01 |  | 0.10401 | 0.095416 | 0.11259 |  | 5.5833 | 0.10492 | 0.0050078 | 0.096334 | 0.097114 | 0.10059 | 0.10493 | 0.10926 | 0.11273 | 0.11351 | 0.00092
|  | 2007-03-12 | 0.024 | [9 empty] | 2011-05-26 | 1027.989 | [10 empty] | 2005-04-23 | 0 |  | 2017-09-01 |  | 0.10704 | 0.097067 | 0.117 |  | 5.6667 | 0.10795 | 0.0058111 | 0.097984 | 0.09889 | 0.10292 | 0.10796 | 0.11299 | 0.11701 | 0.11791 | 0.00091
|  | 2007-04-10 | 0.22 | [9 empty] | 2011-05-30 | 1027.89 | [10 empty] | 2005-04-24 | 0 |  | 2017-10-01 |  | 0.10961 | 0.09847 | 0.12074 |  | 5.75 | 0.11053 | 0.0064936 | 0.099387 | 0.1004 | 0.10491 | 0.11053 | 0.11615 | 0.12065 | 0.12166 | 0.00092
|  | 2007-04-19 | 0.07 | [9 empty] | 2011-06-06 | 1027.664 | [10 empty] | 2005-04-25 | 0 |  | 2017-11-01 |  | 0.11586 | 0.10187 | 0.12981 |  | 5.8333 | 0.11677 | 0.0081466 | 0.10279 | 0.10406 | 0.10971 | 0.11677 | 0.12382 | 0.12946 | 0.13073 | 0.00092
|  | 2007-05-14 | 0.043 | [9 empty] | 2011-06-09 | 1027.606 | [10 empty] | 2005-04-26 | 0 |  | 2017-12-01 |  | 0.11963 | 0.10393 | 0.1353 |  | 5.9167 | 0.12054 | 0.0091454 | 0.10485 | 0.10627 | 0.11262 | 0.12055 | 0.12846 | 0.13479 | 0.13621 | 0.00091
|  | 2007-05-15 | 0.045 | [9 empty] | 2011-06-13 | 1027.634 | [10 empty] | 2005-04-27 | 0 |  | 2018-01-01 |  | 0.12636 | 0.1076 | 0.14507 |  | 6 | 0.12726 | 0.010924 | 0.10852 | 0.11022 | 0.11781 | 0.12727 | 0.13673 | 0.14428 | 0.14598 | 0.00091
|  | 2007-05-22 | 0.034 | [9 empty] | 2011-06-16 | 1027.641 | [10 empty] | 2005-04-28 | 0 |  | 2018-02-01 |  | 0.12356 | 0.10607 | 0.141 |  | 6.0833 | 0.12446 | 0.010184 | 0.10699 | 0.10858 | 0.11565 | 0.12447 | 0.13329 | 0.14033 | 0.14191 | 0.00091
|  | 2007-05-29 | 0.016 | [9 empty] | 2011-06-20 | 1027.616 | [10 empty] | 2005-04-29 | 0 |  | 2018-03-01 |  | 0.13814 | 0.11403 | 0.16216 |  | 6.1667 | 0.13903 | 0.014033 | 0.11494 | 0.11714 | 0.12688 | 0.13905 | 0.15119 | 0.16089 | 0.16307 | 0.00091
|  | 2007-06-05 | 0.014 | [9 empty] | 2011-06-23 | 1027.643 | [10 empty] | 2005-04-30 | 0 |  | 2018-04-01 |  | 0.12675 | 0.10781 | 0.14563 |  | 6.25 | 0.12765 | 0.011026 | 0.10873 | 0.11045 | 0.1181 | 0.12766 | 0.1372 | 0.14483 | 0.14654 | 0.00091
|  | 2007-06-12 | 0.016 | [9 empty] | 2011-06-27 | 1027.66 | [10 empty] | 2005-05-01 | 0 |  | 2018-05-01 |  | 0.095223 | 0.090631 | 0.099812 |  | 6.3333 | 0.096139 | 0.0026768 | 0.09155 | 0.091966 | 0.093823 | 0.096141 | 0.098458 | 0.10031 | 0.10073 | 0.000918
|  | 2007-06-18 | 0.019 | [9 empty] | 2011-07-04 | 1027.837 | [10 empty] | 2005-05-02 | 0 |  | 2018-06-01 |  | 0.096663 | 0.091416 | 0.10191 |  | 6.4167 | 0.09758 | 0.0030592 | 0.092334 | 0.09281 | 0.094932 | 0.097582 | 0.10023 | 0.10235 | 0.10283 | 0.00092
|  | 2007-06-19 | 0.019 | [9 empty] | 2011-07-07 | 1027.889 | [10 empty] | 2005-05-03 | 166.78 |  | 2018-07-01 |  | 0.098677 | 0.092512 | 0.10484 |  | 6.5 | 0.099593 | 0.0035938 | 0.093431 | 0.09399 | 0.096483 | 0.099596 | 0.10271 | 0.10519 | 0.10576 | 0.00092
|  | 2007-06-26 | 0.02 | [9 empty] | 2011-07-11 | 1027.961 | [10 empty] | 2005-05-04 | 230.41 |  | 2018-08-01 |  | 0.10401 | 0.095416 | 0.11259 |  | 6.5833 | 0.10492 | 0.0050078 | 0.096334 | 0.097114 | 0.10059 | 0.10493 | 0.10926 | 0.11273 | 0.11351 | 0.00092
|  | 2007-07-03 | 0.019 | [9 empty] | 2011-07-14 | 1027.98 | [10 empty] | 2005-05-05 | 254.55 |  | 2018-09-01 |  | 0.10704 | 0.097067 | 0.117 |  | 6.6667 | 0.10795 | 0.0058111 | 0.097984 | 0.09889 | 0.10292 | 0.10796 | 0.11299 | 0.11701 | 0.11791 | 0.00091
|  | 2007-07-10 | 0.066 | [9 empty] | 2011-07-18 | 1027.939 | [10 empty] | 2005-05-06 | 133.86 |  | 2018-10-01 |  | 0.10961 | 0.09847 | 0.12074 |  | 6.75 | 0.11053 | 0.0064936 | 0.099387 | 0.1004 | 0.10491 | 0.11053 | 0.11615 | 0.12065 | 0.12166 | 0.00092
|  | 2007-07-16 | 0.025 | [9 empty] | 2011-07-25 | 1028.053 | [10 empty] | 2005-05-07 | 133.86 |  | 2018-11-01 |  | 0.11586 | 0.10187 | 0.12981 |  | 6.8333 | 0.11677 | 0.0081466 | 0.10279 | 0.10406 | 0.10971 | 0.11677 | 0.12382 | 0.12946 | 0.13073 | 0.00092
|  | 2007-07-17 | 0.023 | [9 empty] | 2011-07-28 | 1028.011 | [10 empty] | 2005-05-08 | 133.86 |  | 2018-12-01 |  | 0.11963 | 0.10393 | 0.1353 |  | 6.9167 | 0.12054 | 0.0091454 | 0.10485 | 0.10627 | 0.11262 | 0.12055 | 0.12846 | 0.13479 | 0.13621 | 0.00091
|  | 2007-07-24 | 0.031 | [9 empty] | 2011-08-01 | 1028.013 | [10 empty] | 2005-05-09 | 133.86 |  | 2019-01-01 |  | 0.12636 | 0.1076 | 0.14507 |  | 7 | 0.12726 | 0.010924 | 0.10852 | 0.11022 | 0.11781 | 0.12727 | 0.13673 | 0.14428 | 0.14598 | 0.00091
|  | 2007-07-31 | 0.022 | [9 empty] | 2011-08-04 | 1028.024 | [10 empty] | 2005-05-10 | 38.246 |  | 2019-02-01 |  | 0.12356 | 0.10607 | 0.141 |  | 7.0833 | 0.12446 | 0.010184 | 0.10699 | 0.10858 | 0.11565 | 0.12447 | 0.13329 | 0.14033 | 0.14191 | 0.00091
|  | 2007-08-07 | 0.026 | [9 empty] | 2011-08-08 | 1028.017 | [10 empty] | 2005-05-11 | 38.246 |  | 2019-03-01 |  | 0.13814 | 0.11403 | 0.16216 |  | 7.1667 | 0.13903 | 0.014033 | 0.11494 | 0.11714 | 0.12688 | 0.13905 | 0.15119 | 0.16089 | 0.16307 | 0.00091
|  | 2007-08-13 | 0.033 | [9 empty] | 2011-08-11 | 1027.981 | [10 empty] | 2005-05-12 | 38.246 |  | 2019-04-01 |  | 0.12675 | 0.10781 | 0.14563 |  | 7.25 | 0.12765 | 0.011026 | 0.10873 | 0.11045 | 0.1181 | 0.12766 | 0.1372 | 0.14483 | 0.14654 | 0.00091
|  | 2007-08-14 | 0.032 | [9 empty] | 2011-08-15 | 1028.003 | [10 empty] | 2005-05-13 | 38.246 |  | 2019-05-01 |  | 0.095223 | 0.090631 | 0.099812 |  | 7.3333 | 0.096139 | 0.0026768 | 0.09155 | 0.091966 | 0.093823 | 0.096141 | 0.098458 | 0.10031 | 0.10073 | 0.000918
|  | 2007-08-21 | 0.0735 | [9 empty] | 2011-08-18 | 1028.016 | [10 empty] | 2005-05-14 | 38.246 |  | 2019-06-01 |  | 0.096663 | 0.091416 | 0.10191 |  | 7.4167 | 0.09758 | 0.0030592 | 0.092334 | 0.09281 | 0.094932 | 0.097582 | 0.10023 | 0.10235 | 0.10283 | 0.00092
|  | 2007-08-28 | 0.034 | [9 empty] | 2011-08-22 | 1028.045 | [10 empty] | 2005-05-15 | 38.246 |  | 2019-07-01 |  | 0.098677 | 0.092512 | 0.10484 |  | 7.5 | 0.099593 | 0.0035938 | 0.093431 | 0.09399 | 0.096483 | 0.099596 | 0.10271 | 0.10519 | 0.10576 | 0.00092
|  | 2007-09-04 | 0.038 | [9 empty] | 2011-08-25 | 1028.054 | [10 empty] | 2005-05-16 | 38.246 |  | 2019-08-01 |  | 0.10401 | 0.095416 | 0.11259 |  | 7.5833 | 0.10492 | 0.0050078 | 0.096334 | 0.097114 | 0.10059 | 0.10493 | 0.10926 | 0.11273 | 0.11351 | 0.00092
|  | 2007-09-10 | 0.038 | [9 empty] | 2011-08-29 | 1028.055 | [10 empty] | 2005-05-17 | 0 |  | 2019-09-01 |  | 0.10704 | 0.097067 | 0.117 |  | 7.6667 | 0.10795 | 0.0058111 | 0.097984 | 0.09889 | 0.10292 | 0.10796 | 0.11299 | 0.11701 | 0.11791 | 0.00091
|  | 2007-09-11 | 0.033 | [9 empty] | 2011-09-01 | 1028.045 | [10 empty] | 2005-05-18 | 0 |  | 2019-10-01 |  | 0.10961 | 0.09847 | 0.12074 |  | 7.75 | 0.11053 | 0.0064936 | 0.099387 | 0.1004 | 0.10491 | 0.11053 | 0.11615 | 0.12065 | 0.12166 | 0.00092
|  | 2007-09-17 | 0.027 | [9 empty] | 2011-09-05 | 1028.03 | [10 empty] | 2005-05-19 | 0 |  | 2019-11-01 |  | 0.11586 | 0.10187 | 0.12981 |  | 7.8333 | 0.11677 | 0.0081466 | 0.10279 | 0.10406 | 0.10971 | 0.11677 | 0.12382 | 0.12946 | 0.13073 | 0.00092
|  | 2007-09-25 | 0.0225 | [9 empty] | 2011-09-08 | 1028.053 | [10 empty] | 2005-05-20 | 0 |  | 2019-12-01 |  | 0.11963 | 0.10393 | 0.1353 |  | 7.9167 | 0.12054 | 0.0091454 | 0.10485 | 0.10627 | 0.11262 | 0.12055 | 0.12846 | 0.13479 | 0.13621 | 0.00091
|  | 2007-10-23 | 0.07 | [9 empty] | 2011-09-12 | 1028.086 | [10 empty] | 2005-05-21 | 0 |  | 2020-01-01 |  | 0.12636 | 0.1076 | 0.14507 |  | 8 | 0.12726 | 0.010924 | 0.10852 | 0.11022 | 0.11781 | 0.12727 | 0.13673 | 0.14428 | 0.14598 | 0.00091
|  | 2007-10-25 | 0.0789 | [9 empty] | 2011-09-15 | 1028.073 | [10 empty] | 2005-05-22 | 0 |  | 2020-02-01 |  | 0.12356 | 0.10607 | 0.141 |  | 8.0833 | 0.12446 | 0.010184 | 0.10699 | 0.10858 | 0.11565 | 0.12447 | 0.13329 | 0.14033 | 0.14191 | 0.00091
|  | 2007-10-29 | 0.069 | [9 empty] | 2011-09-19 | 1028.043 | [10 empty] | 2005-05-23 | 0 |  | 2020-03-01 |  | 0.13814 | 0.11403 | 0.16216 |  | 8.1667 | 0.13903 | 0.014033 | 0.11494 | 0.11714 | 0.12688 | 0.13905 | 0.15119 | 0.16089 | 0.16307 | 0.00091
|  | 2007-11-13 | [10 empty] | 2011-09-22 | 1027.741 | [10 empty] | 2005-05-24 | 0 |  | 2020-04-01 |  | 0.12675 | 0.10781 | 0.14563 |  | 8.25 | 0.12765 | 0.011026 | 0.10873 | 0.11045 | 0.1181 | 0.12766 | 0.1372 | 0.14483 | 0.14654 | 0.00091
|  | 2007-11-14 | 0.051 | [9 empty] | 2011-09-26 | 1027.344 | [10 empty] | 2005-05-25 | 0 |  | 2020-05-01 |  | 0.095223 | 0.090631 | 0.099812 |  | 8.3333 | 0.096139 | 0.0026768 | 0.09155 | 0.091966 | 0.093823 | 0.096141 | 0.098458 | 0.10031 | 0.10073 | 0.000918
|  | 2007-11-21 | 0.0508 | [9 empty] | 2011-09-30 | 1026.939 | [10 empty] | 2005-05-26 | 6.8148 |  | 2020-06-01 |  | 0.096663 | 0.091416 | 0.10191 |  | 8.4167 | 0.09758 | 0.0030592 | 0.092334 | 0.09281 | 0.094932 | 0.097582 | 0.10023 | 0.10235 | 0.10283 | 0.00092
|  | 2007-12-10 | 0.052 | [9 empty] | 2011-10-03 | 1027.022 | [10 empty] | 2005-05-27 | 27.262 |  | 2020-07-01 |  | 0.098677 | 0.092512 | 0.10484 |  | 8.5 | 0.099593 | 0.0035938 | 0.093431 | 0.09399 | 0.096483 | 0.099596 | 0.10271 | 0.10519 | 0.10576 | 0.00092
|  | 2007-12-13 | 0.0517 | [9 empty] | 2011-10-11 | 1027.222 | [10 empty] | 2005-05-28 | 27.262 |  | 2020-08-01 |  | 0.10401 | 0.095416 | 0.11259 |  | 8.5833 | 0.10492 | 0.0050078 | 0.096334 | 0.097114 | 0.10059 | 0.10493 | 0.10926 | 0.11273 | 0.11351 | 0.00092
|  | 2008-01-08 | 0.049 | [9 empty] | 2011-10-17 | 1027.511 | [10 empty] | 2005-05-29 | 27.262 |  | 2020-09-01 |  | 0.10704 | 0.097067 | 0.117 |  | 8.6667 | 0.10795 | 0.0058111 | 0.097984 | 0.09889 | 0.10292 | 0.10796 | 0.11299 | 0.11701 | 0.11791 | 0.00091
|  | 2008-01-24 | 0.0498 | [9 empty] | 2011-10-24 | 1027.579 | [10 empty] | 2005-05-30 | 27.262 |  | 2020-10-01 |  | 0.10961 | 0.09847 | 0.12074 |  | 8.75 | 0.11053 | 0.0064936 | 0.099387 | 0.1004 | 0.10491 | 0.11053 | 0.11615 | 0.12065 | 0.12166 | 0.00092
|  | 2008-02-19 | 0.052 | [9 empty] | 2011-10-31 | 1027.766 | [10 empty] | 2005-05-31 | 55.659 |  | 2020-11-01 |  | 0.11586 | 0.10187 | 0.12981 |  | 8.8333 | 0.11677 | 0.0081466 | 0.10279 | 0.10406 | 0.10971 | 0.11677 | 0.12382 | 0.12946 | 0.13073 | 0.00092
|  | 2008-02-20 | 0.0481 | [9 empty] | 2011-11-07 | 1027.92 | [10 empty] | 2005-06-01 | 55.659 |  | 2020-12-01 |  | 0.11963 | 0.10393 | 0.1353 |  | 8.9167 | 0.12054 | 0.0091454 | 0.10485 | 0.10627 | 0.11262 | 0.12055 | 0.12846 | 0.13479 | 0.13621 | 0.00091
|  | 2008-03-11 | 0.0555 | [9 empty] | 2011-11-14 | 1028.087 | [10 empty] | 2005-06-02 | 30.897 |  | 2021-01-01 |  | 0.12636 | 0.1076 | 0.14507 |  | 9 | 0.12726 | 0.010924 | 0.10852 | 0.11022 | 0.11781 | 0.12727 | 0.13673 | 0.14428 | 0.14598 | 0.00091
|  | 2008-03-18 | 0.058 | [9 empty] | 2011-11-22 | 1028.264 | [10 empty] | 2005-06-03 | 30.897 |  | 2021-02-01 |  | 0.12356 | 0.10607 | 0.141 |  | 9.0833 | 0.12446 | 0.010184 | 0.10699 | 0.10858 | 0.11565 | 0.12447 | 0.13329 | 0.14033 | 0.14191 | 0.00091
|  | 2008-04-14 | 0.1 | [9 empty] | 2011-11-28 | 1027.792 | [10 empty] | 2005-06-04 | 30.897 |  | 2021-03-01 |  | 0.13814 | 0.11403 | 0.16216 |  | 9.1667 | 0.13903 | 0.014033 | 0.11494 | 0.11714 | 0.12688 | 0.13905 | 0.15119 | 0.16089 | 0.16307 | 0.00091
|  | 2008-04-15 | 0.096 | [9 empty] | 2011-12-05 | 1027.617 | [10 empty] | 2005-06-05 | 30.897 |  | 2021-04-01 |  | 0.12675 | 0.10781 | 0.14563 |  | 9.25 | 0.12765 | 0.011026 | 0.10873 | 0.11045 | 0.1181 | 0.12766 | 0.1372 | 0.14483 | 0.14654 | 0.00091
|  | 2008-04-22 | 0.089 | [9 empty] | 2011-12-13 | 1027.339 | [10 empty] | 2005-06-06 | 30.897 |  | 2021-05-01 |  | 0.095223 | 0.090631 | 0.099812 |  | 9.3333 | 0.096139 | 0.0026768 | 0.09155 | 0.091966 | 0.093823 | 0.096141 | 0.098458 | 0.10031 | 0.10073 | 0.000918
|  | 2008-04-29 | 0.1295 | [9 empty] | 2012-01-03 | 1027.796 | [10 empty] | 2005-06-07 | 18.174 |  | 2021-06-01 |  | 0.096663 | 0.091416 | 0.10191 |  | 9.4167 | 0.09758 | 0.0030592 | 0.092334 | 0.09281 | 0.094932 | 0.097582 | 0.10023 | 0.10235 | 0.10283 | 0.00092
|  | 2008-05-06 | 0.12 | [9 empty] | 2012-01-10 | 1027.924 | [10 empty] | 2005-06-08 | 18.174 |  | 2021-07-01 |  | 0.098677 | 0.092512 | 0.10484 |  | 9.5 | 0.099593 | 0.0035938 | 0.093431 | 0.09399 | 0.096483 | 0.099596 | 0.10271 | 0.10519 | 0.10576 | 0.00092
|  | 2008-05-13 | 0.071 | [9 empty] | 2012-01-16 | 1028.014 | [10 empty] | 2005-06-09 | 0 |  | 2021-08-01 |  | 0.10401 | 0.095416 | 0.11259 |  | 9.5833 | 0.10492 | 0.0050078 | 0.096334 | 0.097114 | 0.10059 | 0.10493 | 0.10926 | 0.11273 | 0.11351 | 0.00092
|  | 2008-05-15 | 0.059 | [9 empty] | 2012-01-23 | 1028.152 | [10 empty] | 2005-06-10 | 0 |  | 2021-09-01 |  | 0.10704 | 0.097067 | 0.117 |  | 9.6667 | 0.10795 | 0.0058111 | 0.097984 | 0.09889 | 0.10292 | 0.10796 | 0.11299 | 0.11701 | 0.11791 | 0.00091
|  | 2008-05-20 | 0.034 | [9 empty] | 2012-01-30 | 1028.256 | [10 empty] | 2005-06-11 | 0 |  | 2021-10-01 |  | 0.10961 | 0.09847 | 0.12074 |  | 9.75 | 0.11053 | 0.0064936 | 0.099387 | 0.1004 | 0.10491 | 0.11053 | 0.11615 | 0.12065 | 0.12166 | 0.00092
|  | 2008-05-22 | 0.0266 | [9 empty] | 2012-02-06 | 1028.377 | [10 empty] | 2005-06-12 | 0 |  | 2021-11-01 |  | 0.11586 | 0.10187 | 0.12981 |  | 9.8333 | 0.11677 | 0.0081466 | 0.10279 | 0.10406 | 0.10971 | 0.11677 | 0.12382 | 0.12946 | 0.13073 | 0.00092
|  | 2008-05-26 | 0.0673 | [9 empty] | 2012-02-13 | 1028.523 | [10 empty] | 2005-06-13 | 0 |  | 2021-12-01 |  | 0.11963 | 0.10393 | 0.1353 |  | 9.9167 | 0.12054 | 0.0091454 | 0.10485 | 0.10627 | 0.11262 | 0.12055 | 0.12846 | 0.13479 | 0.13621 | 0.00091
|  | 2008-05-27 | 0.025 | [9 empty] | 2012-02-20 | 1028.576 | [10 empty] | 2005-06-14 | 0 |  | 2022-01-01 |  | 0.12636 | 0.1076 | 0.14507 |  | 10 | 0.12726 | 0.010924 | 0.10852 | 0.11022 | 0.11781 | 0.12727 | 0.13673 | 0.14428 | 0.14598 | 0.00091
|  | 2008-06-03 | 0.015 | [9 empty] | 2012-02-27 | 1028.651 | [10 empty] | 2005-06-15 | 0 | [12 empty] | 10
|  | 2008-06-10 | 0.025 | [9 empty] | 2012-03-05 | 1028.722 | [10 empty] | 2005-06-16 | 0
|  | 2008-06-16 | 0.021 | [9 empty] | 2012-03-12 | 1028.799 | [10 empty] | 2005-06-17 | 0
|  | 2008-06-17 | 0.018 | [9 empty] | 2012-03-19 | 1028.862 | [10 empty] | 2005-06-18 | 0
|  | 2008-06-24 | 0.02595 | [9 empty] | 2012-03-26 | 1028.93 | [10 empty] | 2005-06-19 | 0
|  | 2008-07-01 | 0.041 | [9 empty] | 2012-04-02 | 1029.005 | [10 empty] | 2005-06-20 | 0
|  | 2008-07-08 | 0.026 | [9 empty] | 2012-01-01 | 1027.796 | 1027.796 | 1027.796 | [8 empty] | 2005-06-21 | 0
|  | 2008-07-14 | 0.022 | [9 empty] | 2012-02-01 | 1027.1583 | 1027.1583 | 1027.1583 | [8 empty] | 2005-06-22 | 0
|  | 2008-07-16 | 0.031 | [9 empty] | 2012-03-01 | 1026.8325 | 1026.8325 | 1027.3612 | [8 empty] | 2005-06-23 | 0
|  | 2008-07-22 | 0.022 | [9 empty] | 2012-04-01 | 1026.6663 | 1026.6663 | 1027.5592 | [8 empty] | 2005-06-24 | 0
|  | 2008-07-30 | 0.0246 | [9 empty] | 2012-05-01 | 1026.5831 | 1026.5831 | 1027.7728 | [8 empty] | 2005-06-25 | 0
|  | 2008-07-31 | 0.027 | [9 empty] | 2012-06-01 | 1026.7186 | 1026.5425 | 1029.4474 | [8 empty] | 2005-06-26 | 0
|  | 2008-08-05 | 0.033 | [9 empty] | 2012-07-01 | 1029.4048 | 1026.5212 | 1029.4357 | [8 empty] | 2005-06-27 | 0
|  | 2008-08-11 | 0.028 | [9 empty] | 2012-08-01 | 1029.4166 | 1026.5106 | 1029.4451 | [8 empty] | 2005-06-28 | 60.203
|  | 2008-08-12 | 0.032 | [9 empty] | 2012-09-01 | 1029.4387 | 1026.5054 | 1029.4597 | [8 empty] | 2005-06-29 | 60.203
|  | 2008-08-19 | 0.031 | [9 empty] | 2012-10-01 | 1028.01 | 1026.5027 | 1029.4778 | [8 empty] | 2005-06-30 | 102.23
|  | 2008-08-28 | 0.018 | [9 empty] | 2012-11-01 | 1027.2683 | 1026.5013 | 1029.4968 | [8 empty] | 2005-07-01 | 79.513
|  | 2008-09-02 | 0.023 | [9 empty] | 2012-12-01 | 1027.2754 | 1026.5006 | 1029.5 | [8 empty] | 2005-07-02 | 79.513
|  | 2008-09-02 09:20 | [10 empty] | 2013-01-01 | 1026.8936 | 1026.5004 | 1029.5 | [8 empty] | 2005-07-03 | 79.513
|  | 2008-09-09 | 0.016 | [9 empty] | 2013-02-01 | 1026.6968 | 1026.5001 | 1029.5 | [8 empty] | 2005-07-04 | 79.513
|  | 2008-09-09 11:45 | [10 empty] | 2013-03-01 | 1026.7131 | 1026.5001 | 1029.5 | [8 empty] | 2005-07-05 | 79.513
|  | 2008-09-15 | 0.025 | [9 empty] | 2013-04-01 | 1026.6329 | 1026.5 | 1029.4934 | [8 empty] | 2005-07-06 | 41.649
|  | 2008-09-15 11:50 | [10 empty] | 2013-05-01 | 1026.6379 | 1026.5 | 1029.4536 | [8 empty] | 2005-07-07 | 41.649
|  | 2008-09-16 | 0.023 | [9 empty] | 2013-06-01 | 1029.4208 | 1026.5 | 1029.4481 | [8 empty] | 2005-07-08 | 41.649
|  | 2008-09-16 09:05 | [10 empty] | 2013-07-01 | 1029.4049 | 1026.5015 | 1029.4376 | [8 empty] | 2005-07-09 | 0
|  | 2008-09-18 | 0.0249 | [9 empty] | 2013-08-01 | 1029.4165 | 1026.5007 | 1029.4453 | [8 empty] | 2005-07-10 | 0
|  | 2008-09-23 | 0.031 | [9 empty] | 2013-09-01 | 1029.4387 | 1026.5007 | 1029.4597 | [8 empty] | 2005-07-11 | 0
|  | 2008-09-23 08:30 | 0.031 | [9 empty] | 2013-10-01 | 1028.01 | 1026.5004 | 1029.478 | [8 empty] | 2005-07-12 | 56.98
|  | 2008-09-30 | 0.036 | [9 empty] | 2013-11-01 | 1027.3065 | 1026.5002 | 1029.4968 | [8 empty] | 2005-07-13 | 56.98
|  | 2008-09-30 08:50 | [10 empty] | 2013-12-01 | 1026.978 | 1026.5001 | 1029.5 | [8 empty] | 2005-07-14 | 56.98
|  | 2008-10-07 | 0.029367 | [9 empty] | 2014-01-01 | 1026.8936 | 1026.5 | 1029.5 | [8 empty] | 2005-07-15 | 56.98
|  | 2008-10-07 11:00 | [10 empty] | 2014-02-01 | 1026.6968 | 1026.5 | 1029.5 | [8 empty] | 2005-07-16 | 56.98
|  | 2008-10-14 | 0.059 | [9 empty] | 2014-03-01 | 1026.7622 | 1026.5 | 1029.5 | [8 empty] | 2005-07-17 | 56.98
|  | 2008-10-14 11:40 | [10 empty] | 2014-04-01 | 1026.8477 | 1026.5 | 1029.4917 | [8 empty] | 2005-07-18 | 56.98
|  | 2008-10-15 | 0.06 | [9 empty] | 2014-05-01 | 1026.9288 | 1026.5 | 1029.4539 | [8 empty] | 2005-07-19 | 42.517
|  | 2008-10-15 16:10 | [10 empty] | 2014-06-01 | 1029.4429 | 1026.5 | 1029.4481 | [8 empty] | 2005-07-20 | 42.517
|  | 2008-10-21 | 0.076 | [9 empty] | 2014-07-01 | 1029.4049 | 1026.5031 | 1029.4376 | [8 empty] | 2005-07-21 | 42.517
|  | 2008-10-21 11:50 | [10 empty] | 2014-08-01 | 1029.4169 | 1026.5015 | 1029.4309 | [8 empty] | 2005-07-22 | 42.517
|  | 2008-11-03 | [10 empty] | 2014-09-01 | 1029.4387 | 1026.8896 | 1029.4597 | [8 empty] | 2005-07-23 | 42.517
|  | 2008-11-04 | 0.062 | [9 empty] | 2014-10-01 | 1028.01 | 1026.6948 | 1029.4763 | [8 empty] | 2005-07-24 | 42.517
|  | 2008-11-04 10:00 | [10 empty] | 2014-11-01 | 1027.2697 | 1026.5974 | 1029.4968 | [8 empty] | 2005-07-25 | 42.517
|  | 2008-12-01 | 0.075 | [9 empty] | 2014-12-01 | 1026.8914 | 1026.5487 | 1029.5 | [8 empty] | 2005-07-26 | 42.517
|  | 2008-12-01 11:55 | [10 empty] | 2015-01-01 | 1026.6957 | 1026.5243 | 1029.5 | [8 empty] | 2005-07-27 | 42.791
|  | 2008-12-10 | 0.0624 | [9 empty] | 2015-02-01 | 1026.6093 | 1026.5122 | 1029.5 | [8 empty] | 2005-07-28 | 42.791
|  | 2009-02-02 | 0.1 | [9 empty] | 2015-03-01 | 1026.7676 | 1026.5061 | 1029.5 | [8 empty] | 2005-07-29 | 42.791
|  | 2009-03-03 | 0.088 | [9 empty] | 2015-04-01 | 1026.8623 | 1026.5031 | 1029.4915 | [8 empty] | 2005-07-30 | 42.791
|  | 2009-03-03 15:45 | 0.088 | [9 empty] | 2015-05-01 | 1026.8473 | 1026.5015 | 1029.4536 | [8 empty] | 2005-07-31 | 42.791
|  | 2009-04-02 | 0.131 | [9 empty] | 2015-06-01 | 1029.4421 | 1026.5007 | 1029.4481 | [8 empty] | 2005-08-01 | 42.791
|  | 2009-04-02 10:45 | 0.131 | [9 empty] | 2015-07-01 | 1029.4048 | 1026.5007 | 1029.4376 | [8 empty] | 2005-08-02 | 30.722
|  | 2009-04-07 10:00 | [10 empty] | 2015-08-01 | 1029.4169 | 1026.5007 | 1029.4453 | [8 empty] | 2005-08-03 | 30.722
|  | 2009-04-08 | 0.146 | [9 empty] | 2015-09-01 | 1029.4387 | 1026.8887 | 1029.455 | [8 empty] | 2005-08-04 | 30.722
|  | 2009-04-08 08:20 | 0.146 | [9 empty] | 2015-10-01 | 1028.01 | 1026.6943 | 1029.4788 | [8 empty] | 2005-08-05 | 30.722
|  | 2009-04-16 | 0.156 | [9 empty] | 2015-11-01 | 1027.9128 | 1026.5972 | 1029.4968 | [8 empty] | 2005-08-06 | 30.722
|  | 2009-04-16 05:30 | 0.156 | [9 empty] | 2015-12-01 | 1027.2754 | 1026.5486 | 1029.5 | [8 empty] | 2005-08-07 | 30.722
|  | 2009-04-23 | 0.16 | [9 empty] | 2016-01-01 | 1026.8937 | 1026.5243 | 1029.5 | [8 empty] | 2005-08-08 | 30.722
|  | 2009-04-23 05:25 | 0.16 | [9 empty] | 2016-02-01 | 1026.6968 | 1026.5122 | 1029.5 | [8 empty] | 2005-08-09 | 42.321
|  | 2009-04-29 | 0.183 | [9 empty] | 2016-03-01 | 1026.8013 | 1026.5061 | 1029.5 | [8 empty] | 2005-08-10 | 42.321
|  | 2009-04-29 05:20 | 0.183 | [9 empty] | 2016-04-01 | 1026.9092 | 1026.5031 | 1029.4916 | [8 empty] | 2005-08-11 | 42.321
|  | 2009-05-07 | 0.143 | [9 empty] | 2016-05-01 | 1027.0763 | 1026.5031 | 1029.4535 | [8 empty] | 2005-08-12 | 42.321
|  | 2009-05-07 15:00 | 0.143 | [9 empty] | 2016-06-01 | 1029.4417 | 1026.5015 | 1029.4481 | [8 empty] | 2005-08-13 | 42.321
|  | 2009-05-14 | 0.0506 | [9 empty] | 2016-07-01 | 1029.4049 | 1026.5007 | 1029.4376 | [8 empty] | 2005-08-14 | 42.321
|  | 2009-05-14 05:15 | 0.0506 | [9 empty] | 2016-08-01 | 1029.4169 | 1026.5004 | 1029.4453 | [8 empty] | 2005-08-15 | 42.321
|  | 2009-05-14 05:25 | [10 empty] | 2016-09-01 | 1029.4387 | 1026.5002 | 1029.4545 | [8 empty] | 2005-08-16 | 41.694
|  | 2009-05-21 | 0.0439 | [9 empty] | 2016-10-01 | 1028.01 | 1026.5001 | 1029.4763 | [8 empty] | 2005-08-17 | 41.694
|  | 2009-05-21 05:20 | 0.0439 | [9 empty] | 2016-11-01 | 1027.2697 | 1026.5 | 1029.4968 | [8 empty] | 2005-08-18 | 41.694
|  | 2009-05-31 | 0.0176 | [9 empty] | 2016-12-01 | 1026.8906 | 1026.5 | 1029.5 | [8 empty] | 2005-08-19 | 41.694
|  | 2009-05-31 06:10 | 0.0176 | [9 empty] | 2017-01-01 | 1026.8937 | 1026.5 | 1029.5 | [8 empty] | 2005-08-20 | 41.694
|  | 2009-06-07 | 0.0132 | [9 empty] | 2017-02-01 | 1026.6968 | 1026.5 | 1029.5 | [8 empty] | 2005-08-21 | 41.694
|  | 2009-06-07 16:40 | 0.0132 | [9 empty] | 2017-03-01 | 1026.7706 | 1026.5 | 1029.5 | [8 empty] | 2005-08-22 | 41.694
|  | 2009-06-08 | 0.0182 | [9 empty] | 2017-04-01 | 1026.9188 | 1026.5 | 1029.4916 | [8 empty] | 2005-08-23 | 17.007
|  | 2009-06-08 11:55 | 0.0182 | [9 empty] | 2017-05-01 | 1027.0579 | 1026.5 | 1029.4535 | [8 empty] | 2005-08-24 | 17.007
|  | 2009-06-14 | 0.0221 | [9 empty] | 2017-06-01 | 1029.4417 | 1026.5 | 1029.4481 | [8 empty] | 2005-08-25 | 17.007
|  | 2009-06-14 11:55 | 0.0221 | [9 empty] | 2017-07-01 | 1029.4049 | 1026.5 | 1029.4376 | [8 empty] | 2005-08-26 | 17.007
|  | 2009-06-21 | 0.0375 | [9 empty] | 2017-08-01 | 1029.4169 | 1026.5015 | 1029.4453 | [8 empty] | 2005-08-27 | 17.007
|  | 2009-06-21 01:10 | [10 empty] | 2017-09-01 | 1029.4387 | 1026.8885 | 1029.4545 | [8 empty] | 2005-08-28 | 17.007
|  | 2009-06-21 13:10 | 0.0375 | [9 empty] | 2017-10-01 | 1028.01 | 1026.6943 | 1029.4767 | [8 empty] | 2005-08-29 | 17.007
|  | 2009-06-28 | 0.0379 | [9 empty] | 2017-11-01 | 1028.0292 | 1026.5972 | 1029.4968 | [8 empty] | 2005-08-30 | 17.007
|  | 2009-06-28 06:05 | 0.0379 | [9 empty] | 2017-12-01 | 1027.2754 | 1026.5486 | 1029.5 | [8 empty] | 2005-08-31 | 0
|  | 2009-07-05 | 0.033 | [9 empty] | 2018-01-01 | 1026.8937 | 1026.5243 | 1029.5 | [8 empty] | 2005-09-01 | 0
|  | 2009-07-05 05:10 | 0.028 | [9 empty] | 2018-02-01 | 1026.6968 | 1026.5121 | 1029.5 | [8 empty] | 2005-09-02 | 0
|  | 2009-07-12 | 0.03 | [9 empty] | 2018-03-01 | 1026.7955 | 1026.5061 | 1029.5 | [8 empty] | 2005-09-03 | 0
|  | 2009-07-12 08:50 | 0.0337 | [9 empty] | 2018-04-01 | 1026.948 | 1026.5031 | 1029.4916 | [8 empty] | 2005-09-04 | 0
|  | 2009-07-13 | 0.0402 | [9 empty] | 2018-05-01 | 1027.0956 | 1026.5015 | 1029.4537 | [8 empty] | 2005-09-05 | 0
|  | 2009-07-13 10:00 | 0.0402 | [9 empty] | 2018-06-01 | 1029.4414 | 1026.5007 | 1029.4481 | [8 empty] | 2005-09-06 | 0
|  | 2009-07-19 | 0.0607 | [9 empty] | 2018-07-01 | 1029.4049 | 1026.5031 | 1029.4376 | [8 empty] | 2005-09-07 | 0
|  | 2009-07-19 10:15 | 0.0607 | [9 empty] | 2018-08-01 | 1029.4169 | 1026.5031 | 1029.4452 | [8 empty] | 2005-09-08 | 0
|  | 2009-07-26 08:45 | 0.0673 | [9 empty] | 2018-09-01 | 1029.4387 | 1026.5016 | 1029.4545 | [8 empty] | 2005-09-09 | 0
|  | 2009-08-02 | 0.0462 | [9 empty] | 2018-10-01 | 1028.01 | 1026.5007 | 1029.4763 | [8 empty] | 2005-09-10 | 0
|  | 2009-08-02 14:55 | 0.07 | [9 empty] | 2018-11-01 | 1027.5275 | 1026.5004 | 1029.4968 | [8 empty] | 2005-09-11 | 0
|  | 2009-08-09 | 0.0457 | [9 empty] | 2018-12-01 | 1027.2754 | 1026.5002 | 1029.5 | [8 empty] | 2005-09-12 | 0
|  | 2009-08-09 16:50 | 0.0457 | [9 empty] | 2019-01-01 | 1026.8936 | 1026.5001 | 1029.5 | [8 empty] | 2005-09-13 | 0
|  | 2009-08-15 | 0.0483 | [9 empty] | 2019-02-01 | 1026.6968 | 1026.5 | 1029.5 | [8 empty] | 2005-09-14 | 0
|  | 2009-08-15 13:25 | 0.0483 | [9 empty] | 2019-03-01 | 1026.7949 | 1026.5 | 1029.5 | [8 empty] | 2005-09-15 | 0
|  | 2009-08-23 | 0.0327 | [9 empty] | 2019-04-01 | 1026.928 | 1026.5 | 1029.4916 | [8 empty] | 2005-09-16 | 0
|  | 2009-08-23 11:00 | 0.0327 | [9 empty] | 2019-05-01 | 1027.0784 | 1026.5 | 1029.4537 | [8 empty] | 2005-09-17 | 0
|  | 2009-08-30 | 0.0407 | [9 empty] | 2019-06-01 | 1029.4426 | 1026.5 | 1029.4481 | [8 empty] | 2005-09-18 | 0
|  | 2009-08-30 09:15 | 0.0407 | [9 empty] | 2019-07-01 | 1029.4049 | 1026.5 | 1029.4376 | [8 empty] | 2005-09-19 | 0
|  | 2009-09-02 19:15 | 0.042 | [9 empty] | 2019-08-01 | 1029.4169 | 1026.5015 | 1029.4453 | [8 empty] | 2005-09-20 | 106.06
|  | 2009-09-03 | 0.042 | [9 empty] | 2019-09-01 | 1029.4387 | 1026.889 | 1029.4597 | [8 empty] | 2005-09-21 | 106.06
|  | 2009-09-06 | 0.0511 | [9 empty] | 2019-10-01 | 1028.01 | 1026.6945 | 1029.4767 | [8 empty] | 2005-09-22 | 106.06
|  | 2009-09-06 09:10 | 0.0511 | [9 empty] | 2019-11-01 | 1028.0085 | 1026.5973 | 1029.4969 | [8 empty] | 2005-09-23 | 143.19
|  | 2009-09-13 | 0.0577 | [9 empty] | 2019-12-01 | 1027.2754 | 1026.5486 | 1029.5 | [8 empty] | 2005-09-24 | 143.19
|  | 2009-09-13 08:20 | 0.0577 | [9 empty] | 2020-01-01 | 1026.8937 | 1026.5243 | 1029.5 | [8 empty] | 2005-09-25 | 143.19
|  | 2009-09-20 | 0.0611 | [9 empty] | 2020-02-01 | 1026.6968 | 1026.5122 | 1029.5 | [8 empty] | 2005-09-26 | 143.19
|  | 2009-09-20 09:40 | 0.0611 | [9 empty] | 2020-03-01 | 1026.8542 | 1026.5061 | 1029.5 | [8 empty] | 2005-09-27 | 197.5
|  | 2009-09-24 11:40 | 0.125 | [9 empty] | 2020-04-01 | 1026.9446 | 1026.5031 | 1029.4922 | [8 empty] | 2005-09-28 | 244.55
|  | 2009-09-24 17:10 | 0.0159 | [9 empty] | 2020-05-01 | 1027.0835 | 1026.5015 | 1029.4623 | [8 empty] | 2005-09-29 | 244.55
|  | 2009-10-07 | 0.0836 | [9 empty] | 2020-06-01 | 1029.4385 | 1026.5007 | 1029.4481 | [8 empty] | 2005-09-30 | 215.15
|  | 2009-10-07 11:40 | 0.082 | [9 empty] | 2020-07-01 | 1029.4049 | 1026.5007 | 1029.4376 | [8 empty] | 2005-10-01 | 215.15
|  | 2009-10-07 17:49 | 0.0836 | [9 empty] | 2020-08-01 | 1029.4169 | 1026.5004 | 1029.4453 | [8 empty] | 2005-10-02 | 215.15
|  | 2009-10-07 17:56 | 0.032 | [9 empty] | 2020-09-01 | 1029.4387 | 1026.5004 | 1029.4545 | [8 empty] | 2005-10-03 | 215.15
|  | 2009-10-08 11:22 | 0.097 | [9 empty] | 2020-10-01 | 1028.01 | 1026.5002 | 1029.4763 | [8 empty] | 2005-10-04 | 226.2
|  | 2009-10-08 14:30 | 0.084 | [9 empty] | 2020-11-01 | 1027.2697 | 1026.5001 | 1029.4968 | [8 empty] | 2005-10-05 | 226.2
|  | 2009-10-09 10:02 | 0.043 | [9 empty] | 2020-12-01 | 1027.2754 | 1026.5 | 1029.5 | [8 empty] | 2005-10-06 | 0
|  | 2009-10-09 14:49 | 0.094 | [9 empty] | 2021-01-01 | 1026.8937 | 1026.5 | 1029.5 | [8 empty] | 2005-10-07 | 0
|  | 2009-10-10 10:53 | 0.056 | [9 empty] | 2021-02-01 | 1026.6968 | 1026.5 | 1029.5 | [8 empty] | 2005-10-08 | 0
|  | 2009-10-10 14:38 | 0.094 | [9 empty] | 2021-03-01 | 1026.8013 | 1026.5 | 1029.5 | [8 empty] | 2005-10-09 | 0
|  | 2009-10-11 11:55 | 0.038 | [9 empty] | 2021-04-01 | 1026.9163 | 1026.5031 | 1029.4937 | [8 empty] | 2005-10-10 | 0
|  | 2009-10-11 14:40 | 0.102 | [9 empty] | 2021-05-01 | 1027.1005 | 1026.5015 | 1029.459 | [8 empty] | 2005-10-11 | 0
|  | 2009-10-12 12:05 | 0.055 | [9 empty] | 2021-06-01 | 1029.4409 | 1026.5007 | 1029.4481 | [8 empty] | 2005-10-12 | 0
|  | 2009-10-12 14:35 | 0.1 | [9 empty] | 2021-07-01 | 1029.4049 | 1026.5015 | 1029.4376 | [8 empty] | 2005-10-13 | 0
|  | 2009-10-16 17:40 | 0.071 | [9 empty] | 2021-08-01 | 1029.4169 | 1026.5017 | 1029.4453 | [8 empty] | 2005-10-14 | 0
|  | 2009-10-17 | 0.0895 | [9 empty] | 2021-09-01 | 1029.4387 | 1026.8893 | 1029.4545 | [8 empty] | 2005-10-15 | 0
|  | 2009-10-17 12:25 | 0.115 | [9 empty] | 2021-10-01 | 1028.01 | 1026.6947 | 1029.4783 | [8 empty] | 2005-10-16 | 0
|  | 2009-10-17 12:35 | [10 empty] | 2021-11-01 | 1027.3348 | 1026.5973 | 1029.4971 | [8 empty] | 2005-10-17 | 0
|  | 2009-10-17 16:50 | 0.114 | [9 empty] | 2021-12-01 | 1027.0276 | 1026.5487 | 1029.5 | [8 empty] | 2005-10-18 | 0
|  | 2009-10-18 10:40 | 0.04 | [9 empty] | 2022-01-01 | 1026.8936 | 1026.5243 | 1029.5 | [8 empty] | 2005-10-19 | 0
|  | 2009-10-18 15:44 | 0.12 | [21 empty] | 2005-10-20 | 0
|  | 2009-10-19 11:35 | 0.053 | [21 empty] | 2005-10-21 | 0
|  | 2009-10-19 16:58 | 0.096 | [21 empty] | 2005-10-22 | 0
|  | 2009-10-20 13:05 | 0.067667 | [21 empty] | 2005-10-23 | 0
|  | 2009-10-20 16:15 | 0.091 | [21 empty] | 2005-10-24 | 0
|  | 2009-10-21 12:58 | 0.062 | [21 empty] | 2005-10-25 | 0
|  | 2009-10-21 15:28 | 0.101 | [21 empty] | 2005-10-26 | 0
|  | 2009-10-22 12:21 | 0.04 | [21 empty] | 2005-10-27 | 0
|  | 2009-10-22 15:15 | 0.111 | [21 empty] | 2005-10-28 | 0
|  | 2009-10-23 12:50 | 0.084 | [21 empty] | 2005-10-29 | 0
|  | 2009-10-23 15:30 | 0.112 | [21 empty] | 2005-10-30 | 0
|  | 2009-10-24 15:31 | 0.05 | [21 empty] | 2005-10-31 | 0
|  | 2009-10-24 16:30 | 0.125 | [21 empty] | 2005-11-01 | 0
|  | 2009-10-25 | 0.0959 | [21 empty] | 2005-11-02 | 0
|  | 2009-10-25 13:40 | 0.086 | [21 empty] | 2005-11-03 | 0
|  | 2009-10-25 15:45 | 0.118 | [21 empty] | 2005-11-04 | 0
|  | 2009-10-26 12:40 | 0.089 | [21 empty] | 2005-11-05 | 0
|  | 2009-10-26 15:45 | 0.129 | [21 empty] | 2005-11-06 | 0
|  | 2009-10-27 10:57 | 0.121 | [21 empty] | 2005-11-07 | 0
|  | 2009-10-27 15:40 | 0.098 | [21 empty] | 2005-11-08 | 0
|  | 2009-10-28 11:23 | 0.081 | [21 empty] | 2005-11-09 | 0
|  | 2009-10-28 15:24 | 0.099 | [21 empty] | 2005-11-10 | 0
|  | 2009-10-29 14:09 | 0.081 | [21 empty] | 2005-11-11 | 0
|  | 2009-10-29 15:44 | 0.09 | [21 empty] | 2005-11-12 | 0
|  | 2009-10-30 11:28 | 0.082 | [21 empty] | 2005-11-13 | 0
|  | 2009-10-30 15:48 | 0.089 | [21 empty] | 2005-11-14 | 0
|  | 2009-10-31 11:24 | 0.065 | [21 empty] | 2005-11-15 | 0
|  | 2009-10-31 15:17 | 0.078 | [21 empty] | 2005-11-16 | 0
|  | 2009-11-01 | 0.095 | [21 empty] | 2005-11-17 | 0
|  | 2009-11-01 12:16 | 0.119 | [21 empty] | 2005-11-18 | 0
|  | 2009-11-01 15:52 | 0.092 | [21 empty] | 2005-11-19 | 0
|  | 2009-11-04 | 0.03 | [21 empty] | 2005-11-20 | 0
|  | 2009-11-04 15:09 | 0.03 | [21 empty] | 2005-11-21 | 0
|  | 2009-12-01 | 0.0331 | [21 empty] | 2005-11-22 | 0
|  | 2009-12-01 14:33 | [22 empty] | 2005-11-23 | 0
|  | 2009-12-01 14:43 | 0.0331 | [21 empty] | 2005-11-24 | 0
|  | 2010-01-11 | 0.0431 | [21 empty] | 2005-11-25 | 0
|  | 2010-01-11 12:32 | 0.0431 | [21 empty] | 2005-11-26 | 0
|  | 2010-02-22 | 0.022 | [21 empty] | 2005-11-27 | 0
|  | 2010-02-22 14:20 | 0.022 | [21 empty] | 2005-11-28 | 0
|  | 2010-03-10 | 0.0241 | [21 empty] | 2005-11-29 | 0
|  | 2010-03-10 08:52 | 0.0241 | [21 empty] | 2005-11-30 | 0
|  | 2010-03-22 | 0.0321 | [21 empty] | 2005-12-01 | 0
|  | 2010-03-22 07:20 | 3.2e-05 | [21 empty] | 2005-12-02 | 0
|  | 2010-03-22 17:46 | 0.032 | [21 empty] | 2005-12-03 | 0
|  | 2010-03-23 07:25 | 5.5e-05 | [21 empty] | 2005-12-04 | 0
|  | 2010-03-23 13:10 | 0.055 | [21 empty] | 2005-12-05 | 0
|  | 2010-03-24 08:42 | 0.000145 | [21 empty] | 2005-12-06 | 0
|  | 2010-03-24 09:23 | 0.145 | [21 empty] | 2005-12-07 | 0
|  | 2010-03-25 07:14 | 0.086 | [21 empty] | 2005-12-08 | 0
|  | 2010-03-25 08:13 | 8.6e-05 | [21 empty] | 2005-12-09 | 0
|  | 2010-03-25 10:41 | 8.15e-05 | [21 empty] | 2005-12-10 | 0
|  | 2010-03-25 14:49 | 0.0815 | [21 empty] | 2005-12-11 | 0
|  | 2010-03-26 08:06 | 0.098 | [21 empty] | 2005-12-12 | 0
|  | 2010-03-26 09:10 | 9.8e-05 | [21 empty] | 2005-12-13 | 0
|  | 2010-03-27 07:30 | 0.082 | [21 empty] | 2005-12-14 | 0
|  | 2010-03-27 07:51 | 8.2e-05 | [21 empty] | 2005-12-15 | 0
|  | 2010-03-28 07:35 | 0.0915 | [21 empty] | 2005-12-16 | 0
|  | 2010-03-28 17:51 | 9.15e-05 | [21 empty] | 2005-12-17 | 0
|  | 2010-03-29 08:32 | 0.091 | [21 empty] | 2005-12-18 | 0
|  | 2010-03-29 13:21 | 9.1e-05 | [21 empty] | 2005-12-19 | 0
|  | 2010-03-30 | 0.101 | [21 empty] | 2005-12-20 | 0
|  | 2010-03-30 07:04 | 9e-05 | [21 empty] | 2005-12-21 | 0
|  | 2010-03-30 08:06 | 0.087 | [21 empty] | 2005-12-22 | 0
|  | 2010-03-30 09:11 | 8.7e-05 | [21 empty] | 2005-12-23 | 0
|  | 2010-03-30 10:50 | 0.09 | [21 empty] | 2005-12-24 | 0
|  | 2010-03-31 09:03 | 0.0795 | [21 empty] | 2005-12-25 | 0
|  | 2010-03-31 14:46 | 7.95e-05 | [21 empty] | 2005-12-26 | 0
|  | 2010-04-01 07:57 | 0.0805 | [21 empty] | 2005-12-27 | 0
|  | 2010-04-01 08:00 | 8.05e-05 | [21 empty] | 2005-12-28 | 0
|  | 2010-04-05 07:20 | 2.75e-05 | [21 empty] | 2005-12-29 | 0
|  | 2010-04-05 07:25 | 5.9e-05 | [21 empty] | 2005-12-30 | 0
|  | 2010-04-05 08:09 | 0.0275 | [21 empty] | 2005-12-31 | 0
|  | 2010-04-05 11:09 | 0.059 | [21 empty] | 2006-01-01 | 0
|  | 2010-04-06 | 0.11 | [21 empty] | 2006-01-02 | 0
|  | 2010-04-06 08:24 | 0.0915 | [21 empty] | 2006-01-03 | 0
|  | 2010-04-06 08:42 | 9.15e-05 | [21 empty] | 2006-01-04 | 0
|  | 2010-04-07 08:13 | 8.85e-05 | [21 empty] | 2006-01-05 | 0
|  | 2010-04-07 08:48 | 0.0885 | [21 empty] | 2006-01-06 | 0
|  | 2010-04-08 10:41 | 8.85e-05 | [21 empty] | 2006-01-07 | 0
|  | 2010-04-08 10:43 | 0.0885 | [21 empty] | 2006-01-08 | 0
|  | 2010-04-09 07:55 | 0.0945 | [21 empty] | 2006-01-09 | 0
|  | 2010-04-09 09:10 | 9.45e-05 | [21 empty] | 2006-01-10 | 0
|  | 2010-04-10 07:30 | 0.089 | [21 empty] | 2006-01-11 | 0
|  | 2010-04-10 07:51 | 8.9e-05 | [21 empty] | 2006-01-12 | 0
|  | 2010-04-11 07:50 | 0.0635 | [21 empty] | 2006-01-13 | 0
|  | 2010-04-11 10:54 | 6.35e-05 | [21 empty] | 2006-01-14 | 0
|  | 2010-04-12 08:14 | 0.0645 | [21 empty] | 2006-01-15 | 0
|  | 2010-04-12 08:36 | 6.45e-05 | [21 empty] | 2006-01-16 | 0
|  | 2010-04-13 | 0.0925 | [21 empty] | 2006-01-17 | 0
|  | 2010-04-13 08:57 | 7.35e-05 | [21 empty] | 2006-01-18 | 0
|  | 2010-04-13 09:04 | 0.0735 | [21 empty] | 2006-01-19 | 0
|  | 2010-04-14 08:20 | 0.059 | [21 empty] | 2006-01-20 | 0
|  | 2010-04-14 10:34 | 5.9e-05 | [21 empty] | 2006-01-21 | 0
|  | 2010-04-15 08:05 | 0.063 | [21 empty] | 2006-01-22 | 0
|  | 2010-04-15 08:07 | 6.3e-05 | [21 empty] | 2006-01-23 | 0
|  | 2010-04-20 | 0.0738 | [21 empty] | 2006-01-24 | 0
|  | 2010-04-20 14:16 | 9.3e-05 | [21 empty] | 2006-01-25 | 0
|  | 2010-04-20 14:43 | 0.093 | [21 empty] | 2006-01-26 | 0
|  | 2010-04-23 07:34 | 0.056 | [21 empty] | 2006-01-27 | 0
|  | 2010-04-23 07:40 | 5.6e-05 | [21 empty] | 2006-01-28 | 0
|  | 2010-04-25 07:40 | 6.4e-05 | [21 empty] | 2006-01-29 | 0
|  | 2010-04-25 07:44 | 0.064 | [21 empty] | 2006-01-30 | 0
|  | 2010-04-26 08:30 | 3.5e-05 | [21 empty] | 2006-01-31 | 6.8154
|  | 2010-04-26 08:43 | 0.035 | [21 empty] | 2006-02-01 | 6.8154
|  | 2010-04-27 | 0.0427 | [21 empty] | 2006-02-02 | 6.8154
|  | 2010-04-27 01:50 | 0.034 | [21 empty] | 2006-02-03 | 6.8154
|  | 2010-04-27 09:10 | 3.4e-05 | [21 empty] | 2006-02-04 | 6.8154
|  | 2010-04-27 13:50 | 0.0427 | [21 empty] | 2006-02-05 | 6.8154
|  | 2010-04-29 08:26 | 3.6e-05 | [21 empty] | 2006-02-06 | 6.8154
|  | 2010-04-29 15:35 | 0.036 | [21 empty] | 2006-02-07 | 6.8154
|  | 2010-05-02 08:12 | 5.1e-05 | [21 empty] | 2006-02-08 | 6.8154
|  | 2010-05-02 09:05 | 0.051 | [21 empty] | 2006-02-09 | 6.8154
|  | 2010-05-02 14:15 | [22 empty] | 2006-02-10 | 6.8154
|  | 2010-05-03 07:40 | 4.65e-05 | [21 empty] | 2006-02-11 | 6.8154
|  | 2010-05-03 08:29 | 0.0465 | [21 empty] | 2006-02-12 | 6.8154
|  | 2010-05-04 | 0.063 | [21 empty] | 2006-02-13 | 6.8154
|  | 2010-05-04 07:40 | 6.6e-05 | [21 empty] | 2006-02-14 | 0
|  | 2010-05-04 08:37 | 0.066 | [21 empty] | 2006-02-15 | 0
|  | 2010-05-04 08:49 | 0.063 | [21 empty] | 2006-02-16 | 5.9065
|  | 2010-05-05 08:20 | 6.4e-05 | [21 empty] | 2006-02-17 | 5.9065
|  | 2010-05-05 08:41 | 0.064 | [21 empty] | 2006-02-18 | 5.9065
|  | 2010-05-06 08:21 | 8.5e-05 | [21 empty] | 2006-02-19 | 5.9065
|  | 2010-05-06 08:50 | 0.085 | [21 empty] | 2006-02-20 | 5.9065
|  | 2010-05-07 06:35 | 0.058 | [21 empty] | 2006-02-21 | 129.49
|  | 2010-05-07 14:36 | 5.8e-05 | [21 empty] | 2006-02-22 | 141.99
|  | 2010-05-08 08:04 | 0.06 | [21 empty] | 2006-02-23 | 141.99
|  | 2010-05-08 08:52 | 6e-05 | [21 empty] | 2006-02-24 | 210.14
|  | 2010-05-09 08:13 | 0.065 | [21 empty] | 2006-02-25 | 210.14
|  | 2010-05-09 08:30 | 6.5e-05 | [21 empty] | 2006-02-26 | 210.14
|  | 2010-05-10 08:19 | 0.059 | [21 empty] | 2006-02-27 | 210.14
|  | 2010-05-10 12:15 | 5.9e-05 | [21 empty] | 2006-02-28 | 177.51
|  | 2010-05-11 | 0.0454 | [21 empty] | 2006-03-01 | 177.51
|  | 2010-05-11 08:20 | 0.046 | [21 empty] | 2006-03-02 | 208.47
|  | 2010-05-11 09:04 | [22 empty] | 2006-03-03 | 181.04
|  | 2010-05-11 13:55 | 4.6e-05 | [21 empty] | 2006-03-04 | 181.04
|  | 2010-05-12 08:39 | 0.059 | [21 empty] | 2006-03-05 | 195.3
|  | 2010-05-12 13:55 | 5.9e-05 | [21 empty] | 2006-03-06 | 195.3
|  | 2010-05-13 07:37 | 0.051 | [21 empty] | 2006-03-07 | 194.21
|  | 2010-05-13 16:52 | 5.1e-05 | [21 empty] | 2006-03-08 | 194.21
|  | 2010-05-14 07:46 | 0.052 | [21 empty] | 2006-03-09 | 208.47
|  | 2010-05-14 13:55 | 5.2e-05 | [21 empty] | 2006-03-10 | 0
|  | 2010-05-15 07:24 | 0.054 | [21 empty] | 2006-03-11 | 0
|  | 2010-05-15 07:54 | 5.4e-05 | [21 empty] | 2006-03-12 | 0
|  | 2010-05-16 08:03 | 0.043 | [21 empty] | 2006-03-13 | 0
|  | 2010-05-16 08:32 | 4.3e-05 | [21 empty] | 2006-03-14 | 0
|  | 2010-05-17 08:27 | 0.04 | [21 empty] | 2006-03-15 | 0
|  | 2010-05-17 13:56 | 4e-05 | [21 empty] | 2006-03-16 | 0
|  | 2010-05-18 | 0.0385 | [21 empty] | 2006-03-17 | 0
|  | 2010-05-18 08:34 | 0.034 | [21 empty] | 2006-03-18 | 0
|  | 2010-05-18 09:00 | 3.4e-05 | [21 empty] | 2006-03-19 | 0
|  | 2010-05-18 11:02 | 0.0385 | [21 empty] | 2006-03-20 | 0
|  | 2010-05-18 14:43 | [22 empty] | 2006-03-21 | 0
|  | 2010-05-19 | 0.0398 | [21 empty] | 2006-03-22 | 0
|  | 2010-05-19 08:25 | 0.033 | [21 empty] | 2006-03-23 | 0
|  | 2010-05-19 15:36 | 3.3e-05 | [21 empty] | 2006-03-24 | 0
|  | 2010-05-20 08:00 | 3.8e-05 | [21 empty] | 2006-03-25 | 0
|  | 2010-05-20 08:18 | 0.038 | [21 empty] | 2006-03-26 | 0
|  | 2010-05-21 08:36 | 0.026 | [21 empty] | 2006-03-27 | 0
|  | 2010-05-21 09:00 | 2.6e-05 | [21 empty] | 2006-03-28 | 0
|  | 2010-05-22 07:50 | 2.2e-05 | [21 empty] | 2006-03-29 | 0
|  | 2010-05-22 08:05 | 0.022 | [21 empty] | 2006-03-30 | 0
|  | 2010-05-23 08:16 | 0.026 | [21 empty] | 2006-03-31 | 0
|  | 2010-05-23 08:35 | 2.6e-05 | [21 empty] | 2006-04-01 | 0
|  | 2010-05-24 07:33 | 0.024 | [21 empty] | 2006-04-02 | 0
|  | 2010-05-24 08:49 | 2.4e-05 | [21 empty] | 2006-04-03 | 0
|  | 2010-05-25 | 0.0226 | [21 empty] | 2006-04-04 | 0
|  | 2010-05-25 08:40 | 0.022 | [21 empty] | 2006-04-05 | 0
|  | 2010-05-25 08:48 | 2.2e-05 | [21 empty] | 2006-04-06 | 0
|  | 2010-05-25 13:50 | [22 empty] | 2006-04-07 | 0
|  | 2010-05-26 08:19 | 0.024 | [21 empty] | 2006-04-08 | 0
|  | 2010-05-26 08:56 | 2.4e-05 | [21 empty] | 2006-04-09 | 0
|  | 2010-05-27 06:43 | 2.8e-05 | [21 empty] | 2006-04-10 | 0
|  | 2010-05-27 09:07 | 0.028 | [21 empty] | 2006-04-11 | 0
|  | 2010-06-01 | 0.0426 | [21 empty] | 2006-04-12 | 0
|  | 2010-06-01 08:40 | 0.0426 | [21 empty] | 2006-04-13 | 0
|  | 2010-06-01 08:45 | [22 empty] | 2006-04-14 | 0
|  | 2010-06-08 | 0.0399 | [21 empty] | 2006-04-15 | 0
|  | 2010-06-08 07:55 | 4e-05 | [21 empty] | 2006-04-16 | 0
|  | 2010-06-08 08:36 | 0.04 | [21 empty] | 2006-04-17 | 0
|  | 2010-06-15 | 0.0484 | [21 empty] | 2006-04-18 | 0
|  | 2010-06-15 08:07 | 4.6e-05 | [21 empty] | 2006-04-19 | 0
|  | 2010-06-15 09:01 | 0.046 | [21 empty] | 2006-04-20 | 0
|  | 2010-06-15 09:11 | [22 empty] | 2006-04-21 | 0
|  | 2010-06-22 | 0.0455 | [21 empty] | 2006-04-22 | 0
|  | 2010-06-22 08:25 | 0.000114 | [21 empty] | 2006-04-23 | 0
|  | 2010-06-22 09:56 | 0.114 | [21 empty] | 2006-04-24 | 0
|  | 2010-06-24 08:05 | 4.4e-05 | [21 empty] | 2006-04-25 | 0
|  | 2010-06-24 09:13 | 0.044 | [21 empty] | 2006-04-26 | 0
|  | 2010-06-29 | 0.0493 | [21 empty] | 2006-04-27 | 0
|  | 2010-06-29 08:31 | 4.7e-05 | [21 empty] | 2006-04-28 | 0
|  | 2010-06-29 09:50 | 0.047 | [21 empty] | 2006-04-29 | 0
|  | 2010-06-29 09:55 | [22 empty] | 2006-04-30 | 0
|  | 2010-07-06 | 0.0334 | [21 empty] | 2006-05-01 | 0
|  | 2010-07-06 07:32 | 4.8e-05 | [21 empty] | 2006-05-02 | 39.756
|  | 2010-07-06 09:56 | 0.048 | [21 empty] | 2006-05-03 | 39.756
|  | 2010-07-13 | 0.0429 | [21 empty] | 2006-05-04 | 58.158
|  | 2010-07-13 07:37 | 4e-05 | [21 empty] | 2006-05-05 | 58.158
|  | 2010-07-13 08:45 | 0.04 | [21 empty] | 2006-05-06 | 58.158
|  | 2010-07-20 | 0.0583 | [21 empty] | 2006-05-07 | 58.158
|  | 2010-07-20 07:34 | 4.6e-05 | [21 empty] | 2006-05-08 | 58.158
|  | 2010-07-20 10:08 | 0.046 | [21 empty] | 2006-05-09 | 270.34
|  | 2010-07-27 | 0.0726 | [21 empty] | 2006-05-10 | 270.34
|  | 2010-07-27 07:55 | 6.3e-05 | [21 empty] | 2006-05-11 | 270.34
|  | 2010-07-27 09:01 | 0.063 | [21 empty] | 2006-05-12 | 108.25
|  | 2010-07-27 09:11 | [22 empty] | 2006-05-13 | 108.25
|  | 2010-08-03 | 0.0179 | [21 empty] | 2006-05-14 | 108.25
|  | 2010-08-03 13:14 | 0.019 | [21 empty] | 2006-05-15 | 108.25
|  | 2010-08-03 14:50 | 0.019 | [21 empty] | 2006-05-16 | 0
|  | 2010-08-10 | 0.0614 | [21 empty] | 2006-05-17 | 0
|  | 2010-08-10 08:23 | 5.4e-05 | [21 empty] | 2006-05-18 | 0
|  | 2010-08-10 08:56 | 0.054 | [21 empty] | 2006-05-19 | 0
|  | 2010-08-17 | 0.052 | [21 empty] | 2006-05-20 | 0
|  | 2010-08-17 08:29 | 5.1e-05 | [21 empty] | 2006-05-21 | 0
|  | 2010-08-17 08:50 | 0.051 | [21 empty] | 2006-05-22 | 0
|  | 2010-08-24 | 0.0424 | [21 empty] | 2006-05-23 | 0
|  | 2010-08-24 08:22 | 3.7e-05 | [21 empty] | 2006-05-24 | 104.24
|  | 2010-08-24 08:40 | 0.037 | [21 empty] | 2006-05-25 | 104.24
|  | 2010-08-24 08:45 | [22 empty] | 2006-05-26 | 105.33
|  | 2010-08-31 | 0.0496 | [21 empty] | 2006-05-27 | 105.33
|  | 2010-08-31 08:14 | 4.6e-05 | [21 empty] | 2006-05-28 | 105.33
|  | 2010-08-31 14:10 | 0.046 | [21 empty] | 2006-05-29 | 105.33
|  | 2010-09-07 | 0.0411 | [21 empty] | 2006-05-30 | 89.24
|  | 2010-09-07 08:25 | 0.000101 | [21 empty] | 2006-05-31 | 89.24
|  | 2010-09-07 09:30 | 0.101 | [21 empty] | 2006-06-01 | 89.24
|  | 2010-10-21 | 0.0239 | [21 empty] | 2006-06-02 | 0
|  | 2010-10-21 11:30 | 0.0239 | [21 empty] | 2006-06-03 | 0
|  | 2010-11-03 14:10 | 0.0347 | [21 empty] | 2006-06-04 | 0
|  | 2010-11-09 | 0.036 | [21 empty] | 2006-06-05 | 0
|  | 2010-11-09 16:28 | 0.036 | [21 empty] | 2006-06-06 | 0
|  | 2010-11-17 07:27 | 0.000118 | [21 empty] | 2006-06-07 | 0
|  | 2010-11-17 07:59 | 0.000113 | [21 empty] | 2006-06-08 | 0
|  | 2010-11-17 08:10 | 0.000117 | [21 empty] | 2006-06-09 | 0
|  | 2010-11-17 08:30 | 0.000119 | [21 empty] | 2006-06-10 | 0
|  | 2010-11-17 12:20 | 0.113 | [21 empty] | 2006-06-11 | 0
|  | 2010-11-17 15:16 | 0.117 | [21 empty] | 2006-06-12 | 0
|  | 2010-11-17 16:40 | 0.118 | [21 empty] | 2006-06-13 | 2.9258
|  | 2010-11-17 16:41 | 0.119 | [21 empty] | 2006-06-14 | 2.9258
|  | 2010-11-18 | 0.135 | [21 empty] | 2006-06-15 | 2.9258
|  | 2010-11-18 08:15 | 0.00011 | [21 empty] | 2006-06-16 | 2.9258
|  | 2010-11-18 10:30 | 0.11 | [21 empty] | 2006-06-17 | 2.9258
|  | 2010-11-19 09:03 | 0.000109 | [21 empty] | 2006-06-18 | 2.9258
|  | 2010-11-19 11:25 | 0.109 | [21 empty] | 2006-06-19 | 2.9258
|  | 2010-11-20 07:48 | 0.000109 | [21 empty] | 2006-06-20 | 2.9258
|  | 2010-11-20 10:00 | 0.109 | [21 empty] | 2006-06-21 | 2.9258
|  | 2010-11-21 07:44 | 0.000104 | [21 empty] | 2006-06-22 | 87.046
|  | 2010-11-21 10:00 | 0.104 | [21 empty] | 2006-06-23 | 87.046
|  | 2010-11-22 07:50 | 0.000104 | [21 empty] | 2006-06-24 | 87.046
|  | 2010-11-22 09:55 | 0.104 | [21 empty] | 2006-06-25 | 87.046
|  | 2010-11-23 08:15 | 0.000101 | [21 empty] | 2006-06-26 | 87.046
|  | 2010-11-23 10:08 | 0.101 | [21 empty] | 2006-06-27 | 87.046
|  | 2010-11-24 08:25 | 9.9e-05 | [21 empty] | 2006-06-28 | 0
|  | 2010-11-24 08:37 | 0.0001 | [21 empty] | 2006-06-29 | 0
|  | 2010-11-24 09:19 | 0.099 | [21 empty] | 2006-06-30 | 0
|  | 2010-11-24 17:02 | 0.1 | [21 empty] | 2006-07-01 | 0
|  | 2010-11-25 | 0.13 | [21 empty] | 2006-07-02 | 0
|  | 2010-11-25 07:50 | 9.2e-05 | [21 empty] | 2006-07-03 | 0
|  | 2010-11-25 08:24 | 0.000101 | [21 empty] | 2006-07-04 | 0
|  | 2010-11-25 10:06 | 0.101 | [21 empty] | 2006-07-05 | 0
|  | 2010-11-25 16:20 | 0.092 | [21 empty] | 2006-07-06 | 0
|  | 2010-11-26 06:51 | 9.3e-05 | [21 empty] | 2006-07-07 | 0
|  | 2010-11-26 06:55 | 8.8e-05 | [21 empty] | 2006-07-08 | 0
|  | 2010-11-26 10:05 | 0.088 | [21 empty] | 2006-07-09 | 0
|  | 2010-11-26 17:10 | 0.093 | [21 empty] | 2006-07-10 | 0
|  | 2010-11-27 08:10 | 8.7e-05 | [21 empty] | 2006-07-11 | 21.944
|  | 2010-11-27 08:26 | 8.9e-05 | [21 empty] | 2006-07-12 | 21.944
|  | 2010-11-27 08:55 | 0.087 | [21 empty] | 2006-07-13 | 21.944
|  | 2010-11-27 17:55 | 0.089 | [21 empty] | 2006-07-14 | 0
|  | 2010-11-28 08:12 | 8.6e-05 | [21 empty] | 2006-07-15 | 0
|  | 2010-11-28 08:25 | 8.8e-05 | [21 empty] | 2006-07-16 | 0
|  | 2010-11-28 08:32 | 0.088 | [21 empty] | 2006-07-17 | 0
|  | 2010-11-28 16:00 | 0.086 | [21 empty] | 2006-07-18 | 0
|  | 2010-11-29 07:45 | 8.9e-05 | [21 empty] | 2006-07-19 | 0
|  | 2010-11-29 07:55 | 9.1e-05 | [21 empty] | 2006-07-20 | 1.7553
|  | 2010-11-29 09:51 | 0.091 | [21 empty] | 2006-07-21 | 1.7553
|  | 2010-11-29 15:09 | 0.089 | [21 empty] | 2006-07-22 | 1.7553
|  | 2010-11-30 08:10 | 8.9e-05 | [21 empty] | 2006-07-23 | 1.7553
|  | 2010-11-30 08:21 | 9e-05 | [21 empty] | 2006-07-24 | 1.7553
|  | 2010-11-30 12:02 | 0.089 | [21 empty] | 2006-07-25 | 25.393
|  | 2010-11-30 15:23 | 0.09 | [21 empty] | 2006-07-26 | 25.393
|  | 2010-12-01 08:17 | 8.3e-05 | [21 empty] | 2006-07-27 | 25.393
|  | 2010-12-01 08:28 | 8.5e-05 | [21 empty] | 2006-07-28 | 25.393
|  | 2010-12-01 08:37 | 0.085 | [21 empty] | 2006-07-29 | 25.393
|  | 2010-12-01 15:25 | 0.083 | [21 empty] | 2006-07-30 | 25.393
|  | 2010-12-02 | 0.108 | [21 empty] | 2006-07-31 | 25.393
|  | 2010-12-02 08:10 | 8.7e-05 | [21 empty] | 2006-08-01 | 0
|  | 2010-12-02 08:42 | 0.087 | [21 empty] | 2006-08-02 | 0
|  | 2011-01-18 14:10 | 0.0296 | [21 empty] | 2006-08-03 | 0
|  | 2011-02-01 16:21 | 0.0256 | [21 empty] | 2006-08-04 | 0
|  | 2011-03-14 14:12 | 0.0259 | [21 empty] | 2006-08-05 | 0
|  | 2011-03-24 17:23 | 0.125 | [21 empty] | 2006-08-06 | 0
|  | 2011-03-29 14:02 | 0.109 | [21 empty] | 2006-08-07 | 0
|  | 2011-04-05 08:42 | 0.109 | [21 empty] | 2006-08-08 | 52.666
|  | 2011-04-12 09:35 | 0.113 | [21 empty] | 2006-08-09 | 52.666
|  | 2011-04-19 09:47 | 0.107 | [21 empty] | 2006-08-10 | 52.666
|  | 2011-04-26 11:29 | 0.0975 | [21 empty] | 2006-08-11 | 52.666
|  | 2011-05-03 14:30 | 0.189 | [21 empty] | 2006-08-12 | 52.666
|  | 2011-05-04 14:45 | 0.0628 | [21 empty] | 2006-08-13 | 52.666
|  | 2011-05-10 08:37 | 0.0997 | [21 empty] | 2006-08-14 | 52.666
|  | 2011-05-17 09:07 | 0.0625 | [21 empty] | 2006-08-15 | 0
|  | 2011-05-24 09:10 | 0.0226 | [21 empty] | 2006-08-16 | 0
|  | 2011-05-31 10:15 | 0.0138 | [21 empty] | 2006-08-17 | 0
|  | 2011-06-07 09:45 | 0.074 | [21 empty] | 2006-08-18 | 0
|  | 2011-06-14 14:09 | 0.0186 | [21 empty] | 2006-08-19 | 0
|  | 2011-06-21 11:10 | 0.0137 | [21 empty] | 2006-08-20 | 0
|  | 2011-06-28 11:22 | 0.0194 | [21 empty] | 2006-08-21 | 0
|  | 2011-07-05 09:50 | 0.0206 | [21 empty] | 2006-08-22 | 0
|  | 2011-07-12 08:51 | 0.019 | [21 empty] | 2006-08-23 | 0
|  | 2011-07-19 09:19 | 0.0223 | [21 empty] | 2006-08-24 | 0
|  | 2011-07-26 08:44 | 0.0356 | [21 empty] | 2006-08-25 | 0
|  | 2011-08-02 08:28 | 0.0351 | [21 empty] | 2006-08-26 | 0
|  | 2011-08-09 08:49 | 0.0276 | [21 empty] | 2006-08-27 | 0
|  | 2011-08-16 08:51 | 0.0161 | [21 empty] | 2006-08-28 | 0
|  | 2011-08-23 08:35 | 0.0166 | [21 empty] | 2006-08-29 | 98.749
|  | 2011-08-25 11:31 | 0.0166 | [21 empty] | 2006-08-30 | 80.567
|  | 2011-08-30 08:54 | 0.0182 | [21 empty] | 2006-08-31 | 80.567
|  | 2011-09-06 08:47 | 0.0236 | [21 empty] | 2006-09-01 | 80.567
|  | 2011-09-13 09:45 | 0.0211 | [21 empty] | 2006-09-02 | 80.567
|  | 2011-09-20 09:06 | 0.0247 | [21 empty] | 2006-09-03 | 80.567
|  | 2011-09-27 09:55 | 0.0296 | [21 empty] | 2006-09-04 | 80.567
|  | 2011-10-25 13:40 | 0.0263 | [21 empty] | 2006-09-05 | 80.567
|  | 2011-11-23 09:20 | 0.0861 | [21 empty] | 2006-09-06 | 0
|  | 2011-11-29 09:35 | 0.102 | [21 empty] | 2006-09-07 | 0
|  | 2011-12-08 08:00 | 0.146 | [21 empty] | 2006-09-08 | 0
|  | 2012-01-18 15:20 | 0.031 | [21 empty] | 2006-09-09 | 0
|  | 2012-02-02 12:52 | 0.0281 | [21 empty] | 2006-09-10 | 0
| 41275 | 2012-03-05 11:30 | 0.0322 | [21 empty] | 2006-09-11 | 0
| 0 | 2012-01-01 | 0.043562 | 0.03505 | 0.061341 | [19 empty] | 2006-09-12 | 0
| 0 | 2012-02-01 | 0.035739 | 0.019279 | 0.048247 | [19 empty] | 2006-09-13 | 7.2103
| 0 | 2012-03-01 | 0.034746 | 0.020029 | 0.049816 | [19 empty] | 2006-09-14 | 7.2103
| 0 | 2012-04-01 | 0.029226 | 0.023132 | 0.037673 | [19 empty] | 2006-09-15 | 7.2103
| 1 | 2012-05-01 | 0.028536 | 0.0079858 | 0.073743 | 0.028536 | 0.0079858 | 0.073743 | [16 empty] | 2006-09-16 | 7.2103
| 1 | 2012-06-01 | 0.025197 | 0.0084581 | 0.047617 | 0.025197 | 0.0084581 | 0.047617 | [16 empty] | 2006-09-17 | 7.2103
| 1 | 2012-07-01 | 0.022763 | 0.0095566 | 0.044295 | 0.022763 | 0.0095566 | 0.044295 | [16 empty] | 2006-09-18 | 7.2103
| 1 | 2012-08-01 | 0.018565 | 0.007943 | 0.036641 | 0.018565 | 0.007943 | 0.036641 | [16 empty] | 2006-09-19 | 7.2103
| 1 | 2012-09-01 | 0.022273 | 0.012481 | 0.031886 | 0.022273 | 0.012481 | 0.031886 | [16 empty] | 2006-09-20 | 250.16
| 0 | 2012-10-01 | 0.022757 | 0.010781 | 0.035663 | [19 empty] | 2006-09-21 | 239.19
| 0 | 2012-11-01 | 0.025183 | 0.016154 | 0.036638 | [19 empty] | 2006-09-22 | 0
| 0 | 2012-12-01 | 0.023503 | 0.012503 | 0.034662 | [19 empty] | 2006-09-23 | 0
| 0 | 2013-01-01 | 0.027152 | 0.013384 | 0.045676 | [19 empty] | 2006-09-24 | 0
| 0 | 2013-02-01 | 0.025956 | 0.016315 | 0.042759 | [19 empty] | 2006-09-25 | 0
| 0 | 2013-03-01 | 0.028709 | 0.010587 | 0.046304 | [19 empty] | 2006-09-26 | 0
| 0 | 2013-04-01 | 0.027027 | 0.017112 | 0.038549 | [19 empty] | 2006-09-27 | 0
| 1 | 2013-05-01 | 0.030329 | 0.0069532 | 0.064273 | 0.030329 | 0.0069532 | 0.064273 | [16 empty] | 2006-09-28 | 0
| 1 | 2013-06-01 | 0.022366 | 0.0079724 | 0.043943 | 0.022366 | 0.0079724 | 0.043943 | [16 empty] | 2006-09-29 | 0
| 1 | 2013-07-01 | 0.022604 | 0.010532 | 0.041575 | 0.022604 | 0.010532 | 0.041575 | [16 empty] | 2006-09-30 | 0
| 1 | 2013-08-01 | 0.018139 | 0.0089712 | 0.034182 | 0.018139 | 0.0089712 | 0.034182 | [16 empty] | 2006-10-01 | 0
| 1 | 2013-09-01 | 0.02185 | 0.012132 | 0.029753 | 0.02185 | 0.012132 | 0.029753 | [16 empty] | 2006-10-02 | 0
| 0 | 2013-10-01 | 0.0216 | 0.014051 | 0.034401 | [19 empty] | 2006-10-03 | 0
| 0 | 2013-11-01 | 0.024562 | 0.015278 | 0.03438 | [19 empty] | 2006-10-04 | 0
| 0 | 2013-12-01 | 0.021768 | 0.013625 | 0.032284 | [19 empty] | 2006-10-05 | 0
| 0 | 2014-01-01 | 0.025714 | 0.0164 | 0.039649 | [19 empty] | 2006-10-06 | 0
| 0 | 2014-02-01 | 0.023447 | 0.018039 | 0.044924 | [19 empty] | 2006-10-07 | 0
| 0 | 2014-03-01 | 0.027599 | 0.015547 | 0.045665 | [19 empty] | 2006-10-08 | 0
| 0 | 2014-04-01 | 0.025474 | 0.01476 | 0.033745 | [19 empty] | 2006-10-09 | 0
| 1 | 2014-05-01 | 0.02357 | 0.0077455 | 0.066323 | 0.02357 | 0.0077455 | 0.066323 | [16 empty] | 2006-10-10 | 0
| 1 | 2014-06-01 | 0.019787 | 0.0088301 | 0.051471 | 0.019787 | 0.0088301 | 0.051471 | [16 empty] | 2006-10-11 | 0
| 1 | 2014-07-01 | 0.022342 | 0.0099589 | 0.040374 | 0.022342 | 0.0099589 | 0.040374 | [16 empty] | 2006-10-12 | 0
| 1 | 2014-08-01 | 0.018564 | 0.0072387 | 0.031974 | 0.018564 | 0.0072387 | 0.031974 | [16 empty] | 2006-10-13 | 0
| 1 | 2014-09-01 | 0.021686 | 0.013371 | 0.029949 | 0.021686 | 0.013371 | 0.029949 | [16 empty] | 2006-10-14 | 0
| 0 | 2014-10-01 | 0.023237 | 0.012748 | 0.033457 | [19 empty] | 2006-10-15 | 0
| 0 | 2014-11-01 | 0.025093 | 0.017588 | 0.033925 | [19 empty] | 2006-10-16 | 0
| 0 | 2014-12-01 | 0.022388 | 0.012287 | 0.031858 | [19 empty] | 2006-10-17 | 0
| 0 | 2015-01-01 | 0.025054 | 0.014134 | 0.040081 | [19 empty] | 2006-10-18 | 0
| 0 | 2015-02-01 | 0.023654 | 0.014275 | 0.046443 | [19 empty] | 2006-10-19 | 0
| 0 | 2015-03-01 | 0.028058 | 0.012041 | 0.03984 | [19 empty] | 2006-10-20 | 0
| 0 | 2015-04-01 | 0.025962 | 0.014835 | 0.035495 | [19 empty] | 2006-10-21 | 0
| 1 | 2015-05-01 | 0.024723 | 0.0076837 | 0.063377 | 0.024723 | 0.0076837 | 0.063377 | [16 empty] | 2006-10-22 | 0
| 1 | 2015-06-01 | 0.023999 | 0.0097804 | 0.045277 | 0.023999 | 0.0097804 | 0.045277 | [16 empty] | 2006-10-23 | 0
| 1 | 2015-07-01 | 0.022868 | 0.0095647 | 0.0393 | 0.022868 | 0.0095647 | 0.0393 | [16 empty] | 2006-10-24 | 0
| 1 | 2015-08-01 | 0.017681 | 0.0076532 | 0.036107 | 0.017681 | 0.0076532 | 0.036107 | [16 empty] | 2006-10-25 | 0
| 1 | 2015-09-01 | 0.021635 | 0.01401 | 0.028512 | 0.021635 | 0.01401 | 0.028512 | [16 empty] | 2006-10-26 | 0
| 0 | 2015-10-01 | 0.022415 | 0.012446 | 0.033586 | [19 empty] | 2006-10-27 | 0
| 0 | 2015-11-01 | 0.024248 | 0.016111 | 0.034717 | [19 empty] | 2006-10-28 | 0
| 0 | 2015-12-01 | 0.022564 | 0.011739 | 0.029885 | [19 empty] | 2006-10-29 | 0
| 0 | 2016-01-01 | 0.024114 | 0.012017 | 0.034685 | [19 empty] | 2006-10-30 | 0
| 0 | 2016-02-01 | 0.02325 | 0.016275 | 0.036224 | [19 empty] | 2006-10-31 | 0
| 0 | 2016-03-01 | 0.027486 | 0.010667 | 0.04245 | [19 empty] | 2006-11-01 | 0
| 0 | 2016-04-01 | 0.024909 | 0.015563 | 0.033783 | [19 empty] | 2006-11-02 | 0
| 1 | 2016-05-01 | 0.028033 | 0.0074951 | 0.079508 | 0.028033 | 0.0074951 | 0.079508 | [16 empty] | 2006-11-03 | 0
| 1 | 2016-06-01 | 0.024075 | 0.010385 | 0.054196 | 0.024075 | 0.010385 | 0.054196 | [16 empty] | 2006-11-04 | 0
| 1 | 2016-07-01 | 0.021654 | 0.010081 | 0.039072 | 0.021654 | 0.010081 | 0.039072 | [16 empty] | 2006-11-05 | 0
| 1 | 2016-08-01 | 0.018945 | 0.0074923 | 0.031013 | 0.018945 | 0.0074923 | 0.031013 | [16 empty] | 2006-11-06 | 0
| 1 | 2016-09-01 | 0.022347 | 0.010937 | 0.029212 | 0.022347 | 0.010937 | 0.029212 | [16 empty] | 2006-11-07 | 0
| 0 | 2016-10-01 | 0.02236 | 0.013164 | 0.038327 | [19 empty] | 2006-11-08 | 0
| 0 | 2016-11-01 | 0.024407 | 0.013706 | 0.037542 | [19 empty] | 2006-11-09 | 0
| 0 | 2016-12-01 | 0.021667 | 0.012727 | 0.031193 | [19 empty] | 2006-11-10 | 0
| 0 | 2017-01-01 | 0.02433 | 0.013344 | 0.041817 | [19 empty] | 2006-11-11 | 0
| 0 | 2017-02-01 | 0.022774 | 0.015226 | 0.043876 | [19 empty] | 2006-11-12 | 0
| 0 | 2017-03-01 | 0.028509 | 0.017254 | 0.04636 | [19 empty] | 2006-11-13 | 0
| 0 | 2017-04-01 | 0.024805 | 0.015717 | 0.033819 | [19 empty] | 2006-11-14 | 0
| 1 | 2017-05-01 | 0.025793 | 0.0076196 | 0.054927 | 0.025793 | 0.0076196 | 0.054927 | [16 empty] | 2006-11-15 | 0
| 1 | 2017-06-01 | 0.022766 | 0.0080619 | 0.042668 | 0.022766 | 0.0080619 | 0.042668 | [16 empty] | 2006-11-16 | 0
| 1 | 2017-07-01 | 0.022131 | 0.0088691 | 0.035567 | 0.022131 | 0.0088691 | 0.035567 | [16 empty] | 2006-11-17 | 0
| 1 | 2017-08-01 | 0.017396 | 0.0075408 | 0.03868 | 0.017396 | 0.0075408 | 0.03868 | [16 empty] | 2006-11-18 | 0
| 1 | 2017-09-01 | 0.022183 | 0.014645 | 0.029007 | 0.022183 | 0.014645 | 0.029007 | [16 empty] | 2006-11-19 | 0
| 0 | 2017-10-01 | 0.022339 | 0.013552 | 0.036424 | [19 empty] | 2006-11-20 | 0
| 0 | 2017-11-01 | 0.024607 | 0.015822 | 0.033955 | [19 empty] | 2006-11-21 | 0
| 0 | 2017-12-01 | 0.021416 | 0.01095 | 0.030573 | [19 empty] | 2006-11-22 | 0
| 0 | 2018-01-01 | 0.024457 | 0.013796 | 0.044876 | [19 empty] | 2006-11-23 | 0
| 0 | 2018-02-01 | 0.023133 | 0.017545 | 0.043019 | [19 empty] | 2006-11-24 | 0
| 0 | 2018-03-01 | 0.027494 | 0.012507 | 0.04298 | [19 empty] | 2006-11-25 | 0
| 0 | 2018-04-01 | 0.025261 | 0.018713 | 0.039835 | [19 empty] | 2006-11-26 | 0
| 1 | 2018-05-01 | 0.024737 | 0.0075557 | 0.058735 | 0.024737 | 0.0075557 | 0.058735 | [16 empty] | 2006-11-27 | 0
| 1 | 2018-06-01 | 0.022902 | 0.010853 | 0.050751 | 0.022902 | 0.010853 | 0.050751 | [16 empty] | 2006-11-28 | 0
| 1 | 2018-07-01 | 0.022654 | 0.0096182 | 0.033371 | 0.022654 | 0.0096182 | 0.033371 | [16 empty] | 2006-11-29 | 0
| 1 | 2018-08-01 | 0.017925 | 0.0079267 | 0.032436 | 0.017925 | 0.0079267 | 0.032436 | [16 empty] | 2006-11-30 | 0
| 1 | 2018-09-01 | 0.021651 | 0.013744 | 0.029197 | 0.021651 | 0.013744 | 0.029197 | [16 empty] | 2006-12-01 | 0
| 0 | 2018-10-01 | 0.022124 | 0.012249 | 0.034382 | [19 empty] | 2006-12-02 | 0
| 0 | 2018-11-01 | 0.024611 | 0.017439 | 0.036101 | [19 empty] | 2006-12-03 | 0
| 0 | 2018-12-01 | 0.022147 | 0.012163 | 0.03439 | [19 empty] | 2006-12-04 | 0
| 0 | 2019-01-01 | 0.024095 | 0.015761 | 0.033425 | [19 empty] | 2006-12-05 | 0
| 0 | 2019-02-01 | 0.022676 | 0.015595 | 0.055256 | [19 empty] | 2006-12-06 | 0
| 0 | 2019-03-01 | 0.0264 | 0.010556 | 0.05174 | [19 empty] | 2006-12-07 | 0
| 0 | 2019-04-01 | 0.025048 | 0.017021 | 0.041721 | [19 empty] | 2006-12-08 | 0
| 1 | 2019-05-01 | 0.023933 | 0.0074939 | 0.071844 | 0.023933 | 0.0074939 | 0.071844 | [16 empty] | 2006-12-09 | 0
| 1 | 2019-06-01 | 0.021752 | 0.010477 | 0.046449 | 0.021752 | 0.010477 | 0.046449 | [16 empty] | 2006-12-10 | 0
| 1 | 2019-07-01 | 0.022631 | 0.010411 | 0.03902 | 0.022631 | 0.010411 | 0.03902 | [16 empty] | 2006-12-11 | 0
| 1 | 2019-08-01 | 0.019486 | 0.0085226 | 0.039298 | 0.019486 | 0.0085226 | 0.039298 | [16 empty] | 2006-12-12 | 0
| 1 | 2019-09-01 | 0.021893 | 0.013949 | 0.028491 | 0.021893 | 0.013949 | 0.028491 | [16 empty] | 2006-12-13 | 0
| 0 | 2019-10-01 | 0.022136 | 0.012399 | 0.050496 | [19 empty] | 2006-12-14 | 0
| 0 | 2019-11-01 | 0.024457 | 0.016768 | 0.046855 | [19 empty] | 2006-12-15 | 0
| 0 | 2019-12-01 | 0.021406 | 0.012367 | 0.042054 | [19 empty] | 2006-12-16 | 0
| 0 | 2020-01-01 | 0.024562 | 0.014822 | 0.0378 | [19 empty] | 2006-12-17 | 0
| 0 | 2020-02-01 | 0.023632 | 0.014102 | 0.055937 | [19 empty] | 2006-12-18 | 0
| 0 | 2020-03-01 | 0.027735 | 0.015709 | 0.051505 | [19 empty] | 2006-12-19 | 0
| 0 | 2020-04-01 | 0.024717 | 0.012879 | 0.036839 | [19 empty] | 2006-12-20 | 0
| 1 | 2020-05-01 | 0.027854 | 0.0074908 | 0.066348 | 0.027854 | 0.0074908 | 0.066348 | [16 empty] | 2006-12-21 | 0
| 1 | 2020-06-01 | 0.023769 | 0.0094694 | 0.052208 | 0.023769 | 0.0094694 | 0.052208 | [16 empty] | 2006-12-22 | 0
| 1 | 2020-07-01 | 0.022745 | 0.0095745 | 0.036915 | 0.022745 | 0.0095745 | 0.036915 | [16 empty] | 2006-12-23 | 0
| 1 | 2020-08-01 | 0.018352 | 0.0079251 | 0.034877 | 0.018352 | 0.0079251 | 0.034877 | [16 empty] | 2006-12-24 | 0
| 1 | 2020-09-01 | 0.021701 | 0.011816 | 0.03034 | 0.021701 | 0.011816 | 0.03034 | [16 empty] | 2006-12-25 | 0
| 0 | 2020-10-01 | 0.022532 | 0.013561 | 0.03604 | [19 empty] | 2006-12-26 | 0
| 0 | 2020-11-01 | 0.024434 | 0.01551 | 0.035107 | [19 empty] | 2006-12-27 | 0
| 0 | 2020-12-01 | 0.021559 | 0.014099 | 0.031945 | [19 empty] | 2006-12-28 | 0
| 0 | 2021-01-01 | 0.024328 | 0.015322 | 0.041194 | [19 empty] | 2006-12-29 | 0
| 0 | 2021-02-01 | 0.023834 | 0.017735 | 0.039069 | [19 empty] | 2006-12-30 | 0
| 0 | 2021-03-01 | 0.027181 | 0.014033 | 0.042497 | [19 empty] | 2006-12-31 | 0
| 0 | 2021-04-01 | 0.024271 | 0.015987 | 0.03882 | [19 empty] | 2007-01-01 | 0
| 1 | 2021-05-01 | 0.025296 | 0.0076241 | 0.064137 | 0.025296 | 0.0076241 | 0.064137 | [16 empty] | 2007-01-02 | 0
| 1 | 2021-06-01 | 0.02396 | 0.0081831 | 0.047999 | 0.02396 | 0.0081831 | 0.047999 | [16 empty] | 2007-01-03 | 0
| 1 | 2021-07-01 | 0.022285 | 0.0081006 | 0.034914 | 0.022285 | 0.0081006 | 0.034914 | [16 empty] | 2007-01-04 | 0
| 1 | 2021-08-01 | 0.01799 | 0.0072319 | 0.035554 | 0.01799 | 0.0072319 | 0.035554 | [16 empty] | 2007-01-05 | 0
| 1 | 2021-09-01 | 0.021795 | 0.012703 | 0.031409 | 0.021795 | 0.012703 | 0.031409 | [16 empty] | 2007-01-06 | 0
| 0 | 2021-10-01 | 0.023457 | 0.013562 | 0.038932 | [19 empty] | 2007-01-07 | 0
| 0 | 2021-11-01 | 0.025791 | 0.015833 | 0.037549 | [19 empty] | 2007-01-08 | 0
| 0 | 2021-12-01 | 0.022665 | 0.012507 | 0.033336 | [19 empty] | 2007-01-09 | 0
| 0 | 2022-01-01 | 0.025825 | 0.012475 | 0.03814 | [19 empty] | 2007-01-10 | 0
[25 empty] | 2007-01-11 | 0
[25 empty] | 2007-01-12 | 0
[25 empty] | 2007-01-13 | 0
[25 empty] | 2007-01-14 | 0
[25 empty] | 2007-01-15 | 0
[25 empty] | 2007-01-16 | 0
[25 empty] | 2007-01-17 | 0
[25 empty] | 2007-01-18 | 0
[25 empty] | 2007-01-19 | 0
[25 empty] | 2007-01-20 | 0
[25 empty] | 2007-01-21 | 0
[25 empty] | 2007-01-22 | 0
[25 empty] | 2007-01-23 | 0
[25 empty] | 2007-01-24 | 0
[25 empty] | 2007-01-25 | 0
[25 empty] | 2007-01-26 | 0
[25 empty] | 2007-01-27 | 0
[25 empty] | 2007-01-28 | 0
[25 empty] | 2007-01-29 | 0
[25 empty] | 2007-01-30 | 0
[25 empty] | 2007-01-31 | 0
[25 empty] | 2007-02-01 | 0
[25 empty] | 2007-02-02 | 0
[25 empty] | 2007-02-03 | 0
[25 empty] | 2007-02-04 | 0
[25 empty] | 2007-02-05 | 0
[25 empty] | 2007-02-06 | 0
[25 empty] | 2007-02-07 | 0
[25 empty] | 2007-02-08 | 0
[25 empty] | 2007-02-09 | 0
[25 empty] | 2007-02-10 | 0
[25 empty] | 2007-02-11 | 0
[25 empty] | 2007-02-12 | 0
[25 empty] | 2007-02-13 | 0
[25 empty] | 2007-02-14 | 0
[25 empty] | 2007-02-15 | 0
[25 empty] | 2007-02-16 | 0
[25 empty] | 2007-02-17 | 0
[25 empty] | 2007-02-18 | 0
[25 empty] | 2007-02-19 | 0
[25 empty] | 2007-02-20 | 0
[25 empty] | 2007-02-21 | 0
[25 empty] | 2007-02-22 | 0
[25 empty] | 2007-02-23 | 0
[25 empty] | 2007-02-24 | 0
[25 empty] | 2007-02-25 | 0
[25 empty] | 2007-02-26 | 0
[25 empty] | 2007-02-27 | 0
[25 empty] | 2007-02-28 | 0
[25 empty] | 2007-03-01 | 0
[25 empty] | 2007-03-02 | 0
[25 empty] | 2007-03-03 | 0
[25 empty] | 2007-03-04 | 0
[25 empty] | 2007-03-05 | 0
[25 empty] | 2007-03-06 | 0
[25 empty] | 2007-03-07 | 0
[25 empty] | 2007-03-08 | 0
[25 empty] | 2007-03-09 | 0
[25 empty] | 2007-03-10 | 0
[25 empty] | 2007-03-11 | 0
[25 empty] | 2007-03-12 | 0
[25 empty] | 2007-03-13 | 0
[25 empty] | 2007-03-14 | 0
[25 empty] | 2007-03-15 | 0
[25 empty] | 2007-03-16 | 0
[25 empty] | 2007-03-17 | 0
[25 empty] | 2007-03-18 | 0
[25 empty] | 2007-03-19 | 0
[25 empty] | 2007-03-20 | 0
[25 empty] | 2007-03-21 | 0
[25 empty] | 2007-03-22 | 0
[25 empty] | 2007-03-23 | 0
[25 empty] | 2007-03-24 | 0
[25 empty] | 2007-03-25 | 0
[25 empty] | 2007-03-26 | 0
[25 empty] | 2007-03-27 | 0
[25 empty] | 2007-03-28 | 0
[25 empty] | 2007-03-29 | 0
[25 empty] | 2007-03-30 | 0
[25 empty] | 2007-03-31 | 0
[25 empty] | 2007-04-01 | 0
[25 empty] | 2007-04-02 | 0
[25 empty] | 2007-04-03 | 207.95
[25 empty] | 2007-04-04 | 207.95
[25 empty] | 2007-04-05 | 207.95
[25 empty] | 2007-04-06 | 207.95
[25 empty] | 2007-04-07 | 207.95
[25 empty] | 2007-04-08 | 207.95
[25 empty] | 2007-04-09 | 207.95
[25 empty] | 2007-04-10 | 207.95
[25 empty] | 2007-04-11 | 207.95
[25 empty] | 2007-04-12 | 207.95
[25 empty] | 2007-04-13 | 0
[25 empty] | 2007-04-14 | 0
[25 empty] | 2007-04-15 | 0
[25 empty] | 2007-04-16 | 0
[25 empty] | 2007-04-17 | 0
[25 empty] | 2007-04-18 | 0
[25 empty] | 2007-04-19 | 0
[25 empty] | 2007-04-20 | 0
[25 empty] | 2007-04-21 | 0
[25 empty] | 2007-04-22 | 0
[25 empty] | 2007-04-23 | 0
[25 empty] | 2007-04-24 | 0
[25 empty] | 2007-04-25 | 0
[25 empty] | 2007-04-26 | 0
[25 empty] | 2007-04-27 | 0
[25 empty] | 2007-04-28 | 0
[25 empty] | 2007-04-29 | 0
[25 empty] | 2007-04-30 | 0
[25 empty] | 2007-05-01 | 0
[25 empty] | 2007-05-02 | 0
[25 empty] | 2007-05-03 | 0
[25 empty] | 2007-05-04 | 0
[25 empty] | 2007-05-05 | 0
[25 empty] | 2007-05-06 | 0
[25 empty] | 2007-05-07 | 0
[25 empty] | 2007-05-08 | 236.02
[25 empty] | 2007-05-09 | 236.02
[25 empty] | 2007-05-10 | 241.84
[25 empty] | 2007-05-11 | 241.68
[25 empty] | 2007-05-12 | 241.68
[25 empty] | 2007-05-13 | 241.68
[25 empty] | 2007-05-14 | 241.68
[25 empty] | 2007-05-15 | 0
[25 empty] | 2007-05-16 | 0
[25 empty] | 2007-05-17 | 0
[25 empty] | 2007-05-18 | 21.355
[25 empty] | 2007-05-19 | 21.355
[25 empty] | 2007-05-20 | 21.355
[25 empty] | 2007-05-21 | 21.355
[25 empty] | 2007-05-22 | 21.355
[25 empty] | 2007-05-23 | 109.05
[25 empty] | 2007-05-24 | 109.05
[25 empty] | 2007-05-25 | 0
[25 empty] | 2007-05-26 | 0
[25 empty] | 2007-05-27 | 0
[25 empty] | 2007-05-28 | 0
[25 empty] | 2007-05-29 | 4.5432
[25 empty] | 2007-05-30 | 4.5432
[25 empty] | 2007-05-31 | 4.5432
[25 empty] | 2007-06-01 | 101.66
[25 empty] | 2007-06-02 | 101.66
[25 empty] | 2007-06-03 | 101.66
[25 empty] | 2007-06-04 | 101.66
[25 empty] | 2007-06-05 | 11.359
[25 empty] | 2007-06-06 | 11.359
[25 empty] | 2007-06-07 | 11.359
[25 empty] | 2007-06-08 | 11.359
[25 empty] | 2007-06-09 | 11.359
[25 empty] | 2007-06-10 | 11.359
[25 empty] | 2007-06-11 | 11.359
[25 empty] | 2007-06-12 | 15.902
[25 empty] | 2007-06-13 | 15.902
[25 empty] | 2007-06-14 | 15.902
[25 empty] | 2007-06-15 | 24.99
[25 empty] | 2007-06-16 | 24.99
[25 empty] | 2007-06-17 | 24.99
[25 empty] | 2007-06-18 | 24.99
[25 empty] | 2007-06-19 | 0.75733
[25 empty] | 2007-06-20 | 0.75733
[25 empty] | 2007-06-21 | 0.75733
[25 empty] | 2007-06-22 | 0
[25 empty] | 2007-06-23 | 0
[25 empty] | 2007-06-24 | 0
[25 empty] | 2007-06-25 | 0
[25 empty] | 2007-06-26 | 22.718
[25 empty] | 2007-06-27 | 22.718
[25 empty] | 2007-06-28 | 22.718
[25 empty] | 2007-06-29 | 28.624
[25 empty] | 2007-06-30 | 28.624
[25 empty] | 2007-07-01 | 28.624
[25 empty] | 2007-07-02 | 28.624
[25 empty] | 2007-07-03 | 28.624
[25 empty] | 2007-07-04 | 0
[25 empty] | 2007-07-05 | 0
[25 empty] | 2007-07-06 | 0
[25 empty] | 2007-07-07 | 0
[25 empty] | 2007-07-08 | 0
[25 empty] | 2007-07-09 | 0
[25 empty] | 2007-07-10 | 34.834
[25 empty] | 2007-07-11 | 34.834
[25 empty] | 2007-07-12 | 34.834
[25 empty] | 2007-07-13 | 12.008
[25 empty] | 2007-07-14 | 12.008
[25 empty] | 2007-07-15 | 12.008
[25 empty] | 2007-07-16 | 12.008
[25 empty] | 2007-07-17 | 12.008
[25 empty] | 2007-07-18 | 12.008
[25 empty] | 2007-07-19 | 12.008
[25 empty] | 2007-07-20 | 23.042
[25 empty] | 2007-07-21 | 23.042
[25 empty] | 2007-07-22 | 23.042
[25 empty] | 2007-07-23 | 23.042
[25 empty] | 2007-07-24 | 23.042
[25 empty] | 2007-07-25 | 23.042
[25 empty] | 2007-07-26 | 23.042
[25 empty] | 2007-07-27 | 27.262
[25 empty] | 2007-07-28 | 27.262
[25 empty] | 2007-07-29 | 27.262
[25 empty] | 2007-07-30 | 27.262
[25 empty] | 2007-07-31 | 27.262
[25 empty] | 2007-08-01 | 27.262
[25 empty] | 2007-08-02 | 27.262
[25 empty] | 2007-08-03 | 19.797
[25 empty] | 2007-08-04 | 19.797
[25 empty] | 2007-08-05 | 19.797
[25 empty] | 2007-08-06 | 19.797
[25 empty] | 2007-08-07 | 19.797
[25 empty] | 2007-08-08 | 19.797
[25 empty] | 2007-08-09 | 19.797
[25 empty] | 2007-08-10 | 56.146
[25 empty] | 2007-08-11 | 56.146
[25 empty] | 2007-08-12 | 56.146
[25 empty] | 2007-08-13 | 56.146
[25 empty] | 2007-08-14 | 56.146
[25 empty] | 2007-08-15 | 56.146
[25 empty] | 2007-08-16 | 56.146
[25 empty] | 2007-08-17 | 93.793
[25 empty] | 2007-08-18 | 93.793
[25 empty] | 2007-08-19 | 93.793
[25 empty] | 2007-08-20 | 93.793
[25 empty] | 2007-08-21 | 93.793
[25 empty] | 2007-08-22 | 93.793
[25 empty] | 2007-08-23 | 93.793
[25 empty] | 2007-08-24 | 15.253
[25 empty] | 2007-08-25 | 15.253
[25 empty] | 2007-08-26 | 15.253
[25 empty] | 2007-08-27 | 15.253
[25 empty] | 2007-08-28 | 15.253
[25 empty] | 2007-08-29 | 15.253
[25 empty] | 2007-08-30 | 15.253
[25 empty] | 2007-08-31 | 4.2191
[25 empty] | 2007-09-01 | 4.2191
[25 empty] | 2007-09-02 | 4.2191
[25 empty] | 2007-09-03 | 4.2191
[25 empty] | 2007-09-04 | 4.2191
[25 empty] | 2007-09-05 | 4.2191
[25 empty] | 2007-09-06 | 4.2191
[25 empty] | 2007-09-07 | 0
[25 empty] | 2007-09-08 | 0
[25 empty] | 2007-09-09 | 0
[25 empty] | 2007-09-10 | 0
[25 empty] | 2007-09-11 | 0
[25 empty] | 2007-09-12 | 254.34
[25 empty] | 2007-09-13 | 142.64
[25 empty] | 2007-09-14 | 156.9
[25 empty] | 2007-09-15 | 156.9
[25 empty] | 2007-09-16 | 156.9
[25 empty] | 2007-09-17 | 156.9
[25 empty] | 2007-09-18 | 0
[25 empty] | 2007-09-19 | 0
[25 empty] | 2007-09-20 | 0
[25 empty] | 2007-09-21 | 0
[25 empty] | 2007-09-22 | 0
[25 empty] | 2007-09-23 | 0
[25 empty] | 2007-09-24 | 0
[25 empty] | 2007-09-25 | 0
[25 empty] | 2007-09-26 | 0
[25 empty] | 2007-09-27 | 0
[25 empty] | 2007-09-28 | 0
[25 empty] | 2007-09-29 | 0
[25 empty] | 2007-09-30 | 0
[25 empty] | 2007-10-01 | 0
[25 empty] | 2007-10-02 | 0
[25 empty] | 2007-10-03 | 0
[25 empty] | 2007-10-04 | 0
[25 empty] | 2007-10-05 | 0
[25 empty] | 2007-10-06 | 0
[25 empty] | 2007-10-07 | 0
[25 empty] | 2007-10-08 | 0
[25 empty] | 2007-10-09 | 0
[25 empty] | 2007-10-10 | 0
[25 empty] | 2007-10-11 | 0
[25 empty] | 2007-10-12 | 0
[25 empty] | 2007-10-13 | 0
[25 empty] | 2007-10-14 | 0
[25 empty] | 2007-10-15 | 0
[25 empty] | 2007-10-16 | 0
[25 empty] | 2007-10-17 | 0
[25 empty] | 2007-10-18 | 0
[25 empty] | 2007-10-19 | 0
[25 empty] | 2007-10-20 | 0
[25 empty] | 2007-10-21 | 0
[25 empty] | 2007-10-22 | 0
[25 empty] | 2007-10-23 | 168.11
[25 empty] | 2007-10-24 | 168.11
[25 empty] | 2007-10-25 | 168.11
[25 empty] | 2007-10-26 | 126.61
[25 empty] | 2007-10-27 | 126.61
[25 empty] | 2007-10-28 | 126.61
[25 empty] | 2007-10-29 | 126.61
[25 empty] | 2007-10-30 | 0
[25 empty] | 2007-10-31 | 0
[25 empty] | 2007-11-01 | 0
[25 empty] | 2007-11-02 | 0
[25 empty] | 2007-11-03 | 0
[25 empty] | 2007-11-04 | 0
[25 empty] | 2007-11-05 | 0
[25 empty] | 2007-11-06 | 0
[25 empty] | 2007-11-07 | 0
[25 empty] | 2007-11-08 | 0
[25 empty] | 2007-11-09 | 0
[25 empty] | 2007-11-10 | 0
[25 empty] | 2007-11-11 | 0
[25 empty] | 2007-11-12 | 0
[25 empty] | 2007-11-13 | 0
[25 empty] | 2007-11-14 | 0
[25 empty] | 2007-11-15 | 0
[25 empty] | 2007-11-16 | 0
[25 empty] | 2007-11-17 | 0
[25 empty] | 2007-11-18 | 0
[25 empty] | 2007-11-19 | 0
[25 empty] | 2007-11-20 | 0
[25 empty] | 2007-11-21 | 0
[25 empty] | 2007-11-22 | 0
[25 empty] | 2007-11-23 | 0
[25 empty] | 2007-11-24 | 0
[25 empty] | 2007-11-25 | 0
[25 empty] | 2007-11-26 | 0
[25 empty] | 2007-11-27 | 0
[25 empty] | 2007-11-28 | 0
[25 empty] | 2007-11-29 | 0
[25 empty] | 2007-11-30 | 0
[25 empty] | 2007-12-01 | 0
[25 empty] | 2007-12-02 | 0
[25 empty] | 2007-12-03 | 0
[25 empty] | 2007-12-04 | 0
[25 empty] | 2007-12-05 | 0
[25 empty] | 2007-12-06 | 0
[25 empty] | 2007-12-07 | 0
[25 empty] | 2007-12-08 | 0
[25 empty] | 2007-12-09 | 0
[25 empty] | 2007-12-10 | 0
[25 empty] | 2007-12-11 | 0
[25 empty] | 2007-12-12 | 0
[25 empty] | 2007-12-13 | 0
[25 empty] | 2007-12-14 | 0
[25 empty] | 2007-12-15 | 0
[25 empty] | 2007-12-16 | 0
[25 empty] | 2007-12-17 | 0
[25 empty] | 2007-12-18 | 0
[25 empty] | 2007-12-19 | 0
[25 empty] | 2007-12-20 | 0
[25 empty] | 2007-12-21 | 0
[25 empty] | 2007-12-22 | 0
[25 empty] | 2007-12-23 | 0
[25 empty] | 2007-12-24 | 0
[25 empty] | 2007-12-25 | 0
[25 empty] | 2007-12-26 | 0
[25 empty] | 2007-12-27 | 0
[25 empty] | 2007-12-28 | 0
[25 empty] | 2007-12-29 | 0
[25 empty] | 2007-12-30 | 0
[25 empty] | 2007-12-31 | 0
[25 empty] | 2008-01-01 | 0
[25 empty] | 2008-01-02 | 0
[25 empty] | 2008-01-03 | 0
[25 empty] | 2008-01-04 | 0
[25 empty] | 2008-01-05 | 0
[25 empty] | 2008-01-06 | 0
[25 empty] | 2008-01-07 | 0
[25 empty] | 2008-01-08 | 0
[25 empty] | 2008-01-09 | 0
[25 empty] | 2008-01-10 | 0
[25 empty] | 2008-01-11 | 0
[25 empty] | 2008-01-12 | 0
[25 empty] | 2008-01-13 | 0
[25 empty] | 2008-01-14 | 0
[25 empty] | 2008-01-15 | 0
[25 empty] | 2008-01-16 | 0
[25 empty] | 2008-01-17 | 0
[25 empty] | 2008-01-18 | 0
[25 empty] | 2008-01-19 | 0
[25 empty] | 2008-01-20 | 0
[25 empty] | 2008-01-21 | 0
[25 empty] | 2008-01-22 | 0
[25 empty] | 2008-01-23 | 0
[25 empty] | 2008-01-24 | 0
[25 empty] | 2008-01-25 | 0
[25 empty] | 2008-01-26 | 0
[25 empty] | 2008-01-27 | 0
[25 empty] | 2008-01-28 | 0
[25 empty] | 2008-01-29 | 0
[25 empty] | 2008-01-30 | 0
[25 empty] | 2008-01-31 | 0
[25 empty] | 2008-02-01 | 0
[25 empty] | 2008-02-02 | 0
[25 empty] | 2008-02-03 | 0
[25 empty] | 2008-02-04 | 0
[25 empty] | 2008-02-05 | 0
[25 empty] | 2008-02-06 | 0
[25 empty] | 2008-02-07 | 0
[25 empty] | 2008-02-08 | 0
[25 empty] | 2008-02-09 | 0
[25 empty] | 2008-02-10 | 0
[25 empty] | 2008-02-11 | 0
[25 empty] | 2008-02-12 | 0
[25 empty] | 2008-02-13 | 0
[25 empty] | 2008-02-14 | 0
[25 empty] | 2008-02-15 | 0
[25 empty] | 2008-02-16 | 0
[25 empty] | 2008-02-17 | 0
[25 empty] | 2008-02-18 | 0
[25 empty] | 2008-02-19 | 0
[25 empty] | 2008-02-20 | 0
[25 empty] | 2008-02-21 | 0
[25 empty] | 2008-02-22 | 0
[25 empty] | 2008-02-23 | 0
[25 empty] | 2008-02-24 | 0
[25 empty] | 2008-02-25 | 0
[25 empty] | 2008-02-26 | 0
[25 empty] | 2008-02-27 | 0
[25 empty] | 2008-02-28 | 0
[25 empty] | 2008-02-29 | 0
[25 empty] | 2008-03-01 | 0
[25 empty] | 2008-03-02 | 0
[25 empty] | 2008-03-03 | 0
[25 empty] | 2008-03-04 | 0
[25 empty] | 2008-03-05 | 0
[25 empty] | 2008-03-06 | 0
[25 empty] | 2008-03-07 | 0
[25 empty] | 2008-03-08 | 0
[25 empty] | 2008-03-09 | 0
[25 empty] | 2008-03-10 | 0
[25 empty] | 2008-03-11 | 0
[25 empty] | 2008-03-12 | 0
[25 empty] | 2008-03-13 | 0
[25 empty] | 2008-03-14 | 0
[25 empty] | 2008-03-15 | 0
[25 empty] | 2008-03-16 | 0
[25 empty] | 2008-03-17 | 0
[25 empty] | 2008-03-18 | 0
[25 empty] | 2008-03-19 | 0
[25 empty] | 2008-03-20 | 0
[25 empty] | 2008-03-21 | 0
[25 empty] | 2008-03-22 | 0
[25 empty] | 2008-03-23 | 0
[25 empty] | 2008-03-24 | 0
[25 empty] | 2008-03-25 | 0
[25 empty] | 2008-03-26 | 0
[25 empty] | 2008-03-27 | 0
[25 empty] | 2008-03-28 | 0
[25 empty] | 2008-03-29 | 0
[25 empty] | 2008-03-30 | 0
[25 empty] | 2008-03-31 | 0
[25 empty] | 2008-04-01 | 0
[25 empty] | 2008-04-02 | 0
[25 empty] | 2008-04-03 | 0
[25 empty] | 2008-04-04 | 0
[25 empty] | 2008-04-05 | 0
[25 empty] | 2008-04-06 | 0
[25 empty] | 2008-04-07 | 0
[25 empty] | 2008-04-08 | 0
[25 empty] | 2008-04-09 | 0
[25 empty] | 2008-04-10 | 0
[25 empty] | 2008-04-11 | 191.25
[25 empty] | 2008-04-12 | 191.25
[25 empty] | 2008-04-13 | 191.25
[25 empty] | 2008-04-14 | 191.25
[25 empty] | 2008-04-15 | 101.32
[25 empty] | 2008-04-16 | 101.32
[25 empty] | 2008-04-17 | 101.32
[25 empty] | 2008-04-18 | 101.32
[25 empty] | 2008-04-19 | 101.32
[25 empty] | 2008-04-20 | 101.32
[25 empty] | 2008-04-21 | 101.32
[25 empty] | 2008-04-22 | 175.95
[25 empty] | 2008-04-23 | 175.95
[25 empty] | 2008-04-24 | 175.95
[25 empty] | 2008-04-25 | 86.038
[25 empty] | 2008-04-26 | 86.038
[25 empty] | 2008-04-27 | 86.038
[25 empty] | 2008-04-28 | 86.038
[25 empty] | 2008-04-29 | 0
[25 empty] | 2008-04-30 | 0
[25 empty] | 2008-05-01 | 0
[25 empty] | 2008-05-02 | 0
[25 empty] | 2008-05-03 | 0
[25 empty] | 2008-05-04 | 0
[25 empty] | 2008-05-05 | 0
[25 empty] | 2008-05-06 | 0
[25 empty] | 2008-05-07 | 44.183
[25 empty] | 2008-05-08 | 44.181
[25 empty] | 2008-05-09 | 23.254
[25 empty] | 2008-05-10 | 23.254
[25 empty] | 2008-05-11 | 23.254
[25 empty] | 2008-05-12 | 23.254
[25 empty] | 2008-05-13 | 6.3947
[25 empty] | 2008-05-14 | 6.3947
[25 empty] | 2008-05-15 | 6.3947
[25 empty] | 2008-05-16 | 6.3947
[25 empty] | 2008-05-17 | 6.3947
[25 empty] | 2008-05-18 | 6.3947
[25 empty] | 2008-05-19 | 6.3947
[25 empty] | 2008-05-20 | 6.3947
[25 empty] | 2008-05-21 | 11.628
[25 empty] | 2008-05-22 | 6.9745
[25 empty] | 2008-05-23 | 32.555
[25 empty] | 2008-05-24 | 32.555
[25 empty] | 2008-05-25 | 32.555
[25 empty] | 2008-05-26 | 32.555
[25 empty] | 2008-05-27 | 25.579
[25 empty] | 2008-05-28 | 25.579
[25 empty] | 2008-05-29 | 1.3954
[25 empty] | 2008-05-30 | 1.3954
[25 empty] | 2008-05-31 | 1.3954
[25 empty] | 2008-06-01 | 1.3954
[25 empty] | 2008-06-02 | 1.3954
[25 empty] | 2008-06-03 | 67.435
[25 empty] | 2008-06-04 | 67.435
[25 empty] | 2008-06-05 | 67.435
[25 empty] | 2008-06-06 | 72.655
[25 empty] | 2008-06-07 | 72.655
[25 empty] | 2008-06-08 | 72.655
[25 empty] | 2008-06-09 | 72.655
[25 empty] | 2008-06-10 | 72.655
[25 empty] | 2008-06-11 | 72.655
[25 empty] | 2008-06-12 | 27.586
[25 empty] | 2008-06-13 | 27.586
[25 empty] | 2008-06-14 | 27.586
[25 empty] | 2008-06-15 | 27.586
[25 empty] | 2008-06-16 | 27.586
[25 empty] | 2008-06-17 | 27.586
[25 empty] | 2008-06-18 | 27.586
[25 empty] | 2008-06-19 | 93.144
[25 empty] | 2008-06-20 | 93.144
[25 empty] | 2008-06-21 | 93.144
[25 empty] | 2008-06-22 | 93.144
[25 empty] | 2008-06-23 | 93.144
[25 empty] | 2008-06-24 | 109.05
[25 empty] | 2008-06-25 | 101.09
[25 empty] | 2008-06-26 | 101.09
[25 empty] | 2008-06-27 | 105.26
[25 empty] | 2008-06-28 | 105.26
[25 empty] | 2008-06-29 | 105.26
[25 empty] | 2008-06-30 | 105.26
[25 empty] | 2008-07-01 | 105.26
[25 empty] | 2008-07-02 | 105.26
[25 empty] | 2008-07-03 | 70.427
[25 empty] | 2008-07-04 | 10.223
[25 empty] | 2008-07-05 | 10.223
[25 empty] | 2008-07-06 | 10.223
[25 empty] | 2008-07-07 | 10.223
[25 empty] | 2008-07-08 | 0
[25 empty] | 2008-07-09 | 0
[25 empty] | 2008-07-10 | 0
[25 empty] | 2008-07-11 | 0
[25 empty] | 2008-07-12 | 0
[25 empty] | 2008-07-13 | 0
[25 empty] | 2008-07-14 | 0
[25 empty] | 2008-07-15 | 0
[25 empty] | 2008-07-16 | 0
[25 empty] | 2008-07-17 | 0
[25 empty] | 2008-07-18 | 2.2718
[25 empty] | 2008-07-19 | 2.2718
[25 empty] | 2008-07-20 | 2.2718
[25 empty] | 2008-07-21 | 2.2718
[25 empty] | 2008-07-22 | 2.2718
[25 empty] | 2008-07-23 | 2.2718
[25 empty] | 2008-07-24 | 2.2718
[25 empty] | 2008-07-25 | 22.177
[25 empty] | 2008-07-26 | 22.177
[25 empty] | 2008-07-27 | 22.177
[25 empty] | 2008-07-28 | 22.177
[25 empty] | 2008-07-29 | 22.177
[25 empty] | 2008-07-30 | 22.177
[25 empty] | 2008-07-31 | 22.177
[25 empty] | 2008-08-01 | 22.177
[25 empty] | 2008-08-02 | 22.177
[25 empty] | 2008-08-03 | 22.177
[25 empty] | 2008-08-04 | 22.177
[25 empty] | 2008-08-05 | 22.177
[25 empty] | 2008-08-06 | 22.177
[25 empty] | 2008-08-07 | 22.177
[25 empty] | 2008-08-08 | 22.177
[25 empty] | 2008-08-09 | 22.177
[25 empty] | 2008-08-10 | 22.177
[25 empty] | 2008-08-11 | 22.177
[25 empty] | 2008-08-12 | 22.177
[25 empty] | 2008-08-13 | 22.177
[25 empty] | 2008-08-14 | 22.177
[25 empty] | 2008-08-15 | 0
[25 empty] | 2008-08-16 | 0
[25 empty] | 2008-08-17 | 0
[25 empty] | 2008-08-18 | 0
[25 empty] | 2008-08-19 | 0
[25 empty] | 2008-08-20 | 0
[25 empty] | 2008-08-21 | 0
[25 empty] | 2008-08-22 | 0
[25 empty] | 2008-08-23 | 0
[25 empty] | 2008-08-24 | 0
[25 empty] | 2008-08-25 | 0
[25 empty] | 2008-08-26 | 0
[25 empty] | 2008-08-27 | 0
[25 empty] | 2008-08-28 | 0
[25 empty] | 2008-08-29 | 0
[25 empty] | 2008-08-30 | 0
[25 empty] | 2008-08-31 | 0
[25 empty] | 2008-09-01 | 0
[25 empty] | 2008-09-02 | 0
[25 empty] | 2008-09-03 | 0
[25 empty] | 2008-09-04 | 0
[25 empty] | 2008-09-05 | 0
[25 empty] | 2008-09-06 | 0
[25 empty] | 2008-09-07 | 0
[25 empty] | 2008-09-08 | 0
[25 empty] | 2008-09-09 | 0
[25 empty] | 2008-09-10 | 0
[25 empty] | 2008-09-11 | 0
[25 empty] | 2008-09-12 | 0
[25 empty] | 2008-09-13 | 0
[25 empty] | 2008-09-14 | 0
[25 empty] | 2008-09-15 | 0
[25 empty] | 2008-09-16 | 0
[25 empty] | 2008-09-17 | 0
[25 empty] | 2008-09-18 | 0
[25 empty] | 2008-09-19 | 31.805
[25 empty] | 2008-09-20 | 31.805
[25 empty] | 2008-09-21 | 31.805
[25 empty] | 2008-09-22 | 31.805
[25 empty] | 2008-09-23 | 59.067
[25 empty] | 2008-09-24 | 59.067
[25 empty] | 2008-09-25 | 59.067
[25 empty] | 2008-09-26 | 57.931
[25 empty] | 2008-09-27 | 57.931
[25 empty] | 2008-09-28 | 57.931
[25 empty] | 2008-09-29 | 57.931
[25 empty] | 2008-09-30 | 132.52
[25 empty] | 2008-10-01 | 132.52
[25 empty] | 2008-10-02 | 132.52
[25 empty] | 2008-10-03 | 104.5
[25 empty] | 2008-10-04 | 104.5
[25 empty] | 2008-10-05 | 104.5
[25 empty] | 2008-10-06 | 104.5
[25 empty] | 2008-10-07 | 28.776
[25 empty] | 2008-10-08 | 28.776
[25 empty] | 2008-10-09 | 28.776
[25 empty] | 2008-10-10 | 200.69
[25 empty] | 2008-10-11 | 200.69
[25 empty] | 2008-10-12 | 200.69
[25 empty] | 2008-10-13 | 200.69
[25 empty] | 2008-10-14 | 200.69
[25 empty] | 2008-10-15 | 200.69
[25 empty] | 2008-10-16 | 200.69
[25 empty] | 2008-10-17 | 84.119
[25 empty] | 2008-10-18 | 84.119
[25 empty] | 2008-10-19 | 84.119
[25 empty] | 2008-10-20 | 84.119
[25 empty] | 2008-10-21 | 84.119
[25 empty] | 2008-10-22 | 84.119
[25 empty] | 2008-10-23 | 0
[25 empty] | 2008-10-24 | 0
[25 empty] | 2008-10-25 | 0
[25 empty] | 2008-10-26 | 0
[25 empty] | 2008-10-27 | 0
[25 empty] | 2008-10-28 | 0
[25 empty] | 2008-10-29 | 0
[25 empty] | 2008-10-30 | 0
[25 empty] | 2008-10-31 | 0
[25 empty] | 2008-11-01 | 0
[25 empty] | 2008-11-02 | 0
[25 empty] | 2008-11-03 | 0
[25 empty] | 2008-11-04 | 0
[25 empty] | 2008-11-05 | 0
[25 empty] | 2008-11-06 | 0
[25 empty] | 2008-11-07 | 0
[25 empty] | 2008-11-08 | 0
[25 empty] | 2008-11-09 | 0
[25 empty] | 2008-11-10 | 0
[25 empty] | 2008-11-11 | 0
[25 empty] | 2008-11-12 | 0
[25 empty] | 2008-11-13 | 0
[25 empty] | 2008-11-14 | 0
[25 empty] | 2008-11-15 | 0
[25 empty] | 2008-11-16 | 0
[25 empty] | 2008-11-17 | 0
[25 empty] | 2008-11-18 | 0
[25 empty] | 2008-11-19 | 0
[25 empty] | 2008-11-20 | 0
[25 empty] | 2008-11-21 | 0
[25 empty] | 2008-11-22 | 0
[25 empty] | 2008-11-23 | 0
[25 empty] | 2008-11-24 | 0
[25 empty] | 2008-11-25 | 0
[25 empty] | 2008-11-26 | 0
[25 empty] | 2008-11-27 | 0
[25 empty] | 2008-11-28 | 0
[25 empty] | 2008-11-29 | 0
[25 empty] | 2008-11-30 | 0
[25 empty] | 2008-12-01 | 0
[25 empty] | 2008-12-02 | 0
[25 empty] | 2008-12-03 | 0
[25 empty] | 2008-12-04 | 0
[25 empty] | 2008-12-05 | 0
[25 empty] | 2008-12-06 | 0
[25 empty] | 2008-12-07 | 0
[25 empty] | 2008-12-08 | 0
[25 empty] | 2008-12-09 | 0
[25 empty] | 2008-12-10 | 0
[25 empty] | 2008-12-11 | 0
[25 empty] | 2008-12-12 | 0
[25 empty] | 2008-12-13 | 0
[25 empty] | 2008-12-14 | 0
[25 empty] | 2008-12-15 | 0
[25 empty] | 2008-12-16 | 0
[25 empty] | 2008-12-17 | 0
[25 empty] | 2008-12-18 | 0
[25 empty] | 2008-12-19 | 0
[25 empty] | 2008-12-20 | 0
[25 empty] | 2008-12-21 | 0
[25 empty] | 2008-12-22 | 0
[25 empty] | 2008-12-23 | 0
[25 empty] | 2008-12-24 | 0
[25 empty] | 2008-12-25 | 0
[25 empty] | 2008-12-26 | 0
[25 empty] | 2008-12-27 | 0
[25 empty] | 2008-12-28 | 0
[25 empty] | 2008-12-29 | 0
[25 empty] | 2008-12-30 | 0
[25 empty] | 2008-12-31 | 0
[25 empty] | 2009-01-01 | 0
[25 empty] | 2009-01-02 | 0
[25 empty] | 2009-01-03 | 0
[25 empty] | 2009-01-04 | 0
[25 empty] | 2009-01-05 | 0
[25 empty] | 2009-01-06 | 0
[25 empty] | 2009-01-07 | 0
[25 empty] | 2009-01-08 | 0
[25 empty] | 2009-01-09 | 0
[25 empty] | 2009-01-10 | 0
[25 empty] | 2009-01-11 | 0
[25 empty] | 2009-01-12 | 0
[25 empty] | 2009-01-13 | 0
[25 empty] | 2009-01-14 | 0
[25 empty] | 2009-01-15 | 0
[25 empty] | 2009-01-16 | 0
[25 empty] | 2009-01-17 | 0
[25 empty] | 2009-01-18 | 0
[25 empty] | 2009-01-19 | 0
[25 empty] | 2009-01-20 | 0
[25 empty] | 2009-01-21 | 0
[25 empty] | 2009-01-22 | 0
[25 empty] | 2009-01-23 | 0
[25 empty] | 2009-01-24 | 0
[25 empty] | 2009-01-25 | 0
[25 empty] | 2009-01-26 | 0
[25 empty] | 2009-01-27 | 0
[25 empty] | 2009-01-28 | 0
[25 empty] | 2009-01-29 | 0
[25 empty] | 2009-01-30 | 0
[25 empty] | 2009-01-31 | 0
[25 empty] | 2009-02-01 | 0
[25 empty] | 2009-02-02 | 0
[25 empty] | 2009-02-03 | 0
[25 empty] | 2009-02-04 | 0
[25 empty] | 2009-02-05 | 0
[25 empty] | 2009-02-06 | 0
[25 empty] | 2009-02-07 | 0
[25 empty] | 2009-02-08 | 0
[25 empty] | 2009-02-09 | 0
[25 empty] | 2009-02-10 | 0
[25 empty] | 2009-02-11 | 0
[25 empty] | 2009-02-12 | 0
[25 empty] | 2009-02-13 | 0
[25 empty] | 2009-02-14 | 0
[25 empty] | 2009-02-15 | 0
[25 empty] | 2009-02-16 | 0
[25 empty] | 2009-02-17 | 0
[25 empty] | 2009-02-18 | 0
[25 empty] | 2009-02-19 | 0
[25 empty] | 2009-02-20 | 0
[25 empty] | 2009-02-21 | 0
[25 empty] | 2009-02-22 | 0
[25 empty] | 2009-02-23 | 0
[25 empty] | 2009-02-24 | 0
[25 empty] | 2009-02-25 | 0
[25 empty] | 2009-02-26 | 0
[25 empty] | 2009-02-27 | 0
[25 empty] | 2009-02-28 | 0
[25 empty] | 2009-03-01 | 0
[25 empty] | 2009-03-02 | 0
[25 empty] | 2009-03-03 | 0
[25 empty] | 2009-03-04 | 0
[25 empty] | 2009-03-05 | 0
[25 empty] | 2009-03-06 | 0
[25 empty] | 2009-03-07 | 0
[25 empty] | 2009-03-08 | 0
[25 empty] | 2009-03-09 | 0
[25 empty] | 2009-03-10 | 0
[25 empty] | 2009-03-11 | 0
[25 empty] | 2009-03-12 | 0
[25 empty] | 2009-03-13 | 0
[25 empty] | 2009-03-14 | 0
[25 empty] | 2009-03-15 | 0
[25 empty] | 2009-03-16 | 0
[25 empty] | 2009-03-17 | 0
[25 empty] | 2009-03-18 | 0
[25 empty] | 2009-03-19 | 0
[25 empty] | 2009-03-20 | 0
[25 empty] | 2009-03-21 | 0
[25 empty] | 2009-03-22 | 0
[25 empty] | 2009-03-23 | 0
[25 empty] | 2009-03-24 | 0
[25 empty] | 2009-03-25 | 31.78
[25 empty] | 2009-03-26 | 31.78
[25 empty] | 2009-03-27 | 31.78
[25 empty] | 2009-03-28 | 167.42
[25 empty] | 2009-03-29 | 148.82
[25 empty] | 2009-03-30 | 148.82
[25 empty] | 2009-03-31 | 176.73
[25 empty] | 2009-04-01 | 176.73
[25 empty] | 2009-04-02 | 176.73
[25 empty] | 2009-04-03 | 248.59
[25 empty] | 2009-04-04 | 248.59
[25 empty] | 2009-04-05 | 248.59
[25 empty] | 2009-04-06 | 248.59
[25 empty] | 2009-04-07 | 230.59
[25 empty] | 2009-04-08 | 230.59
[25 empty] | 2009-04-09 | 259.89
[25 empty] | 2009-04-10 | 259.89
[25 empty] | 2009-04-11 | 259.89
[25 empty] | 2009-04-12 | 259.89
[25 empty] | 2009-04-13 | 259.89
[25 empty] | 2009-04-14 | 311.46
[25 empty] | 2009-04-15 | 311.46
[25 empty] | 2009-04-16 | 311.46
[25 empty] | 2009-04-17 | 15.361
[25 empty] | 2009-04-18 | 15.361
[25 empty] | 2009-04-19 | 15.361
[25 empty] | 2009-04-20 | 15.361
[25 empty] | 2009-04-21 | 167.51
[25 empty] | 2009-04-22 | 167.51
[25 empty] | 2009-04-23 | 167.51
[25 empty] | 2009-04-24 | 117.4
[25 empty] | 2009-04-25 | 117.4
[25 empty] | 2009-04-26 | 117.4
[25 empty] | 2009-04-27 | 117.4
[25 empty] | 2009-04-28 | 83.388
[25 empty] | 2009-04-29 | 83.388
[25 empty] | 2009-04-30 | 83.388
[25 empty] | 2009-05-01 | 0
[25 empty] | 2009-05-02 | 0
[25 empty] | 2009-05-03 | 0
[25 empty] | 2009-05-04 | 0
[25 empty] | 2009-05-05 | 0
[25 empty] | 2009-05-06 | 0
[25 empty] | 2009-05-07 | 0
[25 empty] | 2009-05-08 | 0
[25 empty] | 2009-05-09 | 0
[25 empty] | 2009-05-10 | 0
[25 empty] | 2009-05-11 | 0
[25 empty] | 2009-05-12 | 0
[25 empty] | 2009-05-13 | 0
[25 empty] | 2009-05-14 | 0
[25 empty] | 2009-05-15 | 0
[25 empty] | 2009-05-16 | 0
[25 empty] | 2009-05-17 | 0
[25 empty] | 2009-05-18 | 0
[25 empty] | 2009-05-19 | 0
[25 empty] | 2009-05-20 | 0
[25 empty] | 2009-05-21 | 0
[25 empty] | 2009-05-22 | 0
[25 empty] | 2009-05-23 | 0
[25 empty] | 2009-05-24 | 0
[25 empty] | 2009-05-25 | 0
[25 empty] | 2009-05-26 | 0
[25 empty] | 2009-05-27 | 0
[25 empty] | 2009-05-28 | 0
[25 empty] | 2009-05-29 | 0
[25 empty] | 2009-05-30 | 0
[25 empty] | 2009-05-31 | 0
[25 empty] | 2009-06-01 | 0
[25 empty] | 2009-06-02 | 0
[25 empty] | 2009-06-03 | 0
[25 empty] | 2009-06-04 | 0
[25 empty] | 2009-06-05 | 0
[25 empty] | 2009-06-06 | 0
[25 empty] | 2009-06-07 | 0
[25 empty] | 2009-06-08 | 0
[25 empty] | 2009-06-09 | 32.714
[25 empty] | 2009-06-10 | 32.714
[25 empty] | 2009-06-11 | 32.714
[25 empty] | 2009-06-12 | 32.714
[25 empty] | 2009-06-13 | 32.714
[25 empty] | 2009-06-14 | 83.306
[25 empty] | 2009-06-15 | 83.306
[25 empty] | 2009-06-16 | 83.306
[25 empty] | 2009-06-17 | 83.306
[25 empty] | 2009-06-18 | 83.306
[25 empty] | 2009-06-19 | 83.306
[25 empty] | 2009-06-20 | 83.306
[25 empty] | 2009-06-21 | 83.306
[25 empty] | 2009-06-22 | 83.306
[25 empty] | 2009-06-23 | 83.306
[25 empty] | 2009-06-24 | 83.306
[25 empty] | 2009-06-25 | 83.306
[25 empty] | 2009-06-26 | 83.306
[25 empty] | 2009-06-27 | 83.306
[25 empty] | 2009-06-28 | 83.306
[25 empty] | 2009-06-29 | 83.306
[25 empty] | 2009-06-30 | 0
[25 empty] | 2009-07-01 | 0
[25 empty] | 2009-07-02 | 0
[25 empty] | 2009-07-03 | 0
[25 empty] | 2009-07-04 | 0
[25 empty] | 2009-07-05 | 0
[25 empty] | 2009-07-06 | 0
[25 empty] | 2009-07-07 | 0
[25 empty] | 2009-07-08 | 0
[25 empty] | 2009-07-09 | 0
[25 empty] | 2009-07-10 | 0
[25 empty] | 2009-07-11 | 0
[25 empty] | 2009-07-12 | 0
[25 empty] | 2009-07-13 | 0
[25 empty] | 2009-07-14 | 65.264
[25 empty] | 2009-07-15 | 65.264
[25 empty] | 2009-07-16 | 65.264
[25 empty] | 2009-07-17 | 65.264
[25 empty] | 2009-07-18 | 65.264
[25 empty] | 2009-07-19 | 65.264
[25 empty] | 2009-07-20 | 65.264
[25 empty] | 2009-07-21 | 36.051
[25 empty] | 2009-07-22 | 36.051
[25 empty] | 2009-07-23 | 36.051
[25 empty] | 2009-07-24 | 36.051
[25 empty] | 2009-07-25 | 36.051
[25 empty] | 2009-07-26 | 36.051
[25 empty] | 2009-07-27 | 36.051
[25 empty] | 2009-07-28 | 0
[25 empty] | 2009-07-29 | 0
[25 empty] | 2009-07-30 | 0
[25 empty] | 2009-07-31 | 0
[25 empty] | 2009-08-01 | 0
[25 empty] | 2009-08-02 | 0
[25 empty] | 2009-08-03 | 0
[25 empty] | 2009-08-04 | 10.424
[25 empty] | 2009-08-05 | 10.424
[25 empty] | 2009-08-06 | 10.424
[25 empty] | 2009-08-07 | 10.424
[25 empty] | 2009-08-08 | 0
[25 empty] | 2009-08-09 | 0
[25 empty] | 2009-08-10 | 0
[25 empty] | 2009-08-11 | 2.2717
[25 empty] | 2009-08-12 | 2.2717
[25 empty] | 2009-08-13 | 2.2717
[25 empty] | 2009-08-14 | 2.2717
[25 empty] | 2009-08-15 | 2.2717
[25 empty] | 2009-08-16 | 2.2717
[25 empty] | 2009-08-17 | 2.2717
[25 empty] | 2009-08-18 | 2.2717
[25 empty] | 2009-08-19 | 0
[25 empty] | 2009-08-20 | 0
[25 empty] | 2009-08-21 | 0
[25 empty] | 2009-08-22 | 0
[25 empty] | 2009-08-23 | 0
[25 empty] | 2009-08-24 | 0
[25 empty] | 2009-08-25 | 11.684
[25 empty] | 2009-08-26 | 11.684
[25 empty] | 2009-08-27 | 11.684
[25 empty] | 2009-08-28 | 11.684
[25 empty] | 2009-08-29 | 11.684
[25 empty] | 2009-08-30 | 11.684
[25 empty] | 2009-08-31 | 11.684
[25 empty] | 2009-09-01 | 0.3244
[25 empty] | 2009-09-02 | 0.3244
[25 empty] | 2009-09-03 | 0.3244
[25 empty] | 2009-09-04 | 0.3244
[25 empty] | 2009-09-05 | 0.3244
[25 empty] | 2009-09-06 | 0.3244
[25 empty] | 2009-09-07 | 0.3244
[25 empty] | 2009-09-08 | 0
[25 empty] | 2009-09-09 | 0
[25 empty] | 2009-09-10 | 0
[25 empty] | 2009-09-11 | 0
[25 empty] | 2009-09-12 | 0
[25 empty] | 2009-09-13 | 0
[25 empty] | 2009-09-14 | 0
[25 empty] | 2009-09-15 | 0
[25 empty] | 2009-09-16 | 0
[25 empty] | 2009-09-17 | 0
[25 empty] | 2009-09-18 | 0
[25 empty] | 2009-09-19 | 0
[25 empty] | 2009-09-20 | 0
[25 empty] | 2009-09-21 | 0
[25 empty] | 2009-09-22 | 0
[25 empty] | 2009-09-23 | 0
[25 empty] | 2009-09-24 | 0
[25 empty] | 2009-09-25 | 0
[25 empty] | 2009-09-26 | 0
[25 empty] | 2009-09-27 | 0
[25 empty] | 2009-09-28 | 0
[25 empty] | 2009-09-29 | 0
[25 empty] | 2009-09-30 | 0
[25 empty] | 2009-10-01 | 0
[25 empty] | 2009-10-02 | 23.854
[25 empty] | 2009-10-03 | 23.854
[25 empty] | 2009-10-04 | 23.854
[25 empty] | 2009-10-05 | 23.854
[25 empty] | 2009-10-06 | 153.35
[25 empty] | 2009-10-07 | 153.35
[25 empty] | 2009-10-08 | 153.35
[25 empty] | 2009-10-09 | 153.35
[25 empty] | 2009-10-10 | 181.74
[25 empty] | 2009-10-11 | 181.74
[25 empty] | 2009-10-12 | 181.74
[25 empty] | 2009-10-13 | 204.46
[25 empty] | 2009-10-14 | 0
[25 empty] | 2009-10-15 | 0
[25 empty] | 2009-10-16 | 0
[25 empty] | 2009-10-17 | 197.65
[25 empty] | 2009-10-18 | 197.65
[25 empty] | 2009-10-19 | 197.65
[25 empty] | 2009-10-20 | 299.92
[25 empty] | 2009-10-21 | 164.58
[25 empty] | 2009-10-22 | 133.86
[25 empty] | 2009-10-23 | 195.3
[25 empty] | 2009-10-24 | 232.61
[25 empty] | 2009-10-25 | 278.69
[25 empty] | 2009-10-26 | 100.94
[25 empty] | 2009-10-27 | 221.64
[25 empty] | 2009-10-28 | 164.58
[25 empty] | 2009-10-29 | 186.53
[25 empty] | 2009-10-30 | 103.14
[25 empty] | 2009-10-31 | 142.64
[25 empty] | 2009-11-01 | 195.3
[25 empty] | 2009-11-02 | 158.73
[25 empty] | 2009-11-03 | 0
[25 empty] | 2009-11-04 | 0
[25 empty] | 2009-11-05 | 0
[25 empty] | 2009-11-06 | 0
[25 empty] | 2009-11-07 | 0
[25 empty] | 2009-11-08 | 0
[25 empty] | 2009-11-09 | 0
[25 empty] | 2009-11-10 | 0
[25 empty] | 2009-11-11 | 0
[25 empty] | 2009-11-12 | 0
[25 empty] | 2009-11-13 | 0
[25 empty] | 2009-11-14 | 0
[25 empty] | 2009-11-15 | 0
[25 empty] | 2009-11-16 | 0
[25 empty] | 2009-11-17 | 0
[25 empty] | 2009-11-18 | 0
[25 empty] | 2009-11-19 | 0
[25 empty] | 2009-11-20 | 0
[25 empty] | 2009-11-21 | 0
[25 empty] | 2009-11-22 | 0
[25 empty] | 2009-11-23 | 0
[25 empty] | 2009-11-24 | 0
[25 empty] | 2009-11-25 | 0
[25 empty] | 2009-11-26 | 0
[25 empty] | 2009-11-27 | 0
[25 empty] | 2009-11-28 | 0
[25 empty] | 2009-11-29 | 0
[25 empty] | 2009-11-30 | 0
[25 empty] | 2009-12-01 | 0
[25 empty] | 2009-12-02 | 0
[25 empty] | 2009-12-03 | 0
[25 empty] | 2009-12-04 | 0
[25 empty] | 2009-12-05 | 0
[25 empty] | 2009-12-06 | 0
[25 empty] | 2009-12-07 | 0
[25 empty] | 2009-12-08 | 0
[25 empty] | 2009-12-09 | 0
[25 empty] | 2009-12-10 | 0
[25 empty] | 2009-12-11 | 0
[25 empty] | 2009-12-12 | 0
[25 empty] | 2009-12-13 | 0
[25 empty] | 2009-12-14 | 0
[25 empty] | 2009-12-15 | 0
[25 empty] | 2009-12-16 | 0
[25 empty] | 2009-12-17 | 0
[25 empty] | 2009-12-18 | 0
[25 empty] | 2009-12-19 | 0
[25 empty] | 2009-12-20 | 0
[25 empty] | 2009-12-21 | 0
[25 empty] | 2009-12-22 | 0
[25 empty] | 2009-12-23 | 0
[25 empty] | 2009-12-24 | 0
[25 empty] | 2009-12-25 | 0
[25 empty] | 2009-12-26 | 0
[25 empty] | 2009-12-27 | 0
[25 empty] | 2009-12-28 | 0
[25 empty] | 2009-12-29 | 0
[25 empty] | 2009-12-30 | 0
[25 empty] | 2009-12-31 | 0
[25 empty] | 2010-01-01 | 0
[25 empty] | 2010-01-02 | 0
[25 empty] | 2010-01-03 | 0
[25 empty] | 2010-01-04 | 0
[25 empty] | 2010-01-05 | 0
[25 empty] | 2010-01-06 | 0
[25 empty] | 2010-01-07 | 0
[25 empty] | 2010-01-08 | 0
[25 empty] | 2010-01-09 | 0
[25 empty] | 2010-01-10 | 0
[25 empty] | 2010-01-11 | 0
[25 empty] | 2010-01-12 | 0
[25 empty] | 2010-01-13 | 0
[25 empty] | 2010-01-14 | 0
[25 empty] | 2010-01-15 | 0
[25 empty] | 2010-01-16 | 0
[25 empty] | 2010-01-17 | 0
[25 empty] | 2010-01-18 | 0
[25 empty] | 2010-01-19 | 0
[25 empty] | 2010-01-20 | 0
[25 empty] | 2010-01-21 | 0
[25 empty] | 2010-01-22 | 0
[25 empty] | 2010-01-23 | 0
[25 empty] | 2010-01-24 | 0
[25 empty] | 2010-01-25 | 0
[25 empty] | 2010-01-26 | 0
[25 empty] | 2010-01-27 | 0
[25 empty] | 2010-01-28 | 0
[25 empty] | 2010-01-29 | 0
[25 empty] | 2010-01-30 | 0
[25 empty] | 2010-01-31 | 0
[25 empty] | 2010-02-01 | 0
[25 empty] | 2010-02-02 | 0
[25 empty] | 2010-02-03 | 0
[25 empty] | 2010-02-04 | 0
[25 empty] | 2010-02-05 | 0
[25 empty] | 2010-02-06 | 0
[25 empty] | 2010-02-07 | 0
[25 empty] | 2010-02-08 | 0
[25 empty] | 2010-02-09 | 0
[25 empty] | 2010-02-10 | 0
[25 empty] | 2010-02-11 | 0
[25 empty] | 2010-02-12 | 0
[25 empty] | 2010-02-13 | 0
[25 empty] | 2010-02-14 | 0
[25 empty] | 2010-02-15 | 0
[25 empty] | 2010-02-16 | 0
[25 empty] | 2010-02-17 | 0
[25 empty] | 2010-02-18 | 0
[25 empty] | 2010-02-19 | 0
[25 empty] | 2010-02-20 | 0
[25 empty] | 2010-02-21 | 0
[25 empty] | 2010-02-22 | 0
[25 empty] | 2010-02-23 | 0
[25 empty] | 2010-02-24 | 0
[25 empty] | 2010-02-25 | 0
[25 empty] | 2010-02-26 | 0
[25 empty] | 2010-02-27 | 0
[25 empty] | 2010-02-28 | 0
[25 empty] | 2010-03-01 | 0
[25 empty] | 2010-03-02 | 0
[25 empty] | 2010-03-03 | 0
[25 empty] | 2010-03-04 | 0
[25 empty] | 2010-03-05 | 0
[25 empty] | 2010-03-06 | 0
[25 empty] | 2010-03-07 | 0
[25 empty] | 2010-03-08 | 0
[25 empty] | 2010-03-09 | 0
[25 empty] | 2010-03-10 | 0
[25 empty] | 2010-03-11 | 0
[25 empty] | 2010-03-12 | 0
[25 empty] | 2010-03-13 | 0
[25 empty] | 2010-03-14 | 0
[25 empty] | 2010-03-15 | 0
[25 empty] | 2010-03-16 | 0
[25 empty] | 2010-03-17 | 0
[25 empty] | 2010-03-18 | 0
[25 empty] | 2010-03-19 | 0
[25 empty] | 2010-03-20 | 0
[25 empty] | 2010-03-21 | 0
[25 empty] | 2010-03-22 | 0
[25 empty] | 2010-03-23 | 0
[25 empty] | 2010-03-24 | 88.364
[25 empty] | 2010-03-25 | 88.364
[25 empty] | 2010-03-26 | 48.251
[25 empty] | 2010-03-27 | 48.251
[25 empty] | 2010-03-28 | 48.251
[25 empty] | 2010-03-29 | 48.251
[25 empty] | 2010-03-30 | 13.952
[25 empty] | 2010-03-31 | 13.952
[25 empty] | 2010-04-01 | 13.952
[25 empty] | 2010-04-02 | 13.952
[25 empty] | 2010-04-03 | 13.952
[25 empty] | 2010-04-04 | 13.952
[25 empty] | 2010-04-05 | 13.952
[25 empty] | 2010-04-06 | 17.939
[25 empty] | 2010-04-07 | 17.939
[25 empty] | 2010-04-08 | 17.939
[25 empty] | 2010-04-09 | 17.939
[25 empty] | 2010-04-10 | 17.939
[25 empty] | 2010-04-11 | 17.939
[25 empty] | 2010-04-12 | 17.939
[25 empty] | 2010-04-13 | 0
[25 empty] | 2010-04-14 | 0
[25 empty] | 2010-04-15 | 0
[25 empty] | 2010-04-16 | 0
[25 empty] | 2010-04-17 | 0
[25 empty] | 2010-04-18 | 0
[25 empty] | 2010-04-19 | 0
[25 empty] | 2010-04-20 | 0
[25 empty] | 2010-04-21 | 0
[25 empty] | 2010-04-22 | 0
[25 empty] | 2010-04-23 | 0
[25 empty] | 2010-04-24 | 0
[25 empty] | 2010-04-25 | 0
[25 empty] | 2010-04-26 | 0
[25 empty] | 2010-04-27 | 4.3186
[25 empty] | 2010-04-28 | 4.3186
[25 empty] | 2010-04-29 | 4.3186
[25 empty] | 2010-04-30 | 4.3186
[25 empty] | 2010-05-01 | 4.3186
[25 empty] | 2010-05-02 | 4.3186
[25 empty] | 2010-05-03 | 4.3186
[25 empty] | 2010-05-04 | 92.35
[25 empty] | 2010-05-05 | 92.35
[25 empty] | 2010-05-06 | 92.35
[25 empty] | 2010-05-07 | 92.35
[25 empty] | 2010-05-08 | 92.35
[25 empty] | 2010-05-09 | 92.35
[25 empty] | 2010-05-10 | 92.35
[25 empty] | 2010-05-11 | 70.285
[25 empty] | 2010-05-12 | 70.285
[25 empty] | 2010-05-13 | 70.285
[25 empty] | 2010-05-14 | 70.285
[25 empty] | 2010-05-15 | 70.285
[25 empty] | 2010-05-16 | 70.285
[25 empty] | 2010-05-17 | 70.285
[25 empty] | 2010-05-18 | 62.961
[25 empty] | 2010-05-19 | 62.961
[25 empty] | 2010-05-20 | 62.961
[25 empty] | 2010-05-21 | 62.961
[25 empty] | 2010-05-22 | 62.961
[25 empty] | 2010-05-23 | 62.961
[25 empty] | 2010-05-24 | 62.961
[25 empty] | 2010-05-25 | 51.278
[25 empty] | 2010-05-26 | 51.278
[25 empty] | 2010-05-27 | 51.278
[25 empty] | 2010-05-28 | 51.278
[25 empty] | 2010-05-29 | 51.278
[25 empty] | 2010-05-30 | 51.278
[25 empty] | 2010-05-31 | 51.278
[25 empty] | 2010-06-01 | 33.103
[25 empty] | 2010-06-02 | 33.103
[25 empty] | 2010-06-03 | 33.103
[25 empty] | 2010-06-04 | 33.103
[25 empty] | 2010-06-05 | 33.103
[25 empty] | 2010-06-06 | 33.103
[25 empty] | 2010-06-07 | 33.103
[25 empty] | 2010-06-08 | 15.578
[25 empty] | 2010-06-09 | 15.578
[25 empty] | 2010-06-10 | 15.578
[25 empty] | 2010-06-11 | 15.578
[25 empty] | 2010-06-12 | 15.578
[25 empty] | 2010-06-13 | 15.578
[25 empty] | 2010-06-14 | 15.578
[25 empty] | 2010-06-15 | 72.048
[25 empty] | 2010-06-16 | 72.048
[25 empty] | 2010-06-17 | 72.048
[25 empty] | 2010-06-18 | 72.048
[25 empty] | 2010-06-19 | 72.048
[25 empty] | 2010-06-20 | 72.048
[25 empty] | 2010-06-21 | 72.048
[25 empty] | 2010-06-22 | 81.512
[25 empty] | 2010-06-23 | 81.512
[25 empty] | 2010-06-24 | 81.512
[25 empty] | 2010-06-25 | 81.512
[25 empty] | 2010-06-26 | 81.512
[25 empty] | 2010-06-27 | 81.512
[25 empty] | 2010-06-28 | 81.512
[25 empty] | 2010-06-29 | 80.253
[25 empty] | 2010-06-30 | 80.253
[25 empty] | 2010-07-01 | 80.253
[25 empty] | 2010-07-02 | 80.253
[25 empty] | 2010-07-03 | 80.253
[25 empty] | 2010-07-04 | 80.253
[25 empty] | 2010-07-05 | 80.253
[25 empty] | 2010-07-06 | 65.206
[25 empty] | 2010-07-07 | 65.206
[25 empty] | 2010-07-08 | 65.206
[25 empty] | 2010-07-09 | 65.206
[25 empty] | 2010-07-10 | 65.206
[25 empty] | 2010-07-11 | 65.206
[25 empty] | 2010-07-12 | 65.206
[25 empty] | 2010-07-13 | 48.277
[25 empty] | 2010-07-14 | 48.277
[25 empty] | 2010-07-15 | 48.277
[25 empty] | 2010-07-16 | 48.277
[25 empty] | 2010-07-17 | 48.277
[25 empty] | 2010-07-18 | 48.277
[25 empty] | 2010-07-19 | 48.277
[25 empty] | 2010-07-20 | 40.754
[25 empty] | 2010-07-21 | 40.754
[25 empty] | 2010-07-22 | 40.754
[25 empty] | 2010-07-23 | 40.754
[25 empty] | 2010-07-24 | 40.754
[25 empty] | 2010-07-25 | 40.754
[25 empty] | 2010-07-26 | 40.754
[25 empty] | 2010-07-27 | 33.857
[25 empty] | 2010-07-28 | 33.857
[25 empty] | 2010-07-29 | 33.857
[25 empty] | 2010-07-30 | 33.857
[25 empty] | 2010-07-31 | 33.857
[25 empty] | 2010-08-01 | 33.857
[25 empty] | 2010-08-02 | 33.857
[25 empty] | 2010-08-03 | 0
[25 empty] | 2010-08-04 | 0
[25 empty] | 2010-08-05 | 0
[25 empty] | 2010-08-06 | 0
[25 empty] | 2010-08-07 | 0
[25 empty] | 2010-08-08 | 0
[25 empty] | 2010-08-09 | 0
[25 empty] | 2010-08-10 | 53.607
[25 empty] | 2010-08-11 | 53.607
[25 empty] | 2010-08-12 | 53.607
[25 empty] | 2010-08-13 | 53.607
[25 empty] | 2010-08-14 | 53.607
[25 empty] | 2010-08-15 | 53.607
[25 empty] | 2010-08-16 | 53.607
[25 empty] | 2010-08-17 | 0
[25 empty] | 2010-08-18 | 0
[25 empty] | 2010-08-19 | 0
[25 empty] | 2010-08-20 | 0
[25 empty] | 2010-08-21 | 0
[25 empty] | 2010-08-22 | 0
[25 empty] | 2010-08-23 | 0
[25 empty] | 2010-08-24 | 14.734
[25 empty] | 2010-08-25 | 14.734
[25 empty] | 2010-08-26 | 14.734
[25 empty] | 2010-08-27 | 14.734
[25 empty] | 2010-08-28 | 14.734
[25 empty] | 2010-08-29 | 14.734
[25 empty] | 2010-08-30 | 14.734
[25 empty] | 2010-08-31 | 133.86
[25 empty] | 2010-09-01 | 133.86
[25 empty] | 2010-09-02 | 133.86
[25 empty] | 2010-09-03 | 133.86
[25 empty] | 2010-09-04 | 133.86
[25 empty] | 2010-09-05 | 133.86
[25 empty] | 2010-09-06 | 133.86
[25 empty] | 2010-09-07 | 37.305
[25 empty] | 2010-09-08 | 37.305
[25 empty] | 2010-09-09 | 37.305
[25 empty] | 2010-09-10 | 37.305
[25 empty] | 2010-09-11 | 37.305
[25 empty] | 2010-09-12 | 37.305
[25 empty] | 2010-09-13 | 37.305
[25 empty] | 2010-09-14 | 0
[25 empty] | 2010-09-15 | 0
[25 empty] | 2010-09-16 | 0
[25 empty] | 2010-09-17 | 0
[25 empty] | 2010-09-18 | 0
[25 empty] | 2010-09-19 | 0
[25 empty] | 2010-09-20 | 0
[25 empty] | 2010-09-21 | 0
[25 empty] | 2010-09-22 | 0
[25 empty] | 2010-09-23 | 0
[25 empty] | 2010-09-24 | 0
[25 empty] | 2010-09-25 | 0
[25 empty] | 2010-09-26 | 0
[25 empty] | 2010-09-27 | 0
[25 empty] | 2010-09-28 | 0
[25 empty] | 2010-09-29 | 0
[25 empty] | 2010-09-30 | 0
[25 empty] | 2010-10-01 | 0
[25 empty] | 2010-10-02 | 0
[25 empty] | 2010-10-03 | 0
[25 empty] | 2010-10-04 | 0
[25 empty] | 2010-10-05 | 0
[25 empty] | 2010-10-06 | 0
[25 empty] | 2010-10-07 | 0
[25 empty] | 2010-10-08 | 0
[25 empty] | 2010-10-09 | 0
[25 empty] | 2010-10-10 | 0
[25 empty] | 2010-10-11 | 0
[25 empty] | 2010-10-12 | 0
[25 empty] | 2010-10-13 | 0
[25 empty] | 2010-10-14 | 0
[25 empty] | 2010-10-15 | 0
[25 empty] | 2010-10-16 | 0
[25 empty] | 2010-10-17 | 0
[25 empty] | 2010-10-18 | 0
[25 empty] | 2010-10-19 | 0
[25 empty] | 2010-10-20 | 0
[25 empty] | 2010-10-21 | 0
[25 empty] | 2010-10-22 | 0
[25 empty] | 2010-10-23 | 0
[25 empty] | 2010-10-24 | 0
[25 empty] | 2010-10-25 | 0
[25 empty] | 2010-10-26 | 0
[25 empty] | 2010-10-27 | 0
[25 empty] | 2010-10-28 | 0
[25 empty] | 2010-10-29 | 0
[25 empty] | 2010-10-30 | 0
[25 empty] | 2010-10-31 | 0
[25 empty] | 2010-11-01 | 0
[25 empty] | 2010-11-02 | 0
[25 empty] | 2010-11-03 | 0
[25 empty] | 2010-11-04 | 0
[25 empty] | 2010-11-05 | 0
[25 empty] | 2010-11-06 | 0
[25 empty] | 2010-11-07 | 0
[25 empty] | 2010-11-08 | 0
[25 empty] | 2010-11-09 | 0
[25 empty] | 2010-11-10 | 0
[25 empty] | 2010-11-11 | 0
[25 empty] | 2010-11-12 | 0
[25 empty] | 2010-11-13 | 0
[25 empty] | 2010-11-14 | 0
[25 empty] | 2010-11-15 | 0
[25 empty] | 2010-11-16 | 12.873
[25 empty] | 2010-11-17 | 12.873
[25 empty] | 2010-11-18 | 12.873
[25 empty] | 2010-11-19 | 140.85
[25 empty] | 2010-11-20 | 106.77
[25 empty] | 2010-11-21 | 106.78
[25 empty] | 2010-11-22 | 63.609
[25 empty] | 2010-11-23 | 120.41
[25 empty] | 2010-11-24 | 111.32
[25 empty] | 2010-11-25 | 79.513
[25 empty] | 2010-11-26 | 106.78
[25 empty] | 2010-11-27 | 102.23
[25 empty] | 2010-11-28 | 87.786
[25 empty] | 2010-11-29 | 87.786
[25 empty] | 2010-11-30 | 92.166
[25 empty] | 2010-12-01 | 92.166
[25 empty] | 2010-12-02 | 92.166
[25 empty] | 2010-12-03 | 0
[25 empty] | 2010-12-04 | 0
[25 empty] | 2010-12-05 | 0
[25 empty] | 2010-12-06 | 0
[25 empty] | 2010-12-07 | 0
[25 empty] | 2010-12-08 | 0
[25 empty] | 2010-12-09 | 0
[25 empty] | 2010-12-10 | 0
[25 empty] | 2010-12-11 | 0
[25 empty] | 2010-12-12 | 0
[25 empty] | 2010-12-13 | 0
[25 empty] | 2010-12-14 | 0
[25 empty] | 2010-12-15 | 0
[25 empty] | 2010-12-16 | 0
[25 empty] | 2010-12-17 | 0
[25 empty] | 2010-12-18 | 0
[25 empty] | 2010-12-19 | 0
[25 empty] | 2010-12-20 | 0
[25 empty] | 2010-12-21 | 0
[25 empty] | 2010-12-22 | 0
[25 empty] | 2010-12-23 | 0
[25 empty] | 2010-12-24 | 0
[25 empty] | 2010-12-25 | 0
[25 empty] | 2010-12-26 | 0
[25 empty] | 2010-12-27 | 0
[25 empty] | 2010-12-28 | 0
[25 empty] | 2010-12-29 | 0
[25 empty] | 2010-12-30 | 0
[25 empty] | 2010-12-31 | 0
[25 empty] | 2011-01-01 | 0
[25 empty] | 2011-01-02 | 0
[25 empty] | 2011-01-03 | 0
[25 empty] | 2011-01-04 | 0
[25 empty] | 2011-01-05 | 0
[25 empty] | 2011-01-06 | 0
[25 empty] | 2011-01-07 | 0
[25 empty] | 2011-01-08 | 0
[25 empty] | 2011-01-09 | 0
[25 empty] | 2011-01-10 | 0
[25 empty] | 2011-01-11 | 0
[25 empty] | 2011-01-12 | 0
[25 empty] | 2011-01-13 | 0
[25 empty] | 2011-01-14 | 0
[25 empty] | 2011-01-15 | 0
[25 empty] | 2011-01-16 | 0
[25 empty] | 2011-01-17 | 0
[25 empty] | 2011-01-18 | 0
[25 empty] | 2011-01-19 | 0
[25 empty] | 2011-01-20 | 0
[25 empty] | 2011-01-21 | 0
[25 empty] | 2011-01-22 | 0
[25 empty] | 2011-01-23 | 0
[25 empty] | 2011-01-24 | 0
[25 empty] | 2011-01-25 | 0
[25 empty] | 2011-01-26 | 0
[25 empty] | 2011-01-27 | 0
[25 empty] | 2011-01-28 | 0
[25 empty] | 2011-01-29 | 0
[25 empty] | 2011-01-30 | 0
[25 empty] | 2011-01-31 | 0
[25 empty] | 2011-02-01 | 0
[25 empty] | 2011-02-02 | 0
[25 empty] | 2011-02-03 | 0
[25 empty] | 2011-02-04 | 0
[25 empty] | 2011-02-05 | 0
[25 empty] | 2011-02-06 | 0
[25 empty] | 2011-02-07 | 0
[25 empty] | 2011-02-08 | 0
[25 empty] | 2011-02-09 | 0
[25 empty] | 2011-02-10 | 0
[25 empty] | 2011-02-11 | 0
[25 empty] | 2011-02-12 | 0
[25 empty] | 2011-02-13 | 0
[25 empty] | 2011-02-14 | 0
[25 empty] | 2011-02-15 | 0
[25 empty] | 2011-02-16 | 0
[25 empty] | 2011-02-17 | 0
[25 empty] | 2011-02-18 | 0
[25 empty] | 2011-02-19 | 0
[25 empty] | 2011-02-20 | 0
[25 empty] | 2011-02-21 | 0
[25 empty] | 2011-02-22 | 0
[25 empty] | 2011-02-23 | 0
[25 empty] | 2011-02-24 | 0
[25 empty] | 2011-02-25 | 0
[25 empty] | 2011-02-26 | 0
[25 empty] | 2011-02-27 | 0
[25 empty] | 2011-02-28 | 0
[25 empty] | 2011-03-01 | 0
[25 empty] | 2011-03-02 | 0
[25 empty] | 2011-03-03 | 0
[25 empty] | 2011-03-04 | 0
[25 empty] | 2011-03-05 | 0
[25 empty] | 2011-03-06 | 0
[25 empty] | 2011-03-07 | 0
[25 empty] | 2011-03-08 | 0
[25 empty] | 2011-03-09 | 0
[25 empty] | 2011-03-10 | 0
[25 empty] | 2011-03-11 | 0
[25 empty] | 2011-03-12 | 0
[25 empty] | 2011-03-13 | 0
[25 empty] | 2011-03-14 | 0
[25 empty] | 2011-03-15 | 0
[25 empty] | 2011-03-16 | 0
[25 empty] | 2011-03-17 | 0
[25 empty] | 2011-03-18 | 0
[25 empty] | 2011-03-19 | 0
[25 empty] | 2011-03-20 | 0
[25 empty] | 2011-03-21 | 0
[25 empty] | 2011-03-22 | 15.502
[25 empty] | 2011-03-23 | 15.502
[25 empty] | 2011-03-24 | 15.502
[25 empty] | 2011-03-25 | 0
[25 empty] | 2011-03-26 | 0
[25 empty] | 2011-03-27 | 0
[25 empty] | 2011-03-28 | 0
[25 empty] | 2011-03-29 | 38.756
[25 empty] | 2011-03-30 | 38.756
[25 empty] | 2011-03-31 | 38.756
[25 empty] | 2011-04-01 | 53.483
[25 empty] | 2011-04-02 | 53.483
[25 empty] | 2011-04-03 | 53.483
[25 empty] | 2011-04-04 | 53.483
[25 empty] | 2011-04-05 | 136.42
[25 empty] | 2011-04-06 | 136.42
[25 empty] | 2011-04-07 | 136.42
[25 empty] | 2011-04-08 | 97.519
[25 empty] | 2011-04-09 | 97.519
[25 empty] | 2011-04-10 | 97.519
[25 empty] | 2011-04-11 | 97.519
[25 empty] | 2011-04-12 | 98.445
[25 empty] | 2011-04-13 | 98.445
[25 empty] | 2011-04-14 | 98.445
[25 empty] | 2011-04-15 | 53.387
[25 empty] | 2011-04-16 | 53.387
[25 empty] | 2011-04-17 | 53.387
[25 empty] | 2011-04-18 | 53.387
[25 empty] | 2011-04-19 | 40.135
[25 empty] | 2011-04-20 | 40.135
[25 empty] | 2011-04-21 | 40.135
[25 empty] | 2011-04-22 | 61.906
[25 empty] | 2011-04-23 | 61.906
[25 empty] | 2011-04-24 | 61.906
[25 empty] | 2011-04-25 | 61.906
[25 empty] | 2011-04-26 | 52.252
[25 empty] | 2011-04-27 | 52.252
[25 empty] | 2011-04-28 | 52.252
[25 empty] | 2011-04-29 | 0
[25 empty] | 2011-04-30 | 0
[25 empty] | 2011-05-01 | 0
[25 empty] | 2011-05-02 | 0
[25 empty] | 2011-05-03 | 0
[25 empty] | 2011-05-04 | 0
[25 empty] | 2011-05-05 | 0
[25 empty] | 2011-05-06 | 49.979
[25 empty] | 2011-05-07 | 49.979
[25 empty] | 2011-05-08 | 49.979
[25 empty] | 2011-05-09 | 49.979
[25 empty] | 2011-05-10 | 103.75
[25 empty] | 2011-05-11 | 103.75
[25 empty] | 2011-05-12 | 103.75
[25 empty] | 2011-05-13 | 87.464
[25 empty] | 2011-05-14 | 87.464
[25 empty] | 2011-05-15 | 87.464
[25 empty] | 2011-05-16 | 87.464
[25 empty] | 2011-05-17 | 53.766
[25 empty] | 2011-05-18 | 53.766
[25 empty] | 2011-05-19 | 53.766
[25 empty] | 2011-05-20 | 51.683
[25 empty] | 2011-05-21 | 51.683
[25 empty] | 2011-05-22 | 51.683
[25 empty] | 2011-05-23 | 51.683
[25 empty] | 2011-05-24 | 73.944
[25 empty] | 2011-05-25 | 73.944
[25 empty] | 2011-05-26 | 73.944
[25 empty] | 2011-05-27 | 54.312
[25 empty] | 2011-05-28 | 54.312
[25 empty] | 2011-05-29 | 54.312
[25 empty] | 2011-05-30 | 54.312
[25 empty] | 2011-05-31 | 70.849
[25 empty] | 2011-06-01 | 70.849
[25 empty] | 2011-06-02 | 70.849
[25 empty] | 2011-06-03 | 70.849
[25 empty] | 2011-06-04 | 70.849
[25 empty] | 2011-06-05 | 70.849
[25 empty] | 2011-06-06 | 70.849
[25 empty] | 2011-06-07 | 42.426
[25 empty] | 2011-06-08 | 42.426
[25 empty] | 2011-06-09 | 42.426
[25 empty] | 2011-06-10 | 0
[25 empty] | 2011-06-11 | 0
[25 empty] | 2011-06-12 | 0
[25 empty] | 2011-06-13 | 0
[25 empty] | 2011-06-14 | 0
[25 empty] | 2011-06-15 | 0
[25 empty] | 2011-06-16 | 0
[25 empty] | 2011-06-17 | 13.715
[25 empty] | 2011-06-18 | 13.715
[25 empty] | 2011-06-19 | 13.715
[25 empty] | 2011-06-20 | 13.715
[25 empty] | 2011-06-21 | 0
[25 empty] | 2011-06-22 | 0
[25 empty] | 2011-06-23 | 0
[25 empty] | 2011-06-24 | 0
[25 empty] | 2011-06-25 | 0
[25 empty] | 2011-06-26 | 0
[25 empty] | 2011-06-27 | 0
[25 empty] | 2011-06-28 | 0
[25 empty] | 2011-06-29 | 0
[25 empty] | 2011-06-30 | 0
[25 empty] | 2011-07-01 | 0
[25 empty] | 2011-07-02 | 0
[25 empty] | 2011-07-03 | 0
[25 empty] | 2011-07-04 | 0
[25 empty] | 2011-07-05 | 0
[25 empty] | 2011-07-06 | 0
[25 empty] | 2011-07-07 | 0
[25 empty] | 2011-07-08 | 0
[25 empty] | 2011-07-09 | 0
[25 empty] | 2011-07-10 | 0
[25 empty] | 2011-07-11 | 0
[25 empty] | 2011-07-12 | 0
[25 empty] | 2011-07-13 | 0
[25 empty] | 2011-07-14 | 0
[25 empty] | 2011-07-15 | 22.493
[25 empty] | 2011-07-16 | 22.493
[25 empty] | 2011-07-17 | 22.493
[25 empty] | 2011-07-18 | 22.493
[25 empty] | 2011-07-19 | 0
[25 empty] | 2011-07-20 | 0
[25 empty] | 2011-07-21 | 0
[25 empty] | 2011-07-22 | 0
[25 empty] | 2011-07-23 | 0
[25 empty] | 2011-07-24 | 0
[25 empty] | 2011-07-25 | 0
[25 empty] | 2011-07-26 | 31.805
[25 empty] | 2011-07-27 | 31.805
[25 empty] | 2011-07-28 | 31.805
[25 empty] | 2011-07-29 | 0
[25 empty] | 2011-07-30 | 0
[25 empty] | 2011-07-31 | 0
[25 empty] | 2011-08-01 | 0
[25 empty] | 2011-08-02 | 0
[25 empty] | 2011-08-03 | 0
[25 empty] | 2011-08-04 | 0
[25 empty] | 2011-08-05 | 3.9757
[25 empty] | 2011-08-06 | 3.9757
[25 empty] | 2011-08-07 | 3.9757
[25 empty] | 2011-08-08 | 3.9757
[25 empty] | 2011-08-09 | 26.787
[25 empty] | 2011-08-10 | 26.787
[25 empty] | 2011-08-11 | 26.787
[25 empty] | 2011-08-12 | 0
[25 empty] | 2011-08-13 | 0
[25 empty] | 2011-08-14 | 0
[25 empty] | 2011-08-15 | 0
[25 empty] | 2011-08-16 | 0
[25 empty] | 2011-08-17 | 0
[25 empty] | 2011-08-18 | 0
[25 empty] | 2011-08-19 | 0
[25 empty] | 2011-08-20 | 0
[25 empty] | 2011-08-21 | 0
[25 empty] | 2011-08-22 | 0
[25 empty] | 2011-08-23 | 0
[25 empty] | 2011-08-24 | 0
[25 empty] | 2011-08-25 | 0
[25 empty] | 2011-08-26 | 0
[25 empty] | 2011-08-27 | 0
[25 empty] | 2011-08-28 | 0
[25 empty] | 2011-08-29 | 0
[25 empty] | 2011-08-30 | 7.5725
[25 empty] | 2011-08-31 | 7.5725
[25 empty] | 2011-09-01 | 7.5725
[25 empty] | 2011-09-02 | 8.5194
[25 empty] | 2011-09-03 | 8.5194
[25 empty] | 2011-09-04 | 8.5194
[25 empty] | 2011-09-05 | 8.5194
[25 empty] | 2011-09-06 | 0
[25 empty] | 2011-09-07 | 0
[25 empty] | 2011-09-08 | 0
[25 empty] | 2011-09-09 | 0
[25 empty] | 2011-09-10 | 0
[25 empty] | 2011-09-11 | 0
[25 empty] | 2011-09-12 | 0
[25 empty] | 2011-09-13 | 9.8449
[25 empty] | 2011-09-14 | 9.8449
[25 empty] | 2011-09-15 | 9.8449
[25 empty] | 2011-09-16 | 17.038
[25 empty] | 2011-09-17 | 17.038
[25 empty] | 2011-09-18 | 17.038
[25 empty] | 2011-09-19 | 17.038
[25 empty] | 2011-09-20 | 222.03
[25 empty] | 2011-09-21 | 222.03
[25 empty] | 2011-09-22 | 222.03
[25 empty] | 2011-09-23 | 217.8
[25 empty] | 2011-09-24 | 217.8
[25 empty] | 2011-09-25 | 217.8
[25 empty] | 2011-09-26 | 217.8
[25 empty] | 2011-09-27 | 220.8
[25 empty] | 2011-09-28 | 220.8
[25 empty] | 2011-09-29 | 220.8
[25 empty] | 2011-09-30 | 220.8
[25 empty] | 2011-10-01 | 0
[25 empty] | 2011-10-02 | 0
[25 empty] | 2011-10-03 | 0
[25 empty] | 2011-10-04 | 0
[25 empty] | 2011-10-05 | 0
[25 empty] | 2011-10-06 | 0
[25 empty] | 2011-10-07 | 0
[25 empty] | 2011-10-08 | 0
[25 empty] | 2011-10-09 | 0
[25 empty] | 2011-10-10 | 0
[25 empty] | 2011-10-11 | 0
[25 empty] | 2011-10-12 | 0
[25 empty] | 2011-10-13 | 0
[25 empty] | 2011-10-14 | 0
[25 empty] | 2011-10-15 | 0
[25 empty] | 2011-10-16 | 0
[25 empty] | 2011-10-17 | 0
[25 empty] | 2011-10-18 | 0
[25 empty] | 2011-10-19 | 0
[25 empty] | 2011-10-20 | 0
[25 empty] | 2011-10-21 | 0
[25 empty] | 2011-10-22 | 0
[25 empty] | 2011-10-23 | 0
[25 empty] | 2011-10-24 | 0
[25 empty] | 2011-10-25 | 0
[25 empty] | 2011-10-26 | 0
[25 empty] | 2011-10-27 | 0
[25 empty] | 2011-10-28 | 0
[25 empty] | 2011-10-29 | 0
[25 empty] | 2011-10-30 | 0
[25 empty] | 2011-10-31 | 0
[25 empty] | 2011-11-01 | 0
[25 empty] | 2011-11-02 | 0
[25 empty] | 2011-11-03 | 0
[25 empty] | 2011-11-04 | 0
[25 empty] | 2011-11-05 | 0
[25 empty] | 2011-11-06 | 0
[25 empty] | 2011-11-07 | 0
[25 empty] | 2011-11-08 | 0
[25 empty] | 2011-11-09 | 0
[25 empty] | 2011-11-10 | 0
[25 empty] | 2011-11-11 | 0
[25 empty] | 2011-11-12 | 0
[25 empty] | 2011-11-13 | 0
[25 empty] | 2011-11-14 | 0
[25 empty] | 2011-11-15 | 0
[25 empty] | 2011-11-16 | 0
[25 empty] | 2011-11-17 | 0
[25 empty] | 2011-11-18 | 0
[25 empty] | 2011-11-19 | 0
[25 empty] | 2011-11-20 | 0
[25 empty] | 2011-11-21 | 0
[25 empty] | 2011-11-22 | 0
[25 empty] | 2011-11-23 | 176.04
[25 empty] | 2011-11-24 | 176.04
[25 empty] | 2011-11-25 | 176.04
[25 empty] | 2011-11-26 | 176.04
[25 empty] | 2011-11-27 | 176.04
[25 empty] | 2011-11-28 | 176.04
[25 empty] | 2011-11-29 | 54.86
[25 empty] | 2011-11-30 | 54.86
[25 empty] | 2011-12-01 | 54.86
[25 empty] | 2011-12-02 | 54.86
[25 empty] | 2011-12-03 | 54.86
[25 empty] | 2011-12-04 | 54.86
[25 empty] | 2011-12-05 | 54.86
[25 empty] | 2011-12-06 | 76.256
[25 empty] | 2011-12-07 | 76.256
[25 empty] | 2011-12-08 | 76.256
[25 empty] | 2011-12-09 | 76.256
[25 empty] | 2011-12-10 | 76.256
[25 empty] | 2011-12-11 | 76.256
[25 empty] | 2011-12-12 | 76.256
[25 empty] | 2011-12-13 | 76.256
[25 empty] | 2011-12-14 | 0
[25 empty] | 2011-12-15 | 0
[25 empty] | 2011-12-16 | 0
[25 empty] | 2011-12-17 | 0
[25 empty] | 2011-12-18 | 0
[25 empty] | 2011-12-19 | 0
[25 empty] | 2011-12-20 | 0
[25 empty] | 2011-12-21 | 0
[25 empty] | 2011-12-22 | 0
[25 empty] | 2011-12-23 | 0
[25 empty] | 2011-12-24 | 0
[25 empty] | 2011-12-25 | 0
[25 empty] | 2011-12-26 | 0
[25 empty] | 2011-12-27 | 0
[25 empty] | 2011-12-28 | 0
[25 empty] | 2011-12-29 | 0
[25 empty] | 2011-12-30 | 0
[25 empty] | 2011-12-31 | 0
[25 empty] | 2012-01-01 | 0
Note on BD2: GoldSim Version: 10.50.200 Model: C:\Projects\Faro\Model\Current Model\FMC_WB_WQModel_V2.0\X14Analysis\FMC_WB_WQModel_V2.04_S4.gsm Element ID: \Faro_SWWQM\Results\SingleWQ_4Dash\SingleWQ_CVD\R_SingleWQ Element Description: Simulated on: 5/10/2013 12:06:40 Exported on: 5/10/2013 12:07:46 # of Realizations: 100 # of Time Values: 121 Time Display Units: yr
Note on AH4: GoldSim Version: 10.50.200 Model: C:\Projects\Faro\Model\Current Model\FMC_WB_WQModel_V2.0\X14Analysis\FMC_WB_WQModel_V2.04_S4.gsm Element ID: \Faro_SWWQM\Results\SingleWQ_4Dash\SingleWQ_EfluentWTP_Faro\R_SingleWQ Element Description: Simulated on: 5/10/2013 12:06:40 Exported on: 5/10/2013 12:07:46 # of Realizations: 100 # of Time Values: 121 Time Display Units: yr

## WTP
Plot E - Range of Monthly WTP flows - Scenario C-6a | [10 empty] | JAN | FEB | MAR | APR | MAY | JUN | JUL | AUG | SEP | OCT | NOV | DEC
[10 empty] | Max | 0 | 0 | 0 | 0 | 6000 | 6000 | 6000 | 3848.4462 | 2115.2527 | 0 | 0 | 0
[10 empty] | 95% percentile | 0 | 0 | 0 | 0 | 6000 | 6000 | 5305.2298 | 2887.526 | 1843.6047 | 0 | 0 | 0
[10 empty] | 75% Percentile | 0 | 0 | 0 | 0 | 6000 | 5858.2726 | 3971.4292 | 2304.8346 | 1496.1817 | 0 | 0 | 0
[10 empty] | Median | 0 | 0 | 0 | 0 | 6000 | 4523.013 | 3568.4656 | 1781.2113 | 1242.4156 | 0 | 0 | 0
[10 empty] | Mean | 0 | 0 | 0 | 0 | 5886.4464 | 4634.6465 | 3699.0984 | 1936.1681 | 1302.4727 | 0 | 0 | 0
| Mean | S.D. | Least Result | 5% | 25% | Median | 75% | 95% | Greatest Result | Min | 0 | 0 | 0 | 0 | 4393.0789 | 2515.4528 | 2137.3848 | 875.6709 | 599.9173 | 0 | 0 | 0
| 0 | [9 empty] | JAN: MIN |  | MEAN | [12 empty] | MEDIAN | [12 empty] | 75% | [12 empty] | 95% | [12 empty] | MAX
Time (yr) | Total_Faro_Discharge:Mean | Total_Faro_Discharge:Least Result | Total_Faro_Discharge:5% | Total_Faro_Discharge:25% | Total_Faro_Discharge:Median | Total_Faro_Discharge:75% | Total_Faro_Discharge:95% | Total_Faro_Discharge:Greatest Result | Greatest Result |  | 1 | 2 | 3 | 4 | 5 | 6 | 7 | 8 | 9 | 10 | 11 | 12 |  | 1 | 2 | 3 | 4 | 5 | 6 | 7 | 8 | 9 | 10 | 11 | 12 |  | 1 | 2 | 3 | 4 | 5 | 6 | 7 | 8 | 9 | 10 | 11 | 12 |  | 1 | 2 | 3 | 4 | 5 | 6 | 7 | 8 | 9 | 10 | 11 | 12 |  | 1 | 2 | 3 | 4 | 5 | 6 | 7 | 8 | 9 | 10 | 11 | 12 |  | 1 | 2 | 3 | 4 | 5 | 6 | 7 | 8 | 9 | 10 | 11 | 12
0 | 0 | 0 | 0 | 0 | 0 | 0 | 0 | 0 | 0 | 1 | 0 | 0 | 0 | 0 | 6000 | 5626.0862 | 1530.3207 | 883.2211 | 602.5498 | 0 | 0 | 0 | 1 | 0 | 0 | 0 | 0 | 6000 | 5989.1739 | 5451.2868 | 2657.607 | 1357.3468 | 0 | 0 | 0 | 1 | 0 | 0 | 0 | 0 | 6000 | 6000 | 5915.2807 | 1799.975 | 1247.9611 | 0 | 0 | 0 | 1 | 0 | 0 | 0 | 0 | 6000 | 6000 | 6000 | 3893.3897 | 1500.6154 | 0 | 0 | 0 | 1 | 0 | 0 | 0 | 0 | 6000 | 6000 | 6000 | 5918.3252 | 1860.4208 | 0 | 0 | 0 | 1 | 0 | 0 | 0 | 0 | 6000 | 6000 | 6000 | 6000 | 3483.9286 | 0 | 0 | 0
0.083333 | 0 | 0 | 0 | 0 | 0 | 0 | 0 | 0 | 0 | 2 | 0 | 0 | 0 | 0 | 4215.2386 | 2170.2479 | 2205.1147 | 874.0798 | 600.8655 | 0 | 0 | 0 | 2 | 0 | 0 | 0 | 0 | 5878.8041 | 4509.5985 | 3502.9523 | 1862.408 | 1295.5638 | 0 | 0 | 0 | 2 | 0 | 0 | 0 | 0 | 6000 | 4340.0641 | 3307.0619 | 1808.442 | 1252.4083 | 0 | 0 | 0 | 2 | 0 | 0 | 0 | 0 | 6000 | 5845.9397 | 3766.5968 | 2152.6878 | 1494.9229 | 0 | 0 | 0 | 2 | 0 | 0 | 0 | 0 | 6000 | 6000 | 5265.8236 | 2549.9136 | 1830.7728 | 0 | 0 | 0 | 2 | 0 | 0 | 0 | 0 | 6000 | 6000 | 6000 | 3644.5312 | 1969.8885 | 0 | 0 | 0
0.16667 | 0 | 0 | 0 | 0 | 0 | 0 | 0 | 0 | 0 | 3 | 0 | 0 | 0 | 0 | 4187.2239 | 2165.5409 | 2201.8646 | 870.4517 | 596.7553 | 0 | 0 | 0 | 3 | 0 | 0 | 0 | 0 | 5869.4801 | 4505.6209 | 3521.0596 | 1869.0306 | 1295.7615 | 0 | 0 | 0 | 3 | 0 | 0 | 0 | 0 | 6000 | 4374.9264 | 3296.4386 | 1795.4981 | 1229.5151 | 0 | 0 | 0 | 3 | 0 | 0 | 0 | 0 | 6000 | 5877.5487 | 3770.963 | 2162.2591 | 1492.6414 | 0 | 0 | 0 | 3 | 0 | 0 | 0 | 0 | 6000 | 6000 | 5246.4297 | 2588.935 | 1844.9374 | 0 | 0 | 0 | 3 | 0 | 0 | 0 | 0 | 6000 | 6000 | 6000 | 3613.5298 | 1965.9673 | 0 | 0 | 0
0.25 | 0 | 0 | 0 | 0 | 0 | 0 | 0 | 0 | 0 | 4 | 0 | 0 | 0 | 0 | 4236.899 | 2173.8866 | 2207.6278 | 876.8853 | 604.0441 | 0 | 0 | 0 | 4 | 0 | 0 | 0 | 0 | 5883.4416 | 4532.5441 | 3522.8256 | 1870.0406 | 1307.6432 | 0 | 0 | 0 | 4 | 0 | 0 | 0 | 0 | 6000 | 4433.4199 | 3330.2426 | 1801.5955 | 1253.3594 | 0 | 0 | 0 | 4 | 0 | 0 | 0 | 0 | 6000 | 5861.4766 | 3771.9885 | 2145.3081 | 1492.9781 | 0 | 0 | 0 | 4 | 0 | 0 | 0 | 0 | 6000 | 6000 | 5238.6464 | 2549.0419 | 1840.2132 | 0 | 0 | 0 | 4 | 0 | 0 | 0 | 0 | 6000 | 6000 | 6000 | 3625.1607 | 1967.4358 | 0 | 0 | 0
0.33333 | 6000 | 6000 | 6000 | 6000 | 6000 | 6000 | 6000 | 6000 | 0 | 5 | 0 | 0 | 0 | 0 | 4230.5224 | 2172.816 | 2206.8883 | 876.0595 | 603.1083 | 0 | 0 | 0 | 5 | 0 | 0 | 0 | 0 | 5870.3 | 4494.1989 | 3498.0173 | 1846.5175 | 1294.0106 | 0 | 0 | 0 | 5 | 0 | 0 | 0 | 0 | 6000 | 4397.1083 | 3309.0511 | 1794.4575 | 1235.514 | 0 | 0 | 0 | 5 | 0 | 0 | 0 | 0 | 6000 | 5848.1126 | 3776.0854 | 2150.2315 | 1497.4474 | 0 | 0 | 0 | 5 | 0 | 0 | 0 | 0 | 6000 | 6000 | 5262.0304 | 2550.0277 | 1840.858 | 0 | 0 | 0 | 5 | 0 | 0 | 0 | 0 | 6000 | 6000 | 6000 | 3609.6944 | 1965.4784 | 0 | 0 | 0
0.41667 | 5989.1739 | 5626.0862 | 6000 | 6000 | 6000 | 6000 | 6000 | 6000 | 0 | 6 | 0 | 0 | 0 | 0 | 4197.1943 | 2167.7091 | 2203.3417 | 872.101 | 590.6229 | 0 | 0 | 0 | 6 | 0 | 0 | 0 | 0 | 5871.0572 | 4484.86 | 3514.5856 | 1852.054 | 1303.5761 | 0 | 0 | 0 | 6 | 0 | 0 | 0 | 0 | 6000 | 4441.7885 | 3311.5948 | 1759.9008 | 1254.4903 | 0 | 0 | 0 | 6 | 0 | 0 | 0 | 0 | 6000 | 5853.911 | 3784.2247 | 2151.461 | 1500.4897 | 0 | 0 | 0 | 6 | 0 | 0 | 0 | 0 | 6000 | 6000 | 5199.6347 | 2542.3417 | 1846.2239 | 0 | 0 | 0 | 6 | 0 | 0 | 0 | 0 | 6000 | 6000 | 6000 | 3516.8041 | 1953.7196 | 0 | 0 | 0
0.5 | 5451.2868 | 1530.3207 | 3735.1904 | 5215.85 | 5915.2807 | 6000 | 6000 | 6000 | 0 | 7 | 0 | 0 | 0 | 0 | 4184.9357 | 2165.3366 | 2201.7158 | 870.2857 | 596.567 | 0 | 0 | 0 | 7 | 0 | 0 | 0 | 0 | 5871.2067 | 4497.2677 | 3507.402 | 1851.1461 | 1300.6519 | 0 | 0 | 0 | 7 | 0 | 0 | 0 | 0 | 6000 | 4345.9003 | 3321.647 | 1796.9858 | 1242.4218 | 0 | 0 | 0 | 7 | 0 | 0 | 0 | 0 | 6000 | 5874.3328 | 3769.6826 | 2147.1518 | 1492.1476 | 0 | 0 | 0 | 7 | 0 | 0 | 0 | 0 | 6000 | 6000 | 5191.6294 | 2541.7526 | 1841.2506 | 0 | 0 | 0 | 7 | 0 | 0 | 0 | 0 | 6000 | 6000 | 6000 | 3563.2406 | 1959.5976 | 0 | 0 | 0
0.58333 | 2657.607 | 883.2211 | 1307.6929 | 1636.2832 | 1799.975 | 3893.3897 | 5918.3252 | 6000 | 0 | 8 | 0 | 0 | 0 | 0 | 4254.0642 | 2176.8898 | 2209.697 | 879.1952 | 606.6613 | 0 | 0 | 0 | 8 | 0 | 0 | 0 | 0 | 5872.8551 | 4423.5589 | 3477.7241 | 1838.8374 | 1282.0251 | 0 | 0 | 0 | 8 | 0 | 0 | 0 | 0 | 6000 | 4268.0333 | 3290.8216 | 1731.302 | 1232.5185 | 0 | 0 | 0 | 8 | 0 | 0 | 0 | 0 | 6000 | 5834.2195 | 3577.3588 | 1983.197 | 1477.7344 | 0 | 0 | 0 | 8 | 0 | 0 | 0 | 0 | 6000 | 6000 | 5164.924 | 2539.1966 | 1835.2784 | 0 | 0 | 0 | 8 | 0 | 0 | 0 | 0 | 6000 | 6000 | 6000 | 3524.5353 | 1954.6978 | 0 | 0 | 0
0.66667 | 1357.3468 | 602.5498 | 994.3903 | 1156.2318 | 1247.9611 | 1500.6154 | 1860.4208 | 3483.9286 | 0 | 9 | 0 | 0 | 0 | 0 | 4203.7722 | 2168.3218 | 2203.7848 | 882.1633 | 599.1867 | 0 | 0 | 0 | 9 | 0 | 0 | 0 | 0 | 5874.7843 | 4449.0962 | 3496 | 1851.5513 | 1294.9443 | 0 | 0 | 0 | 9 | 0 | 0 | 0 | 0 | 6000 | 4305.1692 | 3300.5838 | 1765.1857 | 1234.6743 | 0 | 0 | 0 | 9 | 0 | 0 | 0 | 0 | 6000 | 5801.0337 | 3775.6702 | 2110.8586 | 1493.6396 | 0 | 0 | 0 | 9 | 0 | 0 | 0 | 0 | 6000 | 6000 | 5353.6445 | 2562.2521 | 1839.5683 | 0 | 0 | 0 | 9 | 0 | 0 | 0 | 0 | 6000 | 6000 | 6000 | 3641.6868 | 1970.3804 | 0 | 0 | 0
0.75 | 0 | 0 | 0 | 0 | 0 | 0 | 0 | 0 | 0 | 10 | 0 | 0 | 0 | 0 | 4220.9383 | 2167.6928 | 2203.4928 | 872.2666 | 598.8117 | 0 | 0 | 0 | 10 | 0 | 0 | 0 | 0 | 5872.5354 | 4460.5461 | 3499.1307 | 1862.4889 | 1293.204 | 0 | 0 | 0 | 10 | 0 | 0 | 0 | 0 | 6000 | 4323.7204 | 3301.9333 | 1758.7704 | 1241.2934 | 0 | 0 | 0 | 10 | 0 | 0 | 0 | 0 | 6000 | 5786.1514 | 3721.7222 | 2151.8009 | 1519.2 | 0 | 0 | 0 | 10 | 0 | 0 | 0 | 0 | 6000 | 6000 | 5129.5355 | 2533.4733 | 1856.5233 | 0 | 0 | 0 | 10 | 0 | 0 | 0 | 0 | 6000 | 6000 | 6000 | 3745.2794 | 1961.4332 | 0 | 0 | 0
0.83333 | 0 | 0 | 0 | 0 | 0 | 0 | 0 | 0 | 0
0.91667 | 0 | 0 | 0 | 0 | 0 | 0 | 0 | 0 | 0
1 | 0 | 0 | 0 | 0 | 0 | 0 | 0 | 0 | 0
1.0833 | 0 | 0 | 0 | 0 | 0 | 0 | 0 | 0 | 0
1.1667 | 0 | 0 | 0 | 0 | 0 | 0 | 0 | 0 | 0
1.25 | 0 | 0 | 0 | 0 | 0 | 0 | 0 | 0 | 0
1.3333 | 5878.8041 | 4215.2386 | 5389.4389 | 5884.4345 | 6000 | 6000 | 6000 | 6000 | 0
1.4167 | 4509.5985 | 2170.2479 | 2741.1531 | 3739.5235 | 4340.0641 | 5845.9397 | 6000 | 6000 | 0
1.5 | 3502.9523 | 2205.1147 | 2708.6281 | 3040.4985 | 3307.0619 | 3766.5968 | 5265.8236 | 6000 | 0
1.5833 | 1862.408 | 874.0798 | 1303.6873 | 1604.977 | 1808.442 | 2152.6878 | 2549.9136 | 3644.5312 | 0
1.6667 | 1295.5638 | 600.8655 | 819.7109 | 1145.6386 | 1252.4083 | 1494.9229 | 1830.7728 | 1969.8885 | 0
1.75 | 0 | 0 | 0 | 0 | 0 | 0 | 0 | 0 | 0
1.8333 | 0 | 0 | 0 | 0 | 0 | 0 | 0 | 0 | 0
1.9167 | 0 | 0 | 0 | 0 | 0 | 0 | 0 | 0 | 0
2 | 0 | 0 | 0 | 0 | 0 | 0 | 0 | 0 | 0
2.0833 | 0 | 0 | 0 | 0 | 0 | 0 | 0 | 0 | 0
2.1667 | 0 | 0 | 0 | 0 | 0 | 0 | 0 | 0 | 0
2.25 | 0 | 0 | 0 | 0 | 0 | 0 | 0 | 0 | 0
2.3333 | 5869.4801 | 4187.2239 | 5480.7799 | 5898.296 | 6000 | 6000 | 6000 | 6000 | 0
2.4167 | 4505.6209 | 2165.5409 | 2746.8906 | 3651.263 | 4374.9264 | 5877.5487 | 6000 | 6000 | 0
2.5 | 3521.0596 | 2201.8646 | 2704.5057 | 3051.2427 | 3296.4386 | 3770.963 | 5246.4297 | 6000 | 0
2.5833 | 1869.0306 | 870.4517 | 1306.0239 | 1574.8527 | 1795.4981 | 2162.2591 | 2588.935 | 3613.5298 | 0
2.6667 | 1295.7615 | 596.7553 | 818.0559 | 1141.0513 | 1229.5151 | 1492.6414 | 1844.9374 | 1965.9673 | 0
2.75 | 0 | 0 | 0 | 0 | 0 | 0 | 0 | 0 | 0
2.8333 | 0 | 0 | 0 | 0 | 0 | 0 | 0 | 0 | 0
2.9167 | 0 | 0 | 0 | 0 | 0 | 0 | 0 | 0 | 0
3 | 0 | 0 | 0 | 0 | 0 | 0 | 0 | 0 | 0
3.0833 | 0 | 0 | 0 | 0 | 0 | 0 | 0 | 0 | 0
3.1667 | 0 | 0 | 0 | 0 | 0 | 0 | 0 | 0 | 0
3.25 | 0 | 0 | 0 | 0 | 0 | 0 | 0 | 0 | 0
3.3333 | 5883.4416 | 4236.899 | 5366.5225 | 6000 | 6000 | 6000 | 6000 | 6000 | 0
3.4167 | 4532.5441 | 2173.8866 | 2738.3958 | 3769.0113 | 4433.4199 | 5861.4766 | 6000 | 6000 | 0
3.5 | 3522.8256 | 2207.6278 | 2703.8998 | 3069.0433 | 3330.2426 | 3771.9885 | 5238.6464 | 6000 | 0
3.5833 | 1870.0406 | 876.8853 | 1302.6169 | 1644.659 | 1801.5955 | 2145.3081 | 2549.0419 | 3625.1607 | 0
3.6667 | 1307.6432 | 604.0441 | 817.2935 | 1149.7481 | 1253.3594 | 1492.9781 | 1840.2132 | 1967.4358 | 0
3.75 | 0 | 0 | 0 | 0 | 0 | 0 | 0 | 0 | 0
3.8333 | 0 | 0 | 0 | 0 | 0 | 0 | 0 | 0 | 0
3.9167 | 0 | 0 | 0 | 0 | 0 | 0 | 0 | 0 | 0
4 | 0 | 0 | 0 | 0 | 0 | 0 | 0 | 0 | 0
4.0833 | 0 | 0 | 0 | 0 | 0 | 0 | 0 | 0 | 0
4.1667 | 0 | 0 | 0 | 0 | 0 | 0 | 0 | 0 | 0
4.25 | 0 | 0 | 0 | 0 | 0 | 0 | 0 | 0 | 0
4.3333 | 5870.3 | 4230.5224 | 5421.5151 | 5885.7142 | 6000 | 6000 | 6000 | 6000 | 0
4.4167 | 4494.1989 | 2172.816 | 2744.3449 | 3756.4095 | 4397.1083 | 5848.1126 | 6000 | 6000 | 0
4.5 | 3498.0173 | 2206.8883 | 2708.0237 | 3038.0128 | 3309.0511 | 3776.0854 | 5262.0304 | 6000 | 0
4.5833 | 1846.5175 | 876.0595 | 1299.8108 | 1553.4533 | 1794.4575 | 2150.2315 | 2550.0277 | 3609.6944 | 0
4.6667 | 1294.0106 | 603.1083 | 822.5089 | 1130.3512 | 1235.514 | 1497.4474 | 1840.858 | 1965.4784 | 0
4.75 | 0 | 0 | 0 | 0 | 0 | 0 | 0 | 0 | 0
4.8333 | 0 | 0 | 0 | 0 | 0 | 0 | 0 | 0 | 0
4.9167 | 0 | 0 | 0 | 0 | 0 | 0 | 0 | 0 | 0
5 | 0 | 0 | 0 | 0 | 0 | 0 | 0 | 0 | 0
5.0833 | 0 | 0 | 0 | 0 | 0 | 0 | 0 | 0 | 0
5.1667 | 0 | 0 | 0 | 0 | 0 | 0 | 0 | 0 | 0
5.25 | 0 | 0 | 0 | 0 | 0 | 0 | 0 | 0 | 0
5.3333 | 5871.0572 | 4197.1943 | 5401.655 | 5919.1386 | 6000 | 6000 | 6000 | 6000 | 0
5.4167 | 4484.86 | 2167.7091 | 2745.9411 | 3414.2068 | 4441.7885 | 5853.911 | 6000 | 6000 | 0
5.5 | 3514.5856 | 2203.3417 | 2709.1302 | 3049.2408 | 3311.5948 | 3784.2247 | 5199.6347 | 6000 | 0
5.5833 | 1852.054 | 872.101 | 1302.8012 | 1606.8932 | 1759.9008 | 2151.461 | 2542.3417 | 3516.8041 | 0
5.6667 | 1303.5761 | 590.6229 | 823.9084 | 1148.2535 | 1254.4903 | 1500.4897 | 1846.2239 | 1953.7196 | 0
5.75 | 0 | 0 | 0 | 0 | 0 | 0 | 0 | 0 | 0
5.8333 | 0 | 0 | 0 | 0 | 0 | 0 | 0 | 0 | 0
5.9167 | 0 | 0 | 0 | 0 | 0 | 0 | 0 | 0 | 0
6 | 0 | 0 | 0 | 0 | 0 | 0 | 0 | 0 | 0
6.0833 | 0 | 0 | 0 | 0 | 0 | 0 | 0 | 0 | 0
6.1667 | 0 | 0 | 0 | 0 | 0 | 0 | 0 | 0 | 0
6.25 | 0 | 0 | 0 | 0 | 0 | 0 | 0 | 0 | 0
6.3333 | 5871.2067 | 4184.9357 | 5439.3336 | 5897.6549 | 6000 | 6000 | 6000 | 6000 | 0
6.4167 | 4497.2677 | 2165.3366 | 2743.3454 | 3724.9346 | 4345.9003 | 5874.3328 | 6000 | 6000 | 0
6.5 | 3507.402 | 2201.7158 | 2707.3196 | 3069.7528 | 3321.647 | 3769.6826 | 5191.6294 | 6000 | 0
6.5833 | 1851.1461 | 870.2857 | 1298.1194 | 1583.3661 | 1796.9858 | 2147.1518 | 2541.7526 | 3563.2406 | 0
6.6667 | 1300.6519 | 596.567 | 821.6189 | 1151.0233 | 1242.4218 | 1492.1476 | 1841.2506 | 1959.5976 | 0
6.75 | 0 | 0 | 0 | 0 | 0 | 0 | 0 | 0 | 0
6.8333 | 0 | 0 | 0 | 0 | 0 | 0 | 0 | 0 | 0
6.9167 | 0 | 0 | 0 | 0 | 0 | 0 | 0 | 0 | 0
7 | 0 | 0 | 0 | 0 | 0 | 0 | 0 | 0 | 0
7.0833 | 0 | 0 | 0 | 0 | 0 | 0 | 0 | 0 | 0
7.1667 | 0 | 0 | 0 | 0 | 0 | 0 | 0 | 0 | 0
7.25 | 0 | 0 | 0 | 0 | 0 | 0 | 0 | 0 | 0
7.3333 | 5872.8551 | 4254.0642 | 5418.4352 | 5863.7232 | 6000 | 6000 | 6000 | 6000 | 0
7.4167 | 4423.5589 | 2176.8898 | 2811.5395 | 3699.4102 | 4268.0333 | 5834.2195 | 6000 | 6000 | 0
7.5 | 3477.7241 | 2209.697 | 2704.949 | 3034.1639 | 3290.8216 | 3577.3588 | 5164.924 | 6000 | 0
7.5833 | 1838.8374 | 879.1952 | 1301.6216 | 1573.2036 | 1731.302 | 1983.197 | 2539.1966 | 3524.5353 | 0
7.6667 | 1282.0251 | 606.6613 | 818.5692 | 1129.8567 | 1232.5185 | 1477.7344 | 1835.2784 | 1954.6978 | 0
7.75 | 0 | 0 | 0 | 0 | 0 | 0 | 0 | 0 | 0
7.8333 | 0 | 0 | 0 | 0 | 0 | 0 | 0 | 0 | 0
7.9167 | 0 | 0 | 0 | 0 | 0 | 0 | 0 | 0 | 0
8 | 0 | 0 | 0 | 0 | 0 | 0 | 0 | 0 | 0
8.0833 | 0 | 0 | 0 | 0 | 0 | 0 | 0 | 0 | 0
8.1667 | 0 | 0 | 0 | 0 | 0 | 0 | 0 | 0 | 0
8.25 | 0 | 0 | 0 | 0 | 0 | 0 | 0 | 0 | 0
8.3333 | 5874.7843 | 4203.7722 | 5419.9903 | 5885.1247 | 6000 | 6000 | 6000 | 6000 | 0
8.4167 | 4449.0962 | 2168.3218 | 2741.8281 | 3713.0267 | 4305.1692 | 5801.0337 | 6000 | 6000 | 0
8.5 | 3496 | 2203.7848 | 2706.2123 | 3044.9632 | 3300.5838 | 3775.6702 | 5353.6445 | 6000 | 0
8.5833 | 1851.5513 | 882.1633 | 1301.6072 | 1572.3818 | 1765.1857 | 2110.8586 | 2562.2521 | 3641.6868 | 0
8.6667 | 1294.9443 | 599.1867 | 820.2189 | 1138.2521 | 1234.6743 | 1493.6396 | 1839.5683 | 1970.3804 | 0
8.75 | 0 | 0 | 0 | 0 | 0 | 0 | 0 | 0 | 0
8.8333 | 0 | 0 | 0 | 0 | 0 | 0 | 0 | 0 | 0
8.9167 | 0 | 0 | 0 | 0 | 0 | 0 | 0 | 0 | 0
9 | 0 | 0 | 0 | 0 | 0 | 0 | 0 | 0 | 0
9.0833 | 0 | 0 | 0 | 0 | 0 | 0 | 0 | 0 | 0
9.1667 | 0 | 0 | 0 | 0 | 0 | 0 | 0 | 0 | 0
9.25 | 0 | 0 | 0 | 0 | 0 | 0 | 0 | 0 | 0
9.3333 | 5872.5354 | 4220.9383 | 5384.8502 | 5908.1644 | 6000 | 6000 | 6000 | 6000 | 0
9.4167 | 4460.5461 | 2167.6928 | 2736.828 | 3660.5086 | 4323.7204 | 5786.1514 | 6000 | 6000 | 0
9.5 | 3499.1307 | 2203.4928 | 2702.7933 | 3048.0206 | 3301.9333 | 3721.7222 | 5129.5355 | 6000 | 0
9.5833 | 1862.4889 | 872.2666 | 1302.329 | 1571.1445 | 1758.7704 | 2151.8009 | 2533.4733 | 3745.2794 | 0
9.6667 | 1293.204 | 598.8117 | 815.8942 | 1135.694 | 1241.2934 | 1519.2 | 1856.5233 | 1961.4332 | 0
9.75 | 0 | 0 | 0 | 0 | 0 | 0 | 0 | 0 | 0
9.8333 | 0 | 0 | 0 | 0 | 0 | 0 | 0 | 0 | 0
9.9167 | 0 | 0 | 0 | 0 | 0 | 0 | 0 | 0 | 0
10 | 0 | 0 | 0 | 0 | 0 | 0 | 0 | 0 | 0

## CVP_Disch
Plot F - Range of Monthly CVP Discharge flows - Scenario C-6a | [10 empty] | JAN | FEB | MAR | APR | MAY | JUN | JUL | AUG | SEP | OCT | NOV | DEC
[10 empty] | Max | 2039.0852 | 1821.8071 | 1524.931 | 1142.0533 | 7355.9039 | 8926.2916 | 8458.8143 | 6177.8 | 5089.0313 | 2689.9616 | 1587.7171 | 1544.2555
[10 empty] | 95% percentile | 1731.5302 | 583.5105 | 625.7311 | 346.1674 | 7250.8427 | 8171.7666 | 7180.72 | 5247.9158 | 4628.0773 | 2541.6588 | 1337.0685 | 987.1839
[10 empty] | 75% Percentile | 568.8884 | 280.4773 | 257.1461 | 241.2029 | 7006.2375 | 7088.9356 | 5945.5326 | 3849.2316 | 3968.4415 | 1714.2403 | 967.3823 | 696.1815
[10 empty] | Median | 456.5987 | 205.5578 | 205.9473 | 102.6726 | 4921.5558 | 5816.9471 | 4840.1612 | 2923.8622 | 3201.1668 | 1221.0066 | 655.5932 | 493.829
[10 empty] | Mean | 587.3339 | 230.1534 | 212.2783 | 155.8611 | 5334.0097 | 5734.6114 | 4961.8927 | 3014.0504 | 3229.2607 | 1231.1193 | 649.3207 | 479.6778
| Mean | S.D. | Least Result | 5% | 25% | Median | 75% | 95% | Greatest Result | Min | 88.9245 | 0 | 0 | 0 | 2373.4392 | 1059.3857 | 845.1755 | 10.1043 | 1334.3294 | 0 | 0 | 0
| 0 | [9 empty] | JAN: MIN |  | MEAN | [12 empty] | MEDIAN | [12 empty] | 75% | [12 empty] | 95% | [12 empty] | MAX
Time (yr) | Total_Faro_Discharge:Mean | Total_Faro_Discharge:Least Result | Total_Faro_Discharge:5% | Total_Faro_Discharge:25% | Total_Faro_Discharge:Median | Total_Faro_Discharge:75% | Total_Faro_Discharge:95% | Total_Faro_Discharge:Greatest Result | Greatest Result |  | 1 | 2 | 3 | 4 | 5 | 6 | 7 | 8 | 9 | 10 | 11 | 12 |  | 1 | 2 | 3 | 4 | 5 | 6 | 7 | 8 | 9 | 10 | 11 | 12 |  | 1 | 2 | 3 | 4 | 5 | 6 | 7 | 8 | 9 | 10 | 11 | 12 |  | 1 | 2 | 3 | 4 | 5 | 6 | 7 | 8 | 9 | 10 | 11 | 12 |  | 1 | 2 | 3 | 4 | 5 | 6 | 7 | 8 | 9 | 10 | 11 | 12 |  | 1 | 2 | 3 | 4 | 5 | 6 | 7 | 8 | 9 | 10 | 11 | 12
0 | 1003.2906 | 889.2451 | 940.9086 | 979.7186 | 1000.1486 | 1028.1622 | 1072.139 | 1098.1412 | 0 | 1 | 889.2451 | 0 | 0 | 0 | 3885.5336 | 3645.4658 | 0 | 0 | 1752.6522 | 0 | 0 | 0 | 1 | 1003.2906 | 552.7459 | 364.4181 | 270.2643 | 6090.0866 | 6255.179 | 6104.6467 | 3702.3681 | 3436.1042 | 1195.6401 | 680.8646 | 592.958 | 1 | 1000.1486 | 555.2395 | 367.5456 | 285.6028 | 7258.8869 | 7238.9843 | 6785.4085 | 3076.5212 | 3689.7518 | 1307.1947 | 771.2544 | 533.476 | 1 | 1028.1622 | 580.6805 | 392.0495 | 319.6777 | 7266.7062 | 7254.7721 | 7249.5773 | 5245.0032 | 4128.9974 | 1711.2091 | 1054.1918 | 749.6639 | 1 | 1072.139 | 611.8118 | 422.7434 | 352.5455 | 7286.0902 | 8913.4623 | 8865.6597 | 7289.2636 | 4826.9236 | 2482.4056 | 1348.2129 | 1675.8058 | 1 | 1098.1412 | 641.1622 | 448.66 | 376.7865 | 7312.3968 | 8939.9485 | 8965.6939 | 8110.4867 | 6484.8212 | 2577.6492 | 2204.7697 | 2236.8107
0.083333 | 552.7459 | 0 | 500.4581 | 548.1038 | 555.2395 | 580.6805 | 611.8118 | 641.1622 | 0 | 2 | 0 | 0 | 0 | 0 | 2076.1165 | 1145.8613 | 530.3133 | 0 | 1256.8998 | 0 | 0 | 0 | 2 | 603.2909 | 263.9711 | 260.6078 | 188.2993 | 5612.7099 | 5035.6429 | 4858.9442 | 2852.1321 | 3236.023 | 1184.1587 | 644.7689 | 473.1366 | 2 | 418.9911 | 228.215 | 208.7684 | 202.7978 | 5235.2746 | 5055.6615 | 4627.2609 | 2901.2483 | 3262.8373 | 1150.4821 | 703.6135 | 485.7949 | 2 | 607.76 | 291.7999 | 268.5417 | 244.1057 | 7228.0804 | 6452.9495 | 5910.7492 | 3543.85 | 4012.9874 | 1690.4682 | 951.8051 | 686.2852 | 2 | 1973.6673 | 910.9774 | 866.2371 | 439.152 | 7261.8067 | 7268.5263 | 6714.0759 | 4976.3197 | 4574.3751 | 2535.4594 | 1290.4741 | 903.8338 | 2 | 2134.4524 | 1975.6336 | 1955.4337 | 1119.5898 | 7653.0506 | 8922.6973 | 9010.0813 | 6584.9026 | 4958.0387 | 2634.6667 | 1496.0701 | 2072.0326
0.16667 | 364.4181 | 0 | 290.4279 | 353.6499 | 367.5456 | 392.0495 | 422.7434 | 448.66 | 0 | 3 | 0 | 0 | 0 | 0 | 2014.696 | 697.6898 | 1349.0798 | 101.0434 | 1261.3567 | 0 | 0 | 0 | 3 | 597.487 | 233.6451 | 194.9087 | 158.2465 | 5022.8082 | 5746.442 | 4854.7475 | 3083.2675 | 3158.4643 | 1308.3995 | 671.7893 | 510.863 | 3 | 395.4347 | 181.7119 | 179.6824 | 169.3103 | 4395.3151 | 5830.5553 | 4578.908 | 2897.864 | 3069.7036 | 1244.5534 | 650.7752 | 513.234 | 3 | 525.826 | 255.801 | 251.0646 | 240.0686 | 6531.3848 | 6978.3374 | 5783.0418 | 3835.4199 | 3879.6357 | 1713.1183 | 926.8129 | 684.1594 | 3 | 2053.7859 | 1015.4382 | 598.3062 | 387.8132 | 7243.487 | 8293.8915 | 7174.3627 | 5254.5437 | 4611.9895 | 2581.1323 | 1393.4061 | 924.1773 | 3 | 2237.0727 | 1988.9352 | 1921.3846 | 1978.1858 | 7268.5277 | 8912.2209 | 8990.2632 | 6378.2961 | 4941.4087 | 2634.293 | 1495.8721 | 2295.5507
0.25 | 270.2643 | 0 | 0 | 269.6741 | 285.6028 | 319.6777 | 352.5455 | 376.7865 | 0 | 4 | 0 | 0 | 0 | 0 | 2039.0371 | 1154.633 | 901.2054 | 0 | 1091.4655 | 0 | 0 | 0 | 4 | 550.2852 | 184.2479 | 191.8268 | 145.8379 | 5125.7541 | 5848.741 | 4807.8062 | 2823.9142 | 3246.2707 | 1229.3876 | 624.587 | 491.1592 | 4 | 407.888 | 186.6354 | 198.0341 | 196.5492 | 4552.5905 | 5838.4199 | 4592.5276 | 2814.3025 | 3159.7754 | 1158.7202 | 607.0962 | 491.4769 | 4 | 512.6705 | 244.7852 | 244.0049 | 235.2277 | 7217.2923 | 7228.7233 | 5907.5064 | 3542.2383 | 4012.4659 | 1721.3877 | 971.2598 | 717.0914 | 4 | 1850.7853 | 356.5781 | 494.9409 | 355.0193 | 7236.7868 | 8887.7528 | 7215.2209 | 4783.37 | 4636.8388 | 2503.9738 | 1265.3963 | 967.281 | 4 | 2105.1927 | 1982.0692 | 1078.8412 | 663.4216 | 7306.0443 | 8944.916 | 8216.6807 | 5286.7211 | 4968.1972 | 2738.6169 | 1523.2258 | 1955.943
0.33333 | 6090.0866 | 3885.5336 | 3888.9135 | 3912.6551 | 7258.8869 | 7266.7062 | 7286.0902 | 7312.3968 | 0 | 5 | 0 | 0 | 0 | 0 | 2117.8635 | 26.8443 | 1100.6846 | 0 | 1259.1019 | 0 | 0 | 0 | 5 | 449.9087 | 208.9485 | 222.4687 | 121.7063 | 5280.0193 | 5696.2394 | 4847.8612 | 2994.6808 | 3265.0448 | 1201.8923 | 654.2315 | 450.7063 | 5 | 379.9852 | 183.929 | 194.0374 | 0 | 4602.5249 | 5703.9957 | 4605.3072 | 2865.1826 | 3181.7192 | 1205.4414 | 643.6965 | 503.9366 | 5 | 482.3965 | 242.0487 | 247.4856 | 232.4643 | 7218.4506 | 7198.9726 | 5962.9374 | 3625.6829 | 4002.7628 | 1658.3128 | 962.6255 | 685.9505 | 5 | 1082.4624 | 527.8469 | 1099.2275 | 316.8248 | 7244.7657 | 7445.9617 | 7090.4918 | 5560.2015 | 4549.9145 | 2574.5433 | 1412.6497 | 921.0396 | 5 | 2155.0731 | 2024.2532 | 1971.9189 | 660.5924 | 7283.2058 | 8920.2286 | 7625.3396 | 6533.1344 | 4768.7863 | 2634.038 | 1495.735 | 944.8951
0.41667 | 6255.179 | 3645.4658 | 4040.0002 | 4073.6296 | 7238.9843 | 7254.7721 | 8913.4623 | 8939.9485 | 0 | 6 | 0 | 0 | 0 | 0 | 2938.9862 | 689.8071 | 805.4825 | 0 | 1864.3663 | 0 | 0 | 0 | 6 | 553.7083 | 159.0975 | 195.0654 | 127.7818 | 5277.9663 | 5774.68 | 4762.8274 | 2751.9914 | 3230.8542 | 1222.749 | 647.2097 | 462.0219 | 6 | 392.9465 | 0 | 179.7497 | 0 | 4568.9711 | 5830.2171 | 4612.2427 | 2804.5465 | 3158.6413 | 1211.2786 | 631.408 | 485.3112 | 6 | 498.468 | 236.2928 | 240.9336 | 230.6635 | 6920.5322 | 7214.2989 | 5618.3454 | 3573.1322 | 3983.0562 | 1694.6029 | 903.48 | 682.4313 | 6 | 2044.8386 | 375.0527 | 744.788 | 341.1232 | 7241.5309 | 8873.7128 | 7097.0059 | 4895.4725 | 4695.6587 | 2528.9335 | 1277.9558 | 856.932 | 6 | 2122.6855 | 1957.1664 | 1947.0078 | 670.2268 | 7305.7264 | 8942.6769 | 8155.4286 | 5566.7822 | 4954.6107 | 2633.8566 | 1495.6397 | 944.8015
0.5 | 6104.6467 | 0 | 2794.6535 | 4835.2015 | 6785.4085 | 7249.5773 | 8865.6597 | 8965.6939 | 0 | 7 | 0 | 0 | 0 | 0 | 2372.6187 | 1647.8633 | 1148.7309 | 0 | 1251.3964 | 0 | 0 | 0 | 7 | 610.4007 | 164.8241 | 172.8052 | 124.1065 | 5284.8576 | 5759.1412 | 4873.2272 | 2991.3924 | 3205.9221 | 1253.1578 | 645.4221 | 463.3861 | 7 | 415.526 | 177.0133 | 183.6467 | 0 | 4628.8699 | 5803.9421 | 4695.6842 | 3102.7931 | 3085.1865 | 1209.1776 | 635.8161 | 485.7937 | 7 | 525.1688 | 240.4093 | 226.6813 | 219.5746 | 6946.6135 | 7173.9645 | 5978.9679 | 3749.0369 | 3896.4649 | 1707.7319 | 971.7944 | 691.3969 | 7 | 2036.4575 | 324.8203 | 646.6016 | 313.4685 | 7253.5108 | 8837.8122 | 6558.477 | 5109.0698 | 4571.8469 | 2528.8959 | 1282.8862 | 898.7178 | 7 | 2236.8492 | 1967.428 | 1104.2582 | 680.9003 | 7426.727 | 8921.9557 | 8990.096 | 5556.6563 | 4960.489 | 2634.1929 | 1495.8182 | 1426.1434
0.58333 | 3702.3681 | 0 | 790.0064 | 2480.9285 | 3076.5212 | 5245.0032 | 7289.2636 | 8110.4867 | 0 | 8 | 0 | 0 | 0 | 0 | 2081.5363 | 689.5717 | 521.259 | 0 | 1089.4364 | 0 | 0 | 0 | 8 | 460.1653 | 204.9763 | 190.4379 | 136.0846 | 5018.0837 | 5738.0543 | 4871.614 | 3078.622 | 3115.1702 | 1124.6436 | 593.8866 | 450.7877 | 8 | 371.6124 | 178.4053 | 183.0509 | 0 | 4455.076 | 5519.5545 | 4691.4626 | 3004.4732 | 3092.1358 | 1054.0409 | 552.384 | 476.4159 | 8 | 477.439 | 228.5876 | 233.4895 | 222.4196 | 6719.9938 | 7200.3486 | 5762.8779 | 3921.8135 | 3863.4561 | 1598.183 | 838.1022 | 649.324 | 8 | 1556.4586 | 957.1578 | 618.5502 | 326.3536 | 7256.2917 | 7819.7895 | 6536.6773 | 4984.3714 | 4410.4874 | 2583.9793 | 1418.8527 | 941.9146 | 8 | 2112.3095 | 1932.8307 | 1948.0162 | 1910.6626 | 7435.7527 | 8923.1536 | 7293.6123 | 6207.9798 | 4955.589 | 2738.4938 | 1523.161 | 1519.6022
0.66667 | 3436.1042 | 1752.6522 | 1911.9168 | 2305.3178 | 3689.7518 | 4128.9974 | 4826.9236 | 6484.8212 | 0 | 9 | 0 | 0 | 0 | 0 | 2105.1238 | 892.1845 | 1315.0123 | 0 | 1263.147 | 0 | 0 | 0 | 9 | 548.8437 | 165.7567 | 158.3279 | 146.9974 | 5393.3053 | 5760.6755 | 4986.2895 | 2887.5221 | 3144.6488 | 1251.1327 | 625.2591 | 414.4967 | 9 | 385.8538 | 179.9407 | 192.4491 | 172.4656 | 4820.5914 | 5631.289 | 4623.7989 | 2889.7226 | 3038.4311 | 1152.9969 | 599.0333 | 440.8144 | 9 | 505.62 | 242.6254 | 240.5758 | 238.6542 | 7059.0131 | 7212.8827 | 5671.7301 | 3841.3466 | 3886.3999 | 1857.3545 | 1056.8163 | 718.9472 | 9 | 1973.5213 | 350.9157 | 382.6704 | 323.197 | 7242.4015 | 8120.0995 | 7364.1296 | 4970.7523 | 4707.1804 | 2538.21 | 1330.5809 | 860.8618 | 9 | 2055.2436 | 1797.4034 | 979.9337 | 1401.2302 | 7284.4019 | 8928.585 | 8350.6844 | 5329.5562 | 4954.1204 | 2913.6246 | 1620.7141 | 1064.625
0.75 | 1195.6401 | 0 | 0 | 642.8728 | 1307.1947 | 1711.2091 | 2482.4056 | 2577.6492 | 0 | 10 | 0 | 0 | 0 | 0 | 2102.8804 | 3.9362 | 779.987 | 0 | 1253.472 | 0 | 0 | 0 | 10 | 495.9585 | 163.3213 | 171.9165 | 139.286 | 5234.5061 | 5731.3182 | 4650.9628 | 2974.6135 | 3254.1047 | 1340.0319 | 705.1878 | 487.2629 | 10 | 397.6005 | 184.488 | 172.5092 | 0 | 4697.4575 | 5716.8519 | 4589.0112 | 2881.9683 | 3273.4861 | 1516.1798 | 760.8553 | 522.0362 | 10 | 525.3729 | 241.7428 | 226.6344 | 229.173 | 6954.3076 | 6974.1068 | 5609.5927 | 3614.7927 | 4018.1887 | 1790.0343 | 1036.9348 | 696.5653 | 10 | 1671.1861 | 404.5057 | 383.2463 | 306.177 | 7241.7553 | 7256.6578 | 7191.0995 | 4655.7934 | 4695.5576 | 2559.0543 | 1350.2697 | 921.2755 | 10 | 2133.8315 | 1951.1887 | 1893.8559 | 1958.9367 | 7283.2058 | 8906.5335 | 8990.2632 | 6223.4851 | 4944.252 | 2760.1842 | 1526.1654 | 982.151
0.83333 | 680.8646 | 0 | 0 | 361.2104 | 771.2544 | 1054.1918 | 1348.2129 | 2204.7697 | 0
0.91667 | 592.958 | 0 | 0 | 319.7774 | 533.476 | 749.6639 | 1675.8058 | 2236.8107 | 0
1 | 603.2909 | 0 | 226.7577 | 340.245 | 418.9911 | 607.76 | 1973.6673 | 2134.4524 | 0
1.0833 | 263.9711 | 0 | 0 | 0 | 228.215 | 291.7999 | 910.9774 | 1975.6336 | 0
1.1667 | 260.6078 | 0 | 0 | 159.4576 | 208.7684 | 268.5417 | 866.2371 | 1955.4337 | 0
1.25 | 188.2993 | 0 | 0 | 0 | 202.7978 | 244.1057 | 439.152 | 1119.5898 | 0
1.3333 | 5612.7099 | 2076.1165 | 3506.2007 | 4111.9611 | 5235.2746 | 7228.0804 | 7261.8067 | 7653.0506 | 0
1.4167 | 5035.6429 | 1145.8613 | 1995.1059 | 3893.5442 | 5055.6615 | 6452.9495 | 7268.5263 | 8922.6973 | 0
1.5 | 4858.9442 | 530.3133 | 1739.8738 | 4265.0488 | 4627.2609 | 5910.7492 | 6714.0759 | 9010.0813 | 0
1.5833 | 2852.1321 | 0 | 407.1906 | 2338.832 | 2901.2483 | 3543.85 | 4976.3197 | 6584.9026 | 0
1.6667 | 3236.023 | 1256.8998 | 1760.5501 | 2449.9876 | 3262.8373 | 4012.9874 | 4574.3751 | 4958.0387 | 0
1.75 | 1184.1587 | 0 | 0 | 693.8487 | 1150.4821 | 1690.4682 | 2535.4594 | 2634.6667 | 0
1.8333 | 644.7689 | 0 | 0 | 385.2721 | 703.6135 | 951.8051 | 1290.4741 | 1496.0701 | 0
1.9167 | 473.1366 | 0 | 0 | 300.0948 | 485.7949 | 686.2852 | 903.8338 | 2072.0326 | 0
2 | 597.487 | 0 | 0 | 312.5516 | 395.4347 | 525.826 | 2053.7859 | 2237.0727 | 0
2.0833 | 233.6451 | 0 | 0 | 0 | 181.7119 | 255.801 | 1015.4382 | 1988.9352 | 0
2.1667 | 194.9087 | 0 | 0 | 0 | 179.6824 | 251.0646 | 598.3062 | 1921.3846 | 0
2.25 | 158.2465 | 0 | 0 | 0 | 169.3103 | 240.0686 | 387.8132 | 1978.1858 | 0
2.3333 | 5022.8082 | 2014.696 | 3392.5706 | 3873.9668 | 4395.3151 | 6531.3848 | 7243.487 | 7268.5277 | 0
2.4167 | 5746.442 | 697.6898 | 3438.1102 | 4816.348 | 5830.5553 | 6978.3374 | 8293.8915 | 8912.2209 | 0
2.5 | 4854.7475 | 1349.0798 | 2648.8857 | 4173.2571 | 4578.908 | 5783.0418 | 7174.3627 | 8990.2632 | 0
2.5833 | 3083.2675 | 101.0434 | 1128.3525 | 2432.1773 | 2897.864 | 3835.4199 | 5254.5437 | 6378.2961 | 0
2.6667 | 3158.4643 | 1261.3567 | 1906.1713 | 2485.5833 | 3069.7036 | 3879.6357 | 4611.9895 | 4941.4087 | 0
2.75 | 1308.3995 | 0 | 0 | 824.8964 | 1244.5534 | 1713.1183 | 2581.1323 | 2634.293 | 0
2.8333 | 671.7893 | 0 | 0 | 401.8405 | 650.7752 | 926.8129 | 1393.4061 | 1495.8721 | 0
2.9167 | 510.863 | 0 | 0 | 338.4014 | 513.234 | 684.1594 | 924.1773 | 2295.5507 | 0
3 | 550.2852 | 0 | 156.0455 | 319.2426 | 407.888 | 512.6705 | 1850.7853 | 2105.1927 | 0
3.0833 | 184.2479 | 0 | 0 | 0 | 186.6354 | 244.7852 | 356.5781 | 1982.0692 | 0
3.1667 | 191.8268 | 0 | 0 | 0 | 198.0341 | 244.0049 | 494.9409 | 1078.8412 | 0
3.25 | 145.8379 | 0 | 0 | 0 | 196.5492 | 235.2277 | 355.0193 | 663.4216 | 0
3.3333 | 5125.7541 | 2039.0371 | 3518.1641 | 3875.2837 | 4552.5905 | 7217.2923 | 7236.7868 | 7306.0443 | 0
3.4167 | 5848.741 | 1154.633 | 2119.8484 | 4986.8343 | 5838.4199 | 7228.7233 | 8887.7528 | 8944.916 | 0
3.5 | 4807.8062 | 901.2054 | 2301.7698 | 4159.2294 | 4592.5276 | 5907.5064 | 7215.2209 | 8216.6807 | 0
3.5833 | 2823.9142 | 0 | 615.656 | 2321.3859 | 2814.3025 | 3542.2383 | 4783.37 | 5286.7211 | 0
3.6667 | 3246.2707 | 1091.4655 | 1912.9837 | 2381.2892 | 3159.7754 | 4012.4659 | 4636.8388 | 4968.1972 | 0
3.75 | 1229.3876 | 0 | 0 | 703.8512 | 1158.7202 | 1721.3877 | 2503.9738 | 2738.6169 | 0
3.8333 | 624.587 | 0 | 0 | 352.6469 | 607.0962 | 971.2598 | 1265.3963 | 1523.2258 | 0
3.9167 | 491.1592 | 0 | 0 | 316.6858 | 491.4769 | 717.0914 | 967.281 | 1955.943 | 0
4 | 449.9087 | 0 | 0 | 311.4466 | 379.9852 | 482.3965 | 1082.4624 | 2155.0731 | 0
4.0833 | 208.9485 | 0 | 0 | 0 | 183.929 | 242.0487 | 527.8469 | 2024.2532 | 0
4.1667 | 222.4687 | 0 | 0 | 0 | 194.0374 | 247.4856 | 1099.2275 | 1971.9189 | 0
4.25 | 121.7063 | 0 | 0 | 0 | 0 | 232.4643 | 316.8248 | 660.5924 | 0
4.3333 | 5280.0193 | 2117.8635 | 3755.336 | 4054.7554 | 4602.5249 | 7218.4506 | 7244.7657 | 7283.2058 | 0
4.4167 | 5696.2394 | 26.8443 | 3184.5851 | 4974.5752 | 5703.9957 | 7198.9726 | 7445.9617 | 8920.2286 | 0
4.5 | 4847.8612 | 1100.6846 | 2378.4691 | 4173.1135 | 4605.3072 | 5962.9374 | 7090.4918 | 7625.3396 | 0
4.5833 | 2994.6808 | 0 | 964.1358 | 2318.2893 | 2865.1826 | 3625.6829 | 5560.2015 | 6533.1344 | 0
4.6667 | 3265.0448 | 1259.1019 | 1919.84 | 2570.6002 | 3181.7192 | 4002.7628 | 4549.9145 | 4768.7863 | 0
4.75 | 1201.8923 | 0 | 0 | 667.5023 | 1205.4414 | 1658.3128 | 2574.5433 | 2634.038 | 0
4.8333 | 654.2315 | 0 | 0 | 368.9742 | 643.6965 | 962.6255 | 1412.6497 | 1495.735 | 0
4.9167 | 450.7063 | 0 | 0 | 296.4317 | 503.9366 | 685.9505 | 921.0396 | 944.8951 | 0
5 | 553.7083 | 0 | 0 | 326.2432 | 392.9465 | 498.468 | 2044.8386 | 2122.6855 | 0
5.0833 | 159.0975 | 0 | 0 | 0 | 0 | 236.2928 | 375.0527 | 1957.1664 | 0
5.1667 | 195.0654 | 0 | 0 | 0 | 179.7497 | 240.9336 | 744.788 | 1947.0078 | 0
5.25 | 127.7818 | 0 | 0 | 0 | 0 | 230.6635 | 341.1232 | 670.2268 | 0
5.3333 | 5277.9663 | 2938.9862 | 3695.062 | 4122.8031 | 4568.9711 | 6920.5322 | 7241.5309 | 7305.7264 | 0
5.4167 | 5774.68 | 689.8071 | 2982.1118 | 4658.5091 | 5830.2171 | 7214.2989 | 8873.7128 | 8942.6769 | 0
5.5 | 4762.8274 | 805.4825 | 2054.5471 | 4195.7937 | 4612.2427 | 5618.3454 | 7097.0059 | 8155.4286 | 0
5.5833 | 2751.9914 | 0 | 185.9434 | 2226.0887 | 2804.5465 | 3573.1322 | 4895.4725 | 5566.7822 | 0
5.6667 | 3230.8542 | 1864.3663 | 2037.4218 | 2310.3831 | 3158.6413 | 3983.0562 | 4695.6587 | 4954.6107 | 0
5.75 | 1222.749 | 0 | 0 | 718.1451 | 1211.2786 | 1694.6029 | 2528.9335 | 2633.8566 | 0
5.8333 | 647.2097 | 0 | 0 | 384.4519 | 631.408 | 903.48 | 1277.9558 | 1495.6397 | 0
5.9167 | 462.0219 | 0 | 0 | 314.0965 | 485.3112 | 682.4313 | 856.932 | 944.8015 | 0
6 | 610.4007 | 0 | 0 | 320.1165 | 415.526 | 525.1688 | 2036.4575 | 2236.8492 | 0
6.0833 | 164.8241 | 0 | 0 | 0 | 177.0133 | 240.4093 | 324.8203 | 1967.428 | 0
6.1667 | 172.8052 | 0 | 0 | 0 | 183.6467 | 226.6813 | 646.6016 | 1104.2582 | 0
6.25 | 124.1065 | 0 | 0 | 0 | 0 | 219.5746 | 313.4685 | 680.9003 | 0
6.3333 | 5284.8576 | 2372.6187 | 3771.8456 | 4040.09 | 4628.8699 | 6946.6135 | 7253.5108 | 7426.727 | 0
6.4167 | 5759.1412 | 1647.8633 | 3214.0109 | 4622.874 | 5803.9421 | 7173.9645 | 8837.8122 | 8921.9557 | 0
6.5 | 4873.2272 | 1148.7309 | 2627.3888 | 4094.4076 | 4695.6842 | 5978.9679 | 6558.477 | 8990.096 | 0
6.5833 | 2991.3924 | 0 | 523.5351 | 2391.9923 | 3102.7931 | 3749.0369 | 5109.0698 | 5556.6563 | 0
6.6667 | 3205.9221 | 1251.3964 | 2033.4839 | 2502.8883 | 3085.1865 | 3896.4649 | 4571.8469 | 4960.489 | 0
6.75 | 1253.1578 | 0 | 0 | 768.8621 | 1209.1776 | 1707.7319 | 2528.8959 | 2634.1929 | 0
6.8333 | 645.4221 | 0 | 0 | 375.7004 | 635.8161 | 971.7944 | 1282.8862 | 1495.8182 | 0
6.9167 | 463.3861 | 0 | 0 | 313.6513 | 485.7937 | 691.3969 | 898.7178 | 1426.1434 | 0
7 | 460.1653 | 0 | 0 | 294.8731 | 371.6124 | 477.439 | 1556.4586 | 2112.3095 | 0
7.0833 | 204.9763 | 0 | 0 | 0 | 178.4053 | 228.5876 | 957.1578 | 1932.8307 | 0
7.1667 | 190.4379 | 0 | 0 | 0 | 183.0509 | 233.4895 | 618.5502 | 1948.0162 | 0
7.25 | 136.0846 | 0 | 0 | 0 | 0 | 222.4196 | 326.3536 | 1910.6626 | 0
7.3333 | 5018.0837 | 2081.5363 | 3557.1522 | 3911.1227 | 4455.076 | 6719.9938 | 7256.2917 | 7435.7527 | 0
7.4167 | 5738.0543 | 689.5717 | 3422.6409 | 4645.9198 | 5519.5545 | 7200.3486 | 7819.7895 | 8923.1536 | 0
7.5 | 4871.614 | 521.259 | 2907.0786 | 4263.1395 | 4691.4626 | 5762.8779 | 6536.6773 | 7293.6123 | 0
7.5833 | 3078.622 | 0 | 637.9224 | 2577.592 | 3004.4732 | 3921.8135 | 4984.3714 | 6207.9798 | 0
7.6667 | 3115.1702 | 1089.4364 | 1752.8712 | 2493.8829 | 3092.1358 | 3863.4561 | 4410.4874 | 4955.589 | 0
7.75 | 1124.6436 | 0 | 0 | 532.3986 | 1054.0409 | 1598.183 | 2583.9793 | 2738.4938 | 0
7.8333 | 593.8866 | 0 | 0 | 245.4161 | 552.384 | 838.1022 | 1418.8527 | 1523.161 | 0
7.9167 | 450.7877 | 0 | 0 | 288.4522 | 476.4159 | 649.324 | 941.9146 | 1519.6022 | 0
8 | 548.8437 | 0 | 0 | 313.1058 | 385.8538 | 505.62 | 1973.5213 | 2055.2436 | 0
8.0833 | 165.7567 | 0 | 0 | 0 | 179.9407 | 242.6254 | 350.9157 | 1797.4034 | 0
8.1667 | 158.3279 | 0 | 0 | 0 | 192.4491 | 240.5758 | 382.6704 | 979.9337 | 0
8.25 | 146.9974 | 0 | 0 | 0 | 172.4656 | 238.6542 | 323.197 | 1401.2302 | 0
8.3333 | 5393.3053 | 2105.1238 | 3684.3116 | 4090.7344 | 4820.5914 | 7059.0131 | 7242.4015 | 7284.4019 | 0
8.4167 | 5760.6755 | 892.1845 | 3472.6343 | 4636.4132 | 5631.289 | 7212.8827 | 8120.0995 | 8928.585 | 0
8.5 | 4986.2895 | 1315.0123 | 3167.4397 | 4234.4955 | 4623.7989 | 5671.7301 | 7364.1296 | 8350.6844 | 0
8.5833 | 2887.5221 | 0 | 336.9399 | 2331.9589 | 2889.7226 | 3841.3466 | 4970.7523 | 5329.5562 | 0
8.6667 | 3144.6488 | 1263.147 | 1908.4462 | 2344.1391 | 3038.4311 | 3886.3999 | 4707.1804 | 4954.1204 | 0
8.75 | 1251.1327 | 0 | 0 | 657.2118 | 1152.9969 | 1857.3545 | 2538.21 | 2913.6246 | 0
8.8333 | 625.2591 | 0 | 0 | 0 | 599.0333 | 1056.8163 | 1330.5809 | 1620.7141 | 0
8.9167 | 414.4967 | 0 | 0 | 0 | 440.8144 | 718.9472 | 860.8618 | 1064.625 | 0
9 | 495.9585 | 0 | 0 | 299.5909 | 397.6005 | 525.3729 | 1671.1861 | 2133.8315 | 0
9.0833 | 163.3213 | 0 | 0 | 0 | 184.488 | 241.7428 | 404.5057 | 1951.1887 | 0
9.1667 | 171.9165 | 0 | 0 | 0 | 172.5092 | 226.6344 | 383.2463 | 1893.8559 | 0
9.25 | 139.286 | 0 | 0 | 0 | 0 | 229.173 | 306.177 | 1958.9367 | 0
9.3333 | 5234.5061 | 2102.8804 | 3602.4807 | 4009.4327 | 4697.4575 | 6954.3076 | 7241.7553 | 7283.2058 | 0
9.4167 | 5731.3182 | 3.9362 | 3725.6495 | 5014.4981 | 5716.8519 | 6974.1068 | 7256.6578 | 8906.5335 | 0
9.5 | 4650.9628 | 779.987 | 1141.8166 | 4138.2961 | 4589.0112 | 5609.5927 | 7191.0995 | 8990.2632 | 0
9.5833 | 2974.6135 | 0 | 1023.9537 | 2442.4785 | 2881.9683 | 3614.7927 | 4655.7934 | 6223.4851 | 0
9.6667 | 3254.1047 | 1253.472 | 1872.0898 | 2432.8202 | 3273.4861 | 4018.1887 | 4695.5576 | 4944.252 | 0
9.75 | 1340.0319 | 0 | 0 | 767.8809 | 1516.1798 | 1790.0343 | 2559.0543 | 2760.1842 | 0
9.8333 | 705.1878 | 0 | 0 | 404.3521 | 760.8553 | 1036.9348 | 1350.2697 | 1526.1654 | 0
9.9167 | 487.2629 | 0 | 0 | 326.2187 | 522.0362 | 696.5653 | 921.2755 | 982.151 | 0
10 | 597.7191 | 0 | 186.196 | 336.0764 | 423.7886 | 517.4623 | 2036.6235 | 2237.2167 | 0

## WTP_conc
Plot F - Range of Monthly Effluent Concentration after settling at CVP - Scenario C-6a | [10 empty] | JAN | FEB | MAR | APR | MAY | JUN | JUL | AUG | SEP | OCT | NOV | DEC
[10 empty] | Max | MAY: 0.1; JUN: 0.1; JUL: 0.1; AUG: 0.1; SEP: 0.1; OCT: 0; NOV: 0
[10 empty] | 95% percentile | MAY: 0.1; JUN: 0.1; JUL: 0.1; AUG: 0.1; SEP: 0.1; OCT: 0; NOV: 0
[10 empty] | 75% Percentile | MAY: 0.1; JUN: 0.1; JUL: 0.1; AUG: 0.1; SEP: 0.1; OCT: 0; NOV: 0
[10 empty] | Median | MAY: 0.1; JUN: 0.1; JUL: 0.1; AUG: 0.1; SEP: 0.1; OCT: 0; NOV: 0
[10 empty] | Mean | MAY: 0.1; JUN: 0.1; JUL: 0.1; AUG: 0.1; SEP: 0.1; OCT: 0; NOV: 0
[10 empty] | Min | MAY: 0.1; JUN: 0.1; JUL: 0.1; AUG: 0.1; SEP: 0.1; OCT: 0; NOV: 0
[11 empty] | JAN: MIN |  | MEAN | [12 empty] | MEDIAN | [12 empty] | 75% | [12 empty] | 95% | [12 empty] | MAX
Time (yr) | SelectorWQ:Mean | SelectorWQ:Least Result | SelectorWQ:5% | SelectorWQ:25% | SelectorWQ:Median | SelectorWQ:75% | SelectorWQ:95% | SelectorWQ:Greatest Result | Greatest Result |  | 1 | 2 | 3 | 4 | 5 | 6 | 7 | 8 | 9 | 10 | 11 | 12 |  | 1 | 2 | 3 | 4 | 5 | 6 | 7 | 8 | 9 | 10 | 11 | 12 |  | 1 | 2 | 3 | 4 | 5 | 6 | 7 | 8 | 9 | 10 | 11 | 12 |  | 1 | 2 | 3 | 4 | 5 | 6 | 7 | 8 | 9 | 10 | 11 | 12 |  | 1 | 2 | 3 | 4 | 5 | 6 | 7 | 8 | 9 | 10 | 11 | 12 |  | 1 | 2 | 3 | 4 | 5 | 6 | 7 | 8 | 9 | 10 | 11 | 12
0 | 0 | 0 | 0 | 0 | 0 | 0 | 0 | 0 | 0 | 1 | 0 | 0 | 0 | 0 | 0.1 | 0.1 | 0.1 | 0.1 | 0.1 | 0 | 0 | 0 | 1 | 0 | 0 | 0 | 0 | 0.1 | 0.1 | 0.1 | 0.1 | 0.1 | 0 | 0 | 0 | 1 | 0 | 0 | 0 | 0 | 0.1 | 0.1 | 0.1 | 0.1 | 0.1 | 0 | 0 | 0 | 1 | 0 | 0 | 0 | 0 | 0.1 | 0.1 | 0.1 | 0.1 | 0.1 | 0 | 0 | 0 | 1 | 0 | 0 | 0 | 0 | 0.1 | 0.1 | 0.1 | 0.1 | 0.1 | 0 | 0 | 0 | 1 | 0 | 0 | 0 | 0 | 0.1 | 0.1 | 0.1 | 0.1 | 0.1 | 0 | 0 | 0
0.083333 | 0 | 0 | 0 | 0 | 0 | 0 | 0 | 0 | 0 | 2 | 0 | 0 | 0 | 0 | 0.1 | 0.1 | 0.1 | 0.1 | 0.1 | 0 | 0 | 0 | 2 | 0 | 0 | 0 | 0 | 0.1 | 0.1 | 0.1 | 0.1 | 0.1 | 0 | 0 | 0 | 2 | 0 | 0 | 0 | 0 | 0.1 | 0.1 | 0.1 | 0.1 | 0.1 | 0 | 0 | 0 | 2 | 0 | 0 | 0 | 0 | 0.1 | 0.1 | 0.1 | 0.1 | 0.1 | 0 | 0 | 0 | 2 | 0 | 0 | 0 | 0 | 0.1 | 0.1 | 0.1 | 0.1 | 0.1 | 0 | 0 | 0 | 2 | 0 | 0 | 0 | 0 | 0.1 | 0.1 | 0.1 | 0.1 | 0.1 | 0 | 0 | 0
0.16667 | 0 | 0 | 0 | 0 | 0 | 0 | 0 | 0 | 0 | 3 | 0 | 0 | 0 | 0 | 0.1 | 0.1 | 0.1 | 0.1 | 0.1 | 0 | 0 | 0 | 3 | 0 | 0 | 0 | 0 | 0.1 | 0.1 | 0.1 | 0.1 | 0.1 | 0 | 0 | 0 | 3 | 0 | 0 | 0 | 0 | 0.1 | 0.1 | 0.1 | 0.1 | 0.1 | 0 | 0 | 0 | 3 | 0 | 0 | 0 | 0 | 0.1 | 0.1 | 0.1 | 0.1 | 0.1 | 0 | 0 | 0 | 3 | 0 | 0 | 0 | 0 | 0.1 | 0.1 | 0.1 | 0.1 | 0.1 | 0 | 0 | 0 | 3 | 0 | 0 | 0 | 0 | 0.1 | 0.1 | 0.1 | 0.1 | 0.1 | 0 | 0 | 0
0.25 | 0 | 0 | 0 | 0 | 0 | 0 | 0 | 0 | 0 | 4 | 0 | 0 | 0 | 0 | 0.1 | 0.1 | 0.1 | 0.1 | 0.1 | 0 | 0 | 0 | 4 | 0 | 0 | 0 | 0 | 0.1 | 0.1 | 0.1 | 0.1 | 0.1 | 0 | 0 | 0 | 4 | 0 | 0 | 0 | 0 | 0.1 | 0.1 | 0.1 | 0.1 | 0.1 | 0 | 0 | 0 | 4 | 0 | 0 | 0 | 0 | 0.1 | 0.1 | 0.1 | 0.1 | 0.1 | 0 | 0 | 0 | 4 | 0 | 0 | 0 | 0 | 0.1 | 0.1 | 0.1 | 0.1 | 0.1 | 0 | 0 | 0 | 4 | 0 | 0 | 0 | 0 | 0.1 | 0.1 | 0.1 | 0.1 | 0.1 | 0 | 0 | 0
0.33333 | 0.1 | 0.1 | 0.1 | 0.1 | 0.1 | 0.1 | 0.1 | 0.1 | 0 | 5 | 0 | 0 | 0 | 0 | 0.1 | 0.1 | 0.1 | 0.1 | 0.1 | 0 | 0 | 0 | 5 | 0 | 0 | 0 | 0 | 0.1 | 0.1 | 0.1 | 0.1 | 0.1 | 0 | 0 | 0 | 5 | 0 | 0 | 0 | 0 | 0.1 | 0.1 | 0.1 | 0.1 | 0.1 | 0 | 0 | 0 | 5 | 0 | 0 | 0 | 0 | 0.1 | 0.1 | 0.1 | 0.1 | 0.1 | 0 | 0 | 0 | 5 | 0 | 0 | 0 | 0 | 0.1 | 0.1 | 0.1 | 0.1 | 0.1 | 0 | 0 | 0 | 5 | 0 | 0 | 0 | 0 | 0.1 | 0.1 | 0.1 | 0.1 | 0.1 | 0 | 0 | 0
0.41667 | 0.1 | 0.1 | 0.1 | 0.1 | 0.1 | 0.1 | 0.1 | 0.1 | 0 | 6 | 0 | 0 | 0 | 0 | 0.1 | 0.1 | 0.1 | 0.1 | 0.1 | 0 | 0 | 0 | 6 | 0 | 0 | 0 | 0 | 0.1 | 0.1 | 0.1 | 0.1 | 0.1 | 0 | 0 | 0 | 6 | 0 | 0 | 0 | 0 | 0.1 | 0.1 | 0.1 | 0.1 | 0.1 | 0 | 0 | 0 | 6 | 0 | 0 | 0 | 0 | 0.1 | 0.1 | 0.1 | 0.1 | 0.1 | 0 | 0 | 0 | 6 | 0 | 0 | 0 | 0 | 0.1 | 0.1 | 0.1 | 0.1 | 0.1 | 0 | 0 | 0 | 6 | 0 | 0 | 0 | 0 | 0.1 | 0.1 | 0.1 | 0.1 | 0.1 | 0 | 0 | 0
0.5 | 0.1 | 0.1 | 0.1 | 0.1 | 0.1 | 0.1 | 0.1 | 0.1 | 0 | 7 | 0 | 0 | 0 | 0 | 0.1 | 0.1 | 0.1 | 0.1 | 0.1 | 0 | 0 | 0 | 7 | 0 | 0 | 0 | 0 | 0.1 | 0.1 | 0.1 | 0.1 | 0.1 | 0 | 0 | 0 | 7 | 0 | 0 | 0 | 0 | 0.1 | 0.1 | 0.1 | 0.1 | 0.1 | 0 | 0 | 0 | 7 | 0 | 0 | 0 | 0 | 0.1 | 0.1 | 0.1 | 0.1 | 0.1 | 0 | 0 | 0 | 7 | 0 | 0 | 0 | 0 | 0.1 | 0.1 | 0.1 | 0.1 | 0.1 | 0 | 0 | 0 | 7 | 0 | 0 | 0 | 0 | 0.1 | 0.1 | 0.1 | 0.1 | 0.1 | 0 | 0 | 0
0.58333 | 0.1 | 0.1 | 0.1 | 0.1 | 0.1 | 0.1 | 0.1 | 0.1 | 0 | 8 | 0 | 0 | 0 | 0 | 0.1 | 0.1 | 0.1 | 0.1 | 0.1 | 0 | 0 | 0 | 8 | 0 | 0 | 0 | 0 | 0.1 | 0.1 | 0.1 | 0.1 | 0.1 | 0 | 0 | 0 | 8 | 0 | 0 | 0 | 0 | 0.1 | 0.1 | 0.1 | 0.1 | 0.1 | 0 | 0 | 0 | 8 | 0 | 0 | 0 | 0 | 0.1 | 0.1 | 0.1 | 0.1 | 0.1 | 0 | 0 | 0 | 8 | 0 | 0 | 0 | 0 | 0.1 | 0.1 | 0.1 | 0.1 | 0.1 | 0 | 0 | 0 | 8 | 0 | 0 | 0 | 0 | 0.1 | 0.1 | 0.1 | 0.1 | 0.1 | 0 | 0 | 0
0.66667 | 0.1 | 0.1 | 0.1 | 0.1 | 0.1 | 0.1 | 0.1 | 0.1 | 0 | 9 | 0 | 0 | 0 | 0 | 0.1 | 0.1 | 0.1 | 0.1 | 0.1 | 0 | 0 | 0 | 9 | 0 | 0 | 0 | 0 | 0.1 | 0.1 | 0.1 | 0.1 | 0.1 | 0 | 0 | 0 | 9 | 0 | 0 | 0 | 0 | 0.1 | 0.1 | 0.1 | 0.1 | 0.1 | 0 | 0 | 0 | 9 | 0 | 0 | 0 | 0 | 0.1 | 0.1 | 0.1 | 0.1 | 0.1 | 0 | 0 | 0 | 9 | 0 | 0 | 0 | 0 | 0.1 | 0.1 | 0.1 | 0.1 | 0.1 | 0 | 0 | 0 | 9 | 0 | 0 | 0 | 0 | 0.1 | 0.1 | 0.1 | 0.1 | 0.1 | 0 | 0 | 0
0.75 | 0 | 0 | 0 | 0 | 0 | 0 | 0 | 0 | 0 | 10 | 0 | 0 | 0 | 0 | 0.1 | 0.1 | 0.1 | 0.1 | 0.1 | 0 | 0 | 0 | 10 | 0 | 0 | 0 | 0 | 0.1 | 0.1 | 0.1 | 0.1 | 0.1 | 0 | 0 | 0 | 10 | 0 | 0 | 0 | 0 | 0.1 | 0.1 | 0.1 | 0.1 | 0.1 | 0 | 0 | 0 | 10 | 0 | 0 | 0 | 0 | 0.1 | 0.1 | 0.1 | 0.1 | 0.1 | 0 | 0 | 0 | 10 | 0 | 0 | 0 | 0 | 0.1 | 0.1 | 0.1 | 0.1 | 0.1 | 0 | 0 | 0 | 10 | 0 | 0 | 0 | 0 | 0.1 | 0.1 | 0.1 | 0.1 | 0.1 | 0 | 0 | 0
0.83333 | 0 | 0 | 0 | 0 | 0 | 0 | 0 | 0 | 0
0.91667 | 0 | 0 | 0 | 0 | 0 | 0 | 0 | 0 | 0
1 | 0 | 0 | 0 | 0 | 0 | 0 | 0 | 0 | 0
1.0833 | 0 | 0 | 0 | 0 | 0 | 0 | 0 | 0 | 0
1.1667 | 0 | 0 | 0 | 0 | 0 | 0 | 0 | 0 | 0
1.25 | 0 | 0 | 0 | 0 | 0 | 0 | 0 | 0 | 0
1.3333 | 0.1 | 0.1 | 0.1 | 0.1 | 0.1 | 0.1 | 0.1 | 0.1 | 0
1.4167 | 0.1 | 0.1 | 0.1 | 0.1 | 0.1 | 0.1 | 0.1 | 0.1 | 0
1.5 | 0.1 | 0.1 | 0.1 | 0.1 | 0.1 | 0.1 | 0.1 | 0.1 | 0
1.5833 | 0.1 | 0.1 | 0.1 | 0.1 | 0.1 | 0.1 | 0.1 | 0.1 | 0
1.6667 | 0.1 | 0.1 | 0.1 | 0.1 | 0.1 | 0.1 | 0.1 | 0.1 | 0
1.75 | 0 | 0 | 0 | 0 | 0 | 0 | 0 | 0 | 0
1.8333 | 0 | 0 | 0 | 0 | 0 | 0 | 0 | 0 | 0
1.9167 | 0 | 0 | 0 | 0 | 0 | 0 | 0 | 0 | 0
2 | 0 | 0 | 0 | 0 | 0 | 0 | 0 | 0 | 0
2.0833 | 0 | 0 | 0 | 0 | 0 | 0 | 0 | 0 | 0
2.1667 | 0 | 0 | 0 | 0 | 0 | 0 | 0 | 0 | 0
2.25 | 0 | 0 | 0 | 0 | 0 | 0 | 0 | 0 | 0
2.3333 | 0.1 | 0.1 | 0.1 | 0.1 | 0.1 | 0.1 | 0.1 | 0.1 | 0
2.4167 | 0.1 | 0.1 | 0.1 | 0.1 | 0.1 | 0.1 | 0.1 | 0.1 | 0
2.5 | 0.1 | 0.1 | 0.1 | 0.1 | 0.1 | 0.1 | 0.1 | 0.1 | 0
2.5833 | 0.1 | 0.1 | 0.1 | 0.1 | 0.1 | 0.1 | 0.1 | 0.1 | 0
2.6667 | 0.1 | 0.1 | 0.1 | 0.1 | 0.1 | 0.1 | 0.1 | 0.1 | 0
2.75 | 0 | 0 | 0 | 0 | 0 | 0 | 0 | 0 | 0
2.8333 | 0 | 0 | 0 | 0 | 0 | 0 | 0 | 0 | 0
2.9167 | 0 | 0 | 0 | 0 | 0 | 0 | 0 | 0 | 0
3 | 0 | 0 | 0 | 0 | 0 | 0 | 0 | 0 | 0
3.0833 | 0 | 0 | 0 | 0 | 0 | 0 | 0 | 0 | 0
3.1667 | 0 | 0 | 0 | 0 | 0 | 0 | 0 | 0 | 0
3.25 | 0 | 0 | 0 | 0 | 0 | 0 | 0 | 0 | 0
3.3333 | 0.1 | 0.1 | 0.1 | 0.1 | 0.1 | 0.1 | 0.1 | 0.1 | 0
3.4167 | 0.1 | 0.1 | 0.1 | 0.1 | 0.1 | 0.1 | 0.1 | 0.1 | 0
3.5 | 0.1 | 0.1 | 0.1 | 0.1 | 0.1 | 0.1 | 0.1 | 0.1 | 0
3.5833 | 0.1 | 0.1 | 0.1 | 0.1 | 0.1 | 0.1 | 0.1 | 0.1 | 0
3.6667 | 0.1 | 0.1 | 0.1 | 0.1 | 0.1 | 0.1 | 0.1 | 0.1 | 0
3.75 | 0 | 0 | 0 | 0 | 0 | 0 | 0 | 0 | 0
3.8333 | 0 | 0 | 0 | 0 | 0 | 0 | 0 | 0 | 0
3.9167 | 0 | 0 | 0 | 0 | 0 | 0 | 0 | 0 | 0
4 | 0 | 0 | 0 | 0 | 0 | 0 | 0 | 0 | 0
4.0833 | 0 | 0 | 0 | 0 | 0 | 0 | 0 | 0 | 0
4.1667 | 0 | 0 | 0 | 0 | 0 | 0 | 0 | 0 | 0
4.25 | 0 | 0 | 0 | 0 | 0 | 0 | 0 | 0 | 0
4.3333 | 0.1 | 0.1 | 0.1 | 0.1 | 0.1 | 0.1 | 0.1 | 0.1 | 0
4.4167 | 0.1 | 0.1 | 0.1 | 0.1 | 0.1 | 0.1 | 0.1 | 0.1 | 0
4.5 | 0.1 | 0.1 | 0.1 | 0.1 | 0.1 | 0.1 | 0.1 | 0.1 | 0
4.5833 | 0.1 | 0.1 | 0.1 | 0.1 | 0.1 | 0.1 | 0.1 | 0.1 | 0
4.6667 | 0.1 | 0.1 | 0.1 | 0.1 | 0.1 | 0.1 | 0.1 | 0.1 | 0
4.75 | 0 | 0 | 0 | 0 | 0 | 0 | 0 | 0 | 0
4.8333 | 0 | 0 | 0 | 0 | 0 | 0 | 0 | 0 | 0
4.9167 | 0 | 0 | 0 | 0 | 0 | 0 | 0 | 0 | 0
5 | 0 | 0 | 0 | 0 | 0 | 0 | 0 | 0 | 0
5.0833 | 0 | 0 | 0 | 0 | 0 | 0 | 0 | 0 | 0
5.1667 | 0 | 0 | 0 | 0 | 0 | 0 | 0 | 0 | 0
5.25 | 0 | 0 | 0 | 0 | 0 | 0 | 0 | 0 | 0
5.3333 | 0.1 | 0.1 | 0.1 | 0.1 | 0.1 | 0.1 | 0.1 | 0.1 | 0
5.4167 | 0.1 | 0.1 | 0.1 | 0.1 | 0.1 | 0.1 | 0.1 | 0.1 | 0
5.5 | 0.1 | 0.1 | 0.1 | 0.1 | 0.1 | 0.1 | 0.1 | 0.1 | 0
5.5833 | 0.1 | 0.1 | 0.1 | 0.1 | 0.1 | 0.1 | 0.1 | 0.1 | 0
5.6667 | 0.1 | 0.1 | 0.1 | 0.1 | 0.1 | 0.1 | 0.1 | 0.1 | 0
5.75 | 0 | 0 | 0 | 0 | 0 | 0 | 0 | 0 | 0
5.8333 | 0 | 0 | 0 | 0 | 0 | 0 | 0 | 0 | 0
5.9167 | 0 | 0 | 0 | 0 | 0 | 0 | 0 | 0 | 0
6 | 0 | 0 | 0 | 0 | 0 | 0 | 0 | 0 | 0
6.0833 | 0 | 0 | 0 | 0 | 0 | 0 | 0 | 0 | 0
6.1667 | 0 | 0 | 0 | 0 | 0 | 0 | 0 | 0 | 0
6.25 | 0 | 0 | 0 | 0 | 0 | 0 | 0 | 0 | 0
6.3333 | 0.1 | 0.1 | 0.1 | 0.1 | 0.1 | 0.1 | 0.1 | 0.1 | 0
6.4167 | 0.1 | 0.1 | 0.1 | 0.1 | 0.1 | 0.1 | 0.1 | 0.1 | 0
6.5 | 0.1 | 0.1 | 0.1 | 0.1 | 0.1 | 0.1 | 0.1 | 0.1 | 0
6.5833 | 0.1 | 0.1 | 0.1 | 0.1 | 0.1 | 0.1 | 0.1 | 0.1 | 0
6.6667 | 0.1 | 0.1 | 0.1 | 0.1 | 0.1 | 0.1 | 0.1 | 0.1 | 0
6.75 | 0 | 0 | 0 | 0 | 0 | 0 | 0 | 0 | 0
6.8333 | 0 | 0 | 0 | 0 | 0 | 0 | 0 | 0 | 0
6.9167 | 0 | 0 | 0 | 0 | 0 | 0 | 0 | 0 | 0
7 | 0 | 0 | 0 | 0 | 0 | 0 | 0 | 0 | 0
7.0833 | 0 | 0 | 0 | 0 | 0 | 0 | 0 | 0 | 0
7.1667 | 0 | 0 | 0 | 0 | 0 | 0 | 0 | 0 | 0
7.25 | 0 | 0 | 0 | 0 | 0 | 0 | 0 | 0 | 0
7.3333 | 0.1 | 0.1 | 0.1 | 0.1 | 0.1 | 0.1 | 0.1 | 0.1 | 0
7.4167 | 0.1 | 0.1 | 0.1 | 0.1 | 0.1 | 0.1 | 0.1 | 0.1 | 0
7.5 | 0.1 | 0.1 | 0.1 | 0.1 | 0.1 | 0.1 | 0.1 | 0.1 | 0
7.5833 | 0.1 | 0.1 | 0.1 | 0.1 | 0.1 | 0.1 | 0.1 | 0.1 | 0
7.6667 | 0.1 | 0.1 | 0.1 | 0.1 | 0.1 | 0.1 | 0.1 | 0.1 | 0
7.75 | 0 | 0 | 0 | 0 | 0 | 0 | 0 | 0 | 0
7.8333 | 0 | 0 | 0 | 0 | 0 | 0 | 0 | 0 | 0
7.9167 | 0 | 0 | 0 | 0 | 0 | 0 | 0 | 0 | 0
8 | 0 | 0 | 0 | 0 | 0 | 0 | 0 | 0 | 0
8.0833 | 0 | 0 | 0 | 0 | 0 | 0 | 0 | 0 | 0
8.1667 | 0 | 0 | 0 | 0 | 0 | 0 | 0 | 0 | 0
8.25 | 0 | 0 | 0 | 0 | 0 | 0 | 0 | 0 | 0
8.3333 | 0.1 | 0.1 | 0.1 | 0.1 | 0.1 | 0.1 | 0.1 | 0.1 | 0
8.4167 | 0.1 | 0.1 | 0.1 | 0.1 | 0.1 | 0.1 | 0.1 | 0.1 | 0
8.5 | 0.1 | 0.1 | 0.1 | 0.1 | 0.1 | 0.1 | 0.1 | 0.1 | 0
8.5833 | 0.1 | 0.1 | 0.1 | 0.1 | 0.1 | 0.1 | 0.1 | 0.1 | 0
8.6667 | 0.1 | 0.1 | 0.1 | 0.1 | 0.1 | 0.1 | 0.1 | 0.1 | 0
8.75 | 0 | 0 | 0 | 0 | 0 | 0 | 0 | 0 | 0
8.8333 | 0 | 0 | 0 | 0 | 0 | 0 | 0 | 0 | 0
8.9167 | 0 | 0 | 0 | 0 | 0 | 0 | 0 | 0 | 0
9 | 0 | 0 | 0 | 0 | 0 | 0 | 0 | 0 | 0
9.0833 | 0 | 0 | 0 | 0 | 0 | 0 | 0 | 0 | 0
9.1667 | 0 | 0 | 0 | 0 | 0 | 0 | 0 | 0 | 0
9.25 | 0 | 0 | 0 | 0 | 0 | 0 | 0 | 0 | 0
9.3333 | 0.1 | 0.1 | 0.1 | 0.1 | 0.1 | 0.1 | 0.1 | 0.1 | 0
9.4167 | 0.1 | 0.1 | 0.1 | 0.1 | 0.1 | 0.1 | 0.1 | 0.1 | 0
9.5 | 0.1 | 0.1 | 0.1 | 0.1 | 0.1 | 0.1 | 0.1 | 0.1 | 0
9.5833 | 0.1 | 0.1 | 0.1 | 0.1 | 0.1 | 0.1 | 0.1 | 0.1 | 0
9.6667 | 0.1 | 0.1 | 0.1 | 0.1 | 0.1 | 0.1 | 0.1 | 0.1 | 0
9.75 | 0 | 0 | 0 | 0 | 0 | 0 | 0 | 0 | 0
9.8333 | 0 | 0 | 0 | 0 | 0 | 0 | 0 | 0 | 0
9.9167 | 0 | 0 | 0 | 0 | 0 | 0 | 0 | 0 | 0
10 | 0 | 0 | 0 | 0 | 0 | 0 | 0 | 0 | 0