## Summary
Figure C-8
Scenario C-6b Results
Faro Mine Remediation Project
C-6b

## Data
X14 WQ | [9 empty] | FaroPitElevation | [9 empty] | WTP Flows | [9 empty] | WTP Concentration for Zn | [10 empty] | CVP | [9 empty] | CVP WQ | [9 empty] | CVPReleases
Time (yr) | SelectorWQ:Mean | SelectorWQ:Least Result | SelectorWQ:5% | SelectorWQ:25% | SelectorWQ:Median | SelectorWQ:75% | SelectorWQ:95% | SelectorWQ:Greatest Result | Greatest Result | Time (yr) | Faro_Elevation:Mean | Faro_Elevation:Least Result | Faro_Elevation:5% | Faro_Elevation:25% | Faro_Elevation:Median | Faro_Elevation:75% | Faro_Elevation:95% | Faro_Elevation:Greatest Result | Greatest Result | Time (yr) | Total_Faro_Discharge:Mean | Total_Faro_Discharge:Least Result | Total_Faro_Discharge:5% | Total_Faro_Discharge:25% | Total_Faro_Discharge:Median | Total_Faro_Discharge:75% | Total_Faro_Discharge:95% | Total_Faro_Discharge:Greatest Result | Greatest Result | Time (yr) | SelectorWQ:Mean | SelectorWQ:Least Result | SelectorWQ:5% | SelectorWQ:25% | SelectorWQ:Median | SelectorWQ:75% | SelectorWQ:95% | SelectorWQ:Greatest Result | Greatest Result |  | Time (yr) | CVD_Elevation:Mean | CVD_Elevation:Least Result | CVD_Elevation:5% | CVD_Elevation:25% | CVD_Elevation:Median | CVD_Elevation:75% | CVD_Elevation:95% | CVD_Elevation:Greatest Result | Greatest Result | Time (yr) | SelectorWQ:Mean | SelectorWQ:Least Result | SelectorWQ:5% | SelectorWQ:25% | SelectorWQ:Median | SelectorWQ:75% | SelectorWQ:95% | SelectorWQ:Greatest Result | Greatest Result | Time (yr) | X14:Mean | X14:Least Result | X14:5% | X14:25% | X14:Median | X14:75% | X14:95% | X14:Greatest Result
0 | 0.04381 | 0.03505 | 0.037801 | 0.040767 | 0.043562 | 0.046194 | 0.050137 | 0.061341 |  | 0 | 1141.6 | 1141.6 | 1141.6 | 1141.6 | 1141.6 | 1141.6 | 1141.6 | 1141.6 |  | 0 | 0 | 0 | 0 | 0 | 0 | 0 | 0 | 0 |  | 0 | 0 | 0 | 0 | 0 | 0 | 0 | 0 | 0 |  | jan | 0 | 1027.796 | 1027.796 | 1027.796 | 1027.796 | 1027.796 | 1027.796 | 1027.796 | 1027.796 |  | 0 | 0.299 | 0.299 | 0.299 | 0.299 | 0.299 | 0.299 | 0.299 | 0.299 |  | 0 | 1003.2906 | 889.2451 | 940.9086 | 979.7186 | 1000.1486 | 1028.1622 | 1072.139 | 1098.1412
0.083333 | 0.035683 | 0.019279 | 0.028172 | 0.031874 | 0.035739 | 0.039377 | 0.044472 | 0.048247 |  | 0.083333 | 1141.7609 | 1141.6838 | 1141.7179 | 1141.7461 | 1141.7588 | 1141.7761 | 1141.8049 | 1141.8263 |  | 0.083333 | 0 | 0 | 0 | 0 | 0 | 0 | 0 | 0 |  | 0.083333 | 0 | 0 | 0 | 0 | 0 | 0 | 0 | 0 |  | feb | 0.083333 | 1027.1583 | 1027.1583 | 1027.1583 | 1027.1583 | 1027.1583 | 1027.1583 | 1027.1583 | 1027.1583 |  | 0.083333 | 0.22119 | 0.067535 | 0.12375 | 0.17972 | 0.22146 | 0.26093 | 0.31704 | 0.37361 |  | 0.083333 | 552.7459 | 0 | 500.4581 | 548.1038 | 555.2395 | 580.6805 | 611.8118 | 641.1622
0.16667 | 0.034549 | 0.020029 | 0.024305 | 0.030217 | 0.034746 | 0.039391 | 0.043509 | 0.049816 |  | 0.16667 | 1141.8972 | 1141.7523 | 1141.8254 | 1141.8667 | 1141.8892 | 1141.9237 | 1141.9771 | 1142.0483 |  | 0.16667 | 0 | 0 | 0 | 0 | 0 | 0 | 0 | 0 |  | 0.16667 | 0 | 0 | 0 | 0 | 0 | 0 | 0 | 0 |  | mar | 0.16667 | 1026.8431 | 1026.8325 | 1026.8325 | 1026.8325 | 1026.8325 | 1026.8325 | 1026.8325 | 1027.3612 |  | 0.16667 | 0.22619 | 0.060577 | 0.11677 | 0.18591 | 0.2216 | 0.27782 | 0.33261 | 0.36871 |  | 0.16667 | 364.4181 | 0 | 290.4279 | 353.6499 | 367.5456 | 392.0495 | 422.7434 | 448.66
0.25 | 0.029489 | 0.023132 | 0.024603 | 0.026664 | 0.029226 | 0.031618 | 0.035386 | 0.037673 |  | 0.25 | 1142.0816 | 1141.8226 | 1141.9333 | 1141.9988 | 1142.0458 | 1142.1777 | 1142.2722 | 1142.4209 |  | 0.25 | 0 | 0 | 0 | 0 | 0 | 0 | 0 | 0 |  | 0.25 | 0 | 0 | 0 | 0 | 0 | 0 | 0 | 0 |  | apr | 0.25 | 1026.6878 | 1026.6663 | 1026.6663 | 1026.6663 | 1026.6663 | 1026.6663 | 1026.6663 | 1027.5592 |  | 0.25 | 0.19844 | 0.0077568 | 0.07944 | 0.15139 | 0.19981 | 0.25019 | 0.29323 | 0.34929 |  | 0.25 | 270.2643 | 0 | 0 | 269.6741 | 285.6028 | 319.6777 | 352.5455 | 376.7865
0.33333 | 0.029926 | 0.0079858 | 0.011017 | 0.018718 | 0.028536 | 0.03844 | 0.053387 | 0.073743 |  | 0.33333 | 1142.2694 | 1141.8588 | 1142.0125 | 1142.1704 | 1142.2363 | 1142.3989 | 1142.5388 | 1142.7205 |  | 0.33333 | 6000 | 6000 | 6000 | 6000 | 6000 | 6000 | 6000 | 6000 |  | 0.33333 | 0.2 | 0.2 | 0.2 | 0.2 | 0.2 | 0.2 | 0.2 | 0.2 |  | may | 0.33333 | 1026.6273 | 1026.5831 | 1026.5831 | 1026.5831 | 1026.5831 | 1026.5831 | 1026.8508 | 1027.7728 |  | 0.33333 | 0.12737 | 0.0006546 | 0.0082348 | 0.086922 | 0.13314 | 0.17722 | 0.22066 | 0.25177 |  | 0.33333 | 6090.0866 | 3885.5336 | 3888.9135 | 3912.6551 | 7258.8869 | 7266.7062 | 7286.0902 | 7312.3968
0.41667 | 0.031912 | 0.015519 | 0.017714 | 0.027008 | 0.032119 | 0.036643 | 0.044697 | 0.055884 |  | 0.41667 | 1140.8893 | 1140.405 | 1140.6389 | 1140.7925 | 1140.8419 | 1141.0259 | 1141.197 | 1141.3334 |  | 0.41667 | 5989.1739 | 5626.0862 | 6000 | 6000 | 6000 | 6000 | 6000 | 6000 |  | 0.41667 | 0.2 | 0.2 | 0.2 | 0.2 | 0.2 | 0.2 | 0.2 | 0.2 |  | jun | 0.41667 | 1027.588 | 1026.5425 | 1026.5426 | 1026.5427 | 1026.5427 | 1029.4474 | 1029.4474 | 1029.4474 |  | 0.41667 | 0.16877 | 0.10771 | 0.11362 | 0.13887 | 0.16847 | 0.19998 | 0.22578 | 0.27265 |  | 0.41667 | 7840.607 | 6865.2911 | 7225.0445 | 7242.8332 | 7256.1292 | 8898.1488 | 8925.7847 | 8951.4745
0.5 | 0.033993 | 0.014386 | 0.022345 | 0.029081 | 0.033496 | 0.038875 | 0.046426 | 0.05638 |  | 0.5 | 1139.8479 | 1138.8868 | 1139.2236 | 1139.6024 | 1139.7386 | 1140.2046 | 1140.5737 | 1140.8577 |  | 0.5 | 5450.2357 | 1530.3207 | 3735.1904 | 5215.85 | 5915.2807 | 6000 | 6000 | 6000 |  | 0.5 | 0.2 | 0.2 | 0.2 | 0.2 | 0.2 | 0.2 | 0.2 | 0.2 |  | jul | 0.5 | 1027.0587 | 1026.5212 | 1026.5214 | 1026.5214 | 1026.5214 | 1028.0145 | 1028.0145 | 1028.0145 |  | 0.5 | 0.16309 | 0.074466 | 0.10135 | 0.1324 | 0.15766 | 0.18507 | 0.24566 | 0.28748 |  | 0.5 | 6860.9596 | 2384.4227 | 3554.8172 | 6452.7289 | 7240.6334 | 7617.9247 | 8120.4463 | 8155.2717
0.58333 | 0.024281 | 0.0076179 | 0.011789 | 0.018426 | 0.023861 | 0.02981 | 0.037371 | 0.045071 |  | 0.58333 | 1139.1832 | 1138.9014 | 1138.9015 | 1138.9016 | 1138.9019 | 1139.4792 | 1140.0081 | 1140.4744 |  | 0.58333 | 2655.9797 | 883.2211 | 1307.6929 | 1634.4644 | 1799.975 | 3893.3897 | 5918.3252 | 6000 |  | 0.58333 | 0.2 | 0.2 | 0.2 | 0.2 | 0.2 | 0.2 | 0.2 | 0.2 |  | aug | 0.58333 | 1026.8928 | 1026.5106 | 1026.5106 | 1026.5106 | 1026.5107 | 1027.2678 | 1027.2678 | 1029.4451 |  | 0.58333 | 0.15143 | 0.0301 | 0.065347 | 0.098157 | 0.14891 | 0.18854 | 0.27012 | 0.29819 |  | 0.58333 | 3201.5761 | 0 | 0 | 2379.4984 | 2905.0927 | 3938.867 | 6956.302 | 8611.4428
0.66667 | 0.025996 | 0.020403 | 0.021322 | 0.023892 | 0.025991 | 0.027894 | 0.031094 | 0.034157 |  | 0.66667 | 1138.9424 | 1138.9274 | 1138.9274 | 1138.9277 | 1138.9281 | 1138.9281 | 1138.9281 | 1139.4252 |  | 0.66667 | 1357.3473 | 602.5498 | 994.3903 | 1156.2577 | 1247.9611 | 1500.6176 | 1860.4208 | 3483.9286 |  | 0.66667 | 0.2 | 0.2 | 0.2 | 0.2 | 0.2 | 0.2 | 0.2 | 0.2 |  | sep | 0.66667 | 1027.3623 | 1026.5054 | 1026.5054 | 1026.5054 | 1026.8893 | 1028.6589 | 1029.4597 | 1029.4597 |  | 0.66667 | 0.20703 | 0.10304 | 0.13472 | 0.18152 | 0.21382 | 0.2327 | 0.27552 | 0.29404 |  | 0.66667 | 2955.9585 | 1305.6531 | 1925.3363 | 2307.9433 | 2607.4021 | 3506.7746 | 4612.4458 | 6497.5513
0.75 | 0.023124 | 0.014072 | 0.015861 | 0.021231 | 0.022918 | 0.025513 | 0.030304 | 0.032554 |  | 0.75 | 1138.9722 | 1138.9662 | 1138.9723 | 1138.9723 | 1138.9723 | 1138.9723 | 1138.9723 | 1138.9723 |  | 0.75 | 0 | 0 | 0 | 0 | 0 | 0 | 0 | 0 |  | 0.75 | 0 | 0 | 0 | 0 | 0 | 0 | 0 | 0 |  | oct | 0.75 | 1026.945 | 1026.5027 | 1026.5027 | 1026.5027 | 1026.6947 | 1027.6013 | 1028.0208 | 1028.0208 |  | 0.75 | 0.21063 | 0.0087963 | 0.051213 | 0.15151 | 0.21609 | 0.27552 | 0.35292 | 0.43605 |  | 0.75 | 907.0674 | 0 | 0 | 712.2298 | 830.2388 | 1137.3021 | 1719.4467 | 2036.0224
0.83333 | 0.025438 | 0.016931 | 0.018929 | 0.023086 | 0.025265 | 0.027945 | 0.032646 | 0.034619 |  | 0.83333 | 1139.3729 | 1139.1963 | 1139.2805 | 1139.3304 | 1139.3628 | 1139.4244 | 1139.4861 | 1139.5643 |  | 0.83333 | 0 | 0 | 0 | 0 | 0 | 0 | 0 | 0 |  | 0.83333 | 0 | 0 | 0 | 0 | 0 | 0 | 0 | 0 |  | nov | 0.83333 | 1026.8253 | 1026.5013 | 1026.5013 | 1026.5013 | 1026.5974 | 1027.1512 | 1027.6569 | 1028.7297 |  | 0.83333 | 0.19984 | 0.012945 | 0.050131 | 0.14556 | 0.20571 | 0.2628 | 0.32844 | 0.39684 |  | 0.83333 | 506.3963 | 0 | 0 | 377.5319 | 439.7414 | 698.3862 | 1015.2465 | 1182.2451
0.91667 | 0.024157 | 0.013529 | 0.017075 | 0.021178 | 0.023861 | 0.027149 | 0.031833 | 0.036898 |  | 0.91667 | 1139.6537 | 1139.3387 | 1139.4951 | 1139.5938 | 1139.6279 | 1139.7385 | 1139.8369 | 1139.9856 |  | 0.91667 | 0 | 0 | 0 | 0 | 0 | 0 | 0 | 0 |  | 0.91667 | 0 | 0 | 0 | 0 | 0 | 0 | 0 | 0 |  | dec | 0.91667 | 1026.7704 | 1026.5006 | 1026.5006 | 1026.5006 | 1026.5487 | 1026.8324 | 1028.0231 | 1029.1625 |  | 0.91667 | 0.22066 | 0.010714 | 0.055188 | 0.15978 | 0.23555 | 0.27866 | 0.36986 | 0.39445 |  | 0.91667 | 413.627 | 0 | 0 | 314.1066 | 381.0482 | 513.5028 | 741.5369 | 2011.6263
1 | 0.02695 | 0.012317 | 0.020512 | 0.023791 | 0.026804 | 0.029944 | 0.035096 | 0.03781 |  | 1 | 1139.8536 | 1139.444 | 1139.6423 | 1139.7684 | 1139.8271 | 1139.9517 | 1140.0854 | 1140.2861 |  | 1 | 0 | 0 | 0 | 0 | 0 | 0 | 0 | 0 |  | 1 | 0 | 0 | 0 | 0 | 0 | 0 | 0 | 0 |  | jan | 1 | 1026.7413 | 1026.5004 | 1026.5004 | 1026.5004 | 1026.5243 | 1026.6663 | 1027.9624 | 1029.4153 |  | 1 | 0.28127 | 0.046596 | 0.10084 | 0.20103 | 0.27307 | 0.35879 | 0.46525 | 0.50055 |  | 1 | 372.4042 | 0 | 132.9689 | 270.8916 | 316.0334 | 396.3748 | 954.0544 | 2085.0175
1.0833 | 0.027007 | 0.018336 | 0.019462 | 0.023842 | 0.026947 | 0.029779 | 0.034637 | 0.039613 |  | 1.0833 | 1140.049 | 1139.6539 | 1139.8252 | 1139.9604 | 1140.0198 | 1140.1682 | 1140.2656 | 1140.4463 |  | 1.0833 | 0 | 0 | 0 | 0 | 0 | 0 | 0 | 0 |  | 1.0833 | 0 | 0 | 0 | 0 | 0 | 0 | 0 | 0 |  | feb | 1.0833 | 1026.6856 | 1026.5001 | 1026.5001 | 1026.5001 | 1026.5122 | 1026.5831 | 1027.9979 | 1029.3314 |  | 1.0833 | 0.21636 | 0.0041224 | 0.038084 | 0.14239 | 0.20549 | 0.29437 | 0.41035 | 0.57855 |  | 1.0833 | 207.6273 | 0 | 0 | 165.0877 | 196.7031 | 238.166 | 394.7456 | 1628.0304
1.1667 | 0.028968 | 0.013048 | 0.019005 | 0.023964 | 0.029128 | 0.033477 | 0.040202 | 0.047342 |  | 1.1667 | 1140.2052 | 1139.8207 | 1139.9559 | 1140.1113 | 1140.1917 | 1140.3171 | 1140.4475 | 1140.5878 |  | 1.1667 | 0 | 0 | 0 | 0 | 0 | 0 | 0 | 0 |  | 1.1667 | 0 | 0 | 0 | 0 | 0 | 0 | 0 | 0 |  | mar | 1.1667 | 1026.6764 | 1026.5001 | 1026.5001 | 1026.5001 | 1026.5061 | 1026.549 | 1027.375 | 1029.4634 |  | 1.1667 | 0.22318 | 0.00038618 | 0.057938 | 0.13955 | 0.21496 | 0.30145 | 0.40011 | 0.57177 |  | 1.1667 | 197.9296 | 0 | 0 | 156.7294 | 194.5505 | 230.822 | 343.8597 | 1621.0432
1.25 | 0.028011 | 0.017319 | 0.020762 | 0.024965 | 0.027958 | 0.030386 | 0.035914 | 0.039554 |  | 1.25 | 1140.3596 | 1140.0034 | 1140.0422 | 1140.2524 | 1140.3588 | 1140.4771 | 1140.6528 | 1140.7196 |  | 1.25 | 0 | 0 | 0 | 0 | 0 | 0 | 0 | 0 |  | 1.25 | 0 | 0 | 0 | 0 | 0 | 0 | 0 | 0 |  | apr | 1.25 | 1026.6712 | 1026.5 | 1026.5 | 1026.5 | 1026.5031 | 1026.5275 | 1027.5243 | 1029.4855 |  | 1.25 | 0.19463 | 0.00032655 | 0.023382 | 0.10344 | 0.18278 | 0.26968 | 0.38784 | 0.5654 |  | 1.25 | 180.1114 | 0 | 0 | 147.2222 | 195.3544 | 237.9144 | 304.071 | 953.2566
1.3333 | 0.033655 | 0.0072784 | 0.0084048 | 0.021201 | 0.032377 | 0.043202 | 0.062709 | 0.06812 |  | 1.3333 | 1140.4723 | 1140.085 | 1140.1504 | 1140.3235 | 1140.4915 | 1140.5975 | 1140.8079 | 1140.8478 |  | 1.3333 | 5878.9996 | 4215.2386 | 5389.4389 | 5884.4345 | 6000 | 6000 | 6000 | 6000 |  | 1.3333 | 0.2 | 0.2 | 0.2 | 0.2 | 0.2 | 0.2 | 0.2 | 0.2 |  | may | 1.3333 | 1026.6937 | 1026.5 | 1026.5 | 1026.5 | 1026.5016 | 1026.6783 | 1027.5504 | 1029.4534 |  | 1.3333 | 0.12588 | 1.2605e-06 | 0.00052121 | 0.028034 | 0.10376 | 0.19744 | 0.31181 | 0.45918 |  | 1.3333 | 5680.6171 | 2030.6099 | 3565.5992 | 3938.5505 | 6808.9078 | 7223.8314 | 7242.7444 | 7267.7643
1.4167 | 0.027638 | 0.012265 | 0.015552 | 0.021086 | 0.027767 | 0.032983 | 0.043958 | 0.050612 |  | 1.4167 | 1139.2776 | 1138.906 | 1138.9061 | 1138.9385 | 1139.2399 | 1139.5535 | 1139.7788 | 1140.1256 |  | 1.4167 | 4509.7755 | 2170.2479 | 2741.1531 | 3739.5235 | 4340.0641 | 5838.4024 | 6000 | 6000 |  | 1.4167 | 0.2 | 0.2 | 0.2 | 0.2 | 0.2 | 0.2 | 0.2 | 0.2 |  | jun | 1.4167 | 1027.8822 | 1026.5 | 1026.5 | 1026.5 | 1026.5061 | 1029.4462 | 1029.4481 | 1029.4481 |  | 1.4167 | 0.15755 | 0.085819 | 0.11162 | 0.12671 | 0.14901 | 0.18359 | 0.23919 | 0.28925 |  | 1.4167 | 6471.2936 | 3661.9642 | 4111.8657 | 5483.2604 | 6605.5181 | 7231.7787 | 8908.0895 | 8945.0379
1.5 | 0.02904 | 0.015437 | 0.019481 | 0.025358 | 0.029692 | 0.032827 | 0.037662 | 0.048096 |  | 1.5 | 1138.9478 | 1138.8878 | 1138.8879 | 1138.8882 | 1138.8885 | 1138.8885 | 1139.2362 | 1139.7211 |  | 1.5 | 3503.2873 | 2205.1147 | 2708.6281 | 3040.4985 | 3307.0619 | 3766.5836 | 5265.8236 | 6000 |  | 1.5 | 0.2 | 0.2 | 0.2 | 0.2 | 0.2 | 0.2 | 0.2 | 0.2 |  | jul | 1.5 | 1027.2578 | 1026.5 | 1026.5 | 1026.5 | 1026.5034 | 1028.014 | 1028.0149 | 1029.4376 |  | 1.5 | 0.16008 | 0.07334 | 0.089091 | 0.13131 | 0.16154 | 0.19099 | 0.24009 | 0.25952 |  | 1.5 | 4830.5533 | 854.1138 | 2093.8614 | 4266.996 | 5008.532 | 5455.7912 | 6771.3321 | 7424.6419
1.5833 | 0.023197 | 0.0083702 | 0.013106 | 0.018931 | 0.023364 | 0.027818 | 0.033854 | 0.038339 |  | 1.5833 | 1138.9113 | 1138.8988 | 1138.9011 | 1138.9022 | 1138.9022 | 1138.9022 | 1138.9022 | 1139.2506 |  | 1.5833 | 1861.4226 | 874.0798 | 1303.6873 | 1604.977 | 1808.442 | 2152.6878 | 2549.9136 | 3644.5312 |  | 1.5833 | 0.2 | 0.2 | 0.2 | 0.2 | 0.2 | 0.2 | 0.2 | 0.2 |  | aug | 1.5833 | 1027.1488 | 1026.5 | 1026.5 | 1026.5002 | 1027.2614 | 1027.2679 | 1029.4452 | 1029.4453 |  | 1.5833 | 0.14964 | 0.0068215 | 0.059506 | 0.10916 | 0.15245 | 0.18684 | 0.24045 | 0.31305 |  | 1.5833 | 2655.7726 | 0 | 0 | 2162.821 | 2825.5379 | 3571.2233 | 4937.6581 | 6585.0236
1.6667 | 0.025406 | 0.018888 | 0.020086 | 0.023894 | 0.025453 | 0.027362 | 0.030354 | 0.0314 |  | 1.6667 | 1138.9279 | 1138.9218 | 1138.9279 | 1138.9281 | 1138.9281 | 1138.9281 | 1138.9281 | 1138.9281 |  | 1.6667 | 1295.5638 | 600.8655 | 819.7109 | 1145.6386 | 1252.4083 | 1494.9229 | 1830.7728 | 1969.8885 |  | 1.6667 | 0.2 | 0.2 | 0.2 | 0.2 | 0.2 | 0.2 | 0.2 | 0.2 |  | sep | 1.6667 | 1027.3768 | 1026.5 | 1026.5 | 1026.5001 | 1026.8896 | 1028.0133 | 1029.4545 | 1029.4597 |  | 1.6667 | 0.19935 | 0.090681 | 0.12224 | 0.17328 | 0.20807 | 0.22881 | 0.26277 | 0.30563 |  | 1.6667 | 2852.7201 | 1153.4435 | 1781.651 | 2276.9365 | 2709.0464 | 3278.392 | 4283.1768 | 4906.4108
1.75 | 0.022798 | 0.015609 | 0.017856 | 0.020709 | 0.022454 | 0.024716 | 0.029101 | 0.033956 |  | 1.75 | 1138.972 | 1138.9613 | 1138.9719 | 1138.9723 | 1138.9723 | 1138.9723 | 1138.9723 | 1138.9723 |  | 1.75 | 0 | 0 | 0 | 0 | 0 | 0 | 0 | 0 |  | 1.75 | 0 | 0 | 0 | 0 | 0 | 0 | 0 | 0 |  | oct | 1.75 | 1026.98 | 1026.5 | 1026.5 | 1026.5 | 1026.6948 | 1027.2672 | 1028.0181 | 1029.478 |  | 1.75 | 0.19165 | 0.0092496 | 0.064644 | 0.14506 | 0.1898 | 0.23829 | 0.30854 | 0.36444 |  | 1.75 | 930.913 | 0 | 0 | 712.6137 | 848.2107 | 1188.6546 | 1662.4258 | 2458.7084
1.8333 | 0.025091 | 0.016849 | 0.018495 | 0.022993 | 0.025209 | 0.027112 | 0.030492 | 0.034868 |  | 1.8333 | 1139.3699 | 1139.1958 | 1139.2799 | 1139.3282 | 1139.3562 | 1139.4221 | 1139.4883 | 1139.5647 |  | 1.8333 | 0 | 0 | 0 | 0 | 0 | 0 | 0 | 0 |  | 1.8333 | 0 | 0 | 0 | 0 | 0 | 0 | 0 | 0 |  | nov | 1.8333 | 1026.8364 | 1026.5 | 1026.5 | 1026.5002 | 1026.5974 | 1027.1335 | 1027.5051 | 1029.4968 |  | 1.8333 | 0.17853 | 0.011029 | 0.064339 | 0.13966 | 0.18032 | 0.21799 | 0.29223 | 0.33191 |  | 1.8333 | 514.7405 | 0 | 0 | 380.6306 | 457.8046 | 719.1179 | 919.0362 | 1258.6641
1.9167 | 0.023271 | 0.012956 | 0.017217 | 0.020945 | 0.023464 | 0.025724 | 0.028767 | 0.031759 |  | 1.9167 | 1139.6483 | 1139.338 | 1139.4921 | 1139.5924 | 1139.6252 | 1139.7383 | 1139.8418 | 1139.9862 |  | 1.9167 | 0 | 0 | 0 | 0 | 0 | 0 | 0 | 0 |  | 1.9167 | 0 | 0 | 0 | 0 | 0 | 0 | 0 | 0 |  | dec | 1.9167 | 1026.7712 | 1026.5 | 1026.5 | 1026.5001 | 1026.5513 | 1026.8347 | 1027.8861 | 1029.5 |  | 1.9167 | 0.18165 | 0.0086901 | 0.079207 | 0.13075 | 0.18238 | 0.22374 | 0.29694 | 0.35024 |  | 1.9167 | 399.0752 | 0 | 0 | 297.8239 | 359.5165 | 528.1328 | 685.3631 | 1245.2345
2 | 0.025861 | 0.017363 | 0.020097 | 0.023418 | 0.025875 | 0.027963 | 0.031741 | 0.039254 |  | 2 | 1139.8457 | 1139.4429 | 1139.644 | 1139.7622 | 1139.8203 | 1139.9514 | 1140.094 | 1140.2869 |  | 2 | 0 | 0 | 0 | 0 | 0 | 0 | 0 | 0 |  | 2 | 0 | 0 | 0 | 0 | 0 | 0 | 0 | 0 |  | jan | 2 | 1026.7511 | 1026.5 | 1026.5 | 1026.5 | 1026.5256 | 1026.6664 | 1028.1646 | 1029.5 |  | 2 | 0.22366 | 0.045483 | 0.10657 | 0.18201 | 0.22676 | 0.27143 | 0.33841 | 0.40747 |  | 2 | 414.2405 | 0 | 217.5057 | 272.9173 | 321.3541 | 392.3406 | 1092.3447 | 1998.6149
2.0833 | 0.025551 | 0.018766 | 0.019521 | 0.023157 | 0.025318 | 0.027738 | 0.033083 | 0.038578 |  | 2.0833 | 1140.0404 | 1139.6522 | 1139.8131 | 1139.943 | 1140.0215 | 1140.1633 | 1140.2722 | 1140.447 |  | 2.0833 | 0 | 0 | 0 | 0 | 0 | 0 | 0 | 0 |  | 2.0833 | 0 | 0 | 0 | 0 | 0 | 0 | 0 | 0 |  | feb | 2.0833 | 1026.6584 | 1026.5 | 1026.5 | 1026.5 | 1026.5129 | 1026.5842 | 1027.6729 | 1028.4045 |  | 2.0833 | 0.15225 | 3.3654e-05 | 0.0098947 | 0.10214 | 0.15073 | 0.20753 | 0.29221 | 0.37376 |  | 2.0833 | 184.9624 | 0 | 0 | 158.4692 | 193.8958 | 225.148 | 300.1774 | 1067.3897
2.1667 | 0.028468 | 0.015081 | 0.017893 | 0.025619 | 0.028669 | 0.031896 | 0.036884 | 0.046831 |  | 2.1667 | 1140.1976 | 1139.8185 | 1139.9583 | 1140.0889 | 1140.1914 | 1140.3206 | 1140.4431 | 1140.5886 |  | 2.1667 | 0 | 0 | 0 | 0 | 0 | 0 | 0 | 0 |  | 2.1667 | 0 | 0 | 0 | 0 | 0 | 0 | 0 | 0 |  | mar | 2.1667 | 1026.6694 | 1026.5 | 1026.5 | 1026.5 | 1026.5104 | 1026.6437 | 1027.6222 | 1028.5836 |  | 2.1667 | 0.15689 | 0.00038993 | 0.0037933 | 0.10012 | 0.15455 | 0.21309 | 0.29586 | 0.36528 |  | 2.1667 | 169.9935 | 0 | 0 | 0 | 182.9503 | 230.7154 | 337.6051 | 758.7196
2.25 | 0.026498 | 0.017165 | 0.02128 | 0.024102 | 0.026895 | 0.028674 | 0.031652 | 0.033625 |  | 2.25 | 1140.3531 | 1140.0005 | 1140.054 | 1140.2312 | 1140.3623 | 1140.4796 | 1140.6475 | 1140.7205 |  | 2.25 | 0 | 0 | 0 | 0 | 0 | 0 | 0 | 0 |  | 2.25 | 0 | 0 | 0 | 0 | 0 | 0 | 0 | 0 |  | apr | 2.25 | 1026.6892 | 1026.5 | 1026.5 | 1026.5 | 1026.5125 | 1026.6904 | 1027.6819 | 1028.7546 |  | 2.25 | 0.14117 | 0.00049231 | 0.0052922 | 0.078511 | 0.14552 | 0.19216 | 0.28973 | 0.37826 |  | 2.25 | 145.3374 | 0 | 0 | 0 | 181.8926 | 229.7398 | 292.0424 | 478.2475
2.3333 | 0.027923 | 0.0077573 | 0.0090504 | 0.017557 | 0.02477 | 0.037629 | 0.052228 | 0.070124 |  | 2.3333 | 1140.4671 | 1140.0773 | 1140.1362 | 1140.3201 | 1140.4866 | 1140.6038 | 1140.7981 | 1140.8438 |  | 2.3333 | 5869.4886 | 4187.2239 | 5480.7799 | 5898.296 | 6000 | 6000 | 6000 | 6000 |  | 2.3333 | 0.2 | 0.2 | 0.2 | 0.2 | 0.2 | 0.2 | 0.2 | 0.2 |  | may | 2.3333 | 1026.7405 | 1026.5 | 1026.5 | 1026.5015 | 1026.511 | 1026.809 | 1027.8884 | 1028.9202 |  | 2.3333 | 0.077298 | 0.00052932 | 0.00059937 | 0.012794 | 0.073055 | 0.1206 | 0.21658 | 0.3245 |  | 2.3333 | 5072.7241 | 2045.2399 | 3403.5892 | 3808.6274 | 4331.5694 | 7215.134 | 7237.7599 | 7297.6057
2.4167 | 0.027267 | 0.011437 | 0.016458 | 0.019776 | 0.024638 | 0.035045 | 0.042585 | 0.05542 |  | 2.4167 | 1139.2722 | 1138.9061 | 1138.9061 | 1138.9064 | 1139.2275 | 1139.5559 | 1139.7743 | 1140.1191 |  | 2.4167 | 4506.7852 | 2165.5409 | 2746.8906 | 3651.263 | 4380.8907 | 5877.5487 | 6000 | 6000 |  | 2.4167 | 0.2 | 0.2 | 0.2 | 0.2 | 0.2 | 0.2 | 0.2 | 0.2 |  | jun | 2.4167 | 1028.4539 | 1026.5 | 1026.5 | 1026.5031 | 1029.4432 | 1029.4479 | 1029.4481 | 1029.4481 |  | 2.4167 | 0.15224 | 0.052195 | 0.10193 | 0.12683 | 0.14531 | 0.17502 | 0.21852 | 0.2588 |  | 2.4167 | 6774.1168 | 3385.1247 | 4199.9223 | 5836.1024 | 6768.2159 | 7648.7383 | 8909.9072 | 8944.9812
2.5 | 0.029411 | 0.011733 | 0.021852 | 0.025413 | 0.029553 | 0.033081 | 0.037292 | 0.046134 |  | 2.5 | 1138.9518 | 1138.8878 | 1138.8879 | 1138.8882 | 1138.8885 | 1138.8885 | 1139.2733 | 1139.713 |  | 2.5 | 3520.5757 | 2201.8646 | 2704.5057 | 3051.2427 | 3296.4386 | 3770.963 | 5246.4297 | 6000 |  | 2.5 | 0.2 | 0.2 | 0.2 | 0.2 | 0.2 | 0.2 | 0.2 | 0.2 |  | jul | 2.5 | 1027.5711 | 1026.5 | 1026.5 | 1026.5015 | 1028.0125 | 1028.0148 | 1028.1368 | 1029.4376 |  | 2.5 | 0.15649 | 0.060236 | 0.10497 | 0.12842 | 0.15679 | 0.18625 | 0.21844 | 0.237 |  | 2.5 | 5224.2942 | 1192.3847 | 3471.8903 | 4597.7053 | 5357.1671 | 5629.877 | 7091.1003 | 8155.4909
2.5833 | 0.022825 | 0.0076786 | 0.0086613 | 0.017809 | 0.02345 | 0.028 | 0.033546 | 0.036286 |  | 2.5833 | 1138.9119 | 1138.8988 | 1138.9019 | 1138.9022 | 1138.9022 | 1138.9022 | 1138.9022 | 1139.2416 |  | 2.5833 | 1862.4883 | 870.4517 | 1306.0239 | 1574.8527 | 1795.4981 | 2162.2591 | 2548.0546 | 3613.5577 |  | 2.5833 | 0.2 | 0.2 | 0.2 | 0.2 | 0.2 | 0.2 | 0.2 | 0.2 |  | aug | 2.5833 | 1027.1482 | 1026.5 | 1026.5 | 1026.5012 | 1027.267 | 1027.2679 | 1027.9958 | 1029.4453 |  | 2.5833 | 0.14491 | 0.00080456 | 0.034333 | 0.087045 | 0.15095 | 0.19023 | 0.24875 | 0.28504 |  | 2.5833 | 2480.4756 | 0 | 0 | 977.0841 | 2886.7251 | 3470.2906 | 4429.8345 | 5566.2399
2.6667 | 0.025441 | 0.01789 | 0.020769 | 0.023015 | 0.025271 | 0.02797 | 0.030615 | 0.033464 |  | 2.6667 | 1138.9279 | 1138.9218 | 1138.9279 | 1138.9281 | 1138.9281 | 1138.9281 | 1138.9281 | 1138.9281 |  | 2.6667 | 1295.7622 | 596.7553 | 818.0559 | 1141.0513 | 1229.5151 | 1492.6414 | 1844.9374 | 1965.9673 |  | 2.6667 | 0.2 | 0.2 | 0.2 | 0.2 | 0.2 | 0.2 | 0.2 | 0.2 |  | sep | 2.6667 | 1027.5387 | 1026.5 | 1026.5 | 1026.8877 | 1026.8898 | 1028.9313 | 1029.4545 | 1029.4597 |  | 2.6667 | 0.19467 | 0.082142 | 0.10698 | 0.14594 | 0.20481 | 0.22934 | 0.26577 | 0.28453 |  | 2.6667 | 2928.2211 | 1012.6209 | 1898.1098 | 2320.9875 | 2796.0191 | 3440.6174 | 4423.6658 | 4589.9045
2.75 | 0.023518 | 0.012238 | 0.017376 | 0.021297 | 0.02341 | 0.025997 | 0.028927 | 0.032416 |  | 2.75 | 1138.972 | 1138.9612 | 1138.9723 | 1138.9723 | 1138.9723 | 1138.9723 | 1138.9723 | 1138.9723 |  | 2.75 | 0 | 0 | 0 | 0 | 0 | 0 | 0 | 0 |  | 2.75 | 0 | 0 | 0 | 0 | 0 | 0 | 0 | 0 |  | oct | 2.75 | 1027.082 | 1026.5 | 1026.5 | 1026.6938 | 1026.6948 | 1027.7875 | 1028.0183 | 1029.4786 |  | 2.75 | 0.21309 | 0.042448 | 0.085572 | 0.15962 | 0.21138 | 0.26838 | 0.35465 | 0.47632 |  | 2.75 | 1000.8527 | 0 | 0 | 773.5184 | 896.3799 | 1333.8985 | 1715.592 | 2442.1905
2.8333 | 0.02558 | 0.017816 | 0.019106 | 0.023786 | 0.025739 | 0.027474 | 0.031066 | 0.033862 |  | 2.8333 | 1139.3698 | 1139.1947 | 1139.2798 | 1139.3264 | 1139.3479 | 1139.4241 | 1139.4917 | 1139.5637 |  | 2.8333 | 0 | 0 | 0 | 0 | 0 | 0 | 0 | 0 |  | 2.8333 | 0 | 0 | 0 | 0 | 0 | 0 | 0 | 0 |  | nov | 2.8333 | 1026.8765 | 1026.5 | 1026.5 | 1026.5969 | 1026.5974 | 1027.1823 | 1028.0295 | 1029.4968 |  | 2.8333 | 0.19573 | 0.044239 | 0.082286 | 0.14903 | 0.19529 | 0.24748 | 0.31418 | 0.44743 |  | 2.8333 | 553.9572 | 0 | 0 | 413.1359 | 466.2773 | 726.2546 | 1001.1406 | 1251.8205
2.9167 | 0.022969 | 0.012184 | 0.016838 | 0.02015 | 0.023367 | 0.025515 | 0.028739 | 0.03219 |  | 2.9167 | 1139.6484 | 1139.3362 | 1139.4913 | 1139.5776 | 1139.615 | 1139.7385 | 1139.8452 | 1139.9844 |  | 2.9167 | 0 | 0 | 0 | 0 | 0 | 0 | 0 | 0 |  | 2.9167 | 0 | 0 | 0 | 0 | 0 | 0 | 0 | 0 |  | dec | 2.9167 | 1026.778 | 1026.5 | 1026.5 | 1026.5485 | 1026.5487 | 1026.8724 | 1027.7463 | 1029.5 |  | 2.9167 | 0.19152 | 0.047828 | 0.07362 | 0.14748 | 0.19104 | 0.23748 | 0.30324 | 0.44252 |  | 2.9167 | 418.5275 | 0 | 0 | 326.6988 | 441.715 | 535.5074 | 696.458 | 738.6231
3 | 0.025616 | 0.014567 | 0.019717 | 0.023415 | 0.025752 | 0.027857 | 0.030909 | 0.037556 |  | 3 | 1139.8475 | 1139.4402 | 1139.644 | 1139.7578 | 1139.814 | 1139.9548 | 1140.0975 | 1140.2847 |  | 3 | 0 | 0 | 0 | 0 | 0 | 0 | 0 | 0 |  | 3 | 0 | 0 | 0 | 0 | 0 | 0 | 0 | 0 |  | jan | 3 | 1026.7425 | 1026.5 | 1026.5 | 1026.5242 | 1026.5244 | 1026.6862 | 1028.0907 | 1029.5 |  | 3 | 0.225 | 0.072394 | 0.099583 | 0.18293 | 0.22355 | 0.27257 | 0.32714 | 0.46876 |  | 3 | 365.8934 | 0 | 166.0014 | 279.5341 | 329.2463 | 399.3145 | 570.3457 | 1923.4749
3.0833 | 0.025001 | 0.016765 | 0.018794 | 0.02213 | 0.025092 | 0.027699 | 0.030797 | 0.03554 |  | 3.0833 | 1140.0439 | 1139.6478 | 1139.8115 | 1139.9492 | 1140.0226 | 1140.1628 | 1140.2756 | 1140.4445 |  | 3.0833 | 0 | 0 | 0 | 0 | 0 | 0 | 0 | 0 |  | 3.0833 | 0 | 0 | 0 | 0 | 0 | 0 | 0 | 0 |  | feb | 3.0833 | 1026.6912 | 1026.5 | 1026.5 | 1026.5121 | 1026.5122 | 1026.5931 | 1027.913 | 1029.5 |  | 3.0833 | 0.15424 | 0.00046637 | 0.022266 | 0.084464 | 0.13866 | 0.20437 | 0.31537 | 0.44551 |  | 3.0833 | 148.3059 | 0 | 0 | 0 | 188.413 | 228.9342 | 273.2465 | 561.7546
3.1667 | 0.028688 | 0.012041 | 0.018898 | 0.025368 | 0.028761 | 0.032041 | 0.038783 | 0.040647 |  | 3.1667 | 1140.201 | 1139.813 | 1139.9603 | 1140.0927 | 1140.1887 | 1140.3264 | 1140.4478 | 1140.5857 |  | 3.1667 | 0 | 0 | 0 | 0 | 0 | 0 | 0 | 0 |  | 3.1667 | 0 | 0 | 0 | 0 | 0 | 0 | 0 | 0 |  | mar | 3.1667 | 1026.7353 | 1026.5 | 1026.5 | 1026.5061 | 1026.5104 | 1026.7012 | 1028.1902 | 1029.5 |  | 3.1667 | 0.15971 | 0.00031447 | 0.022627 | 0.089568 | 0.16305 | 0.22461 | 0.32389 | 0.36237 |  | 3.1667 | 160.7486 | 0 | 0 | 0 | 182.2465 | 215.5294 | 312.8352 | 1207.5165
3.25 | 0.026642 | 0.017452 | 0.019449 | 0.023698 | 0.026815 | 0.029385 | 0.032837 | 0.036427 |  | 3.25 | 1140.3574 | 1139.9935 | 1140.049 | 1140.248 | 1140.353 | 1140.4888 | 1140.6531 | 1140.7172 |  | 3.25 | 0 | 0 | 0 | 0 | 0 | 0 | 0 | 0 |  | 3.25 | 0 | 0 | 0 | 0 | 0 | 0 | 0 | 0 |  | apr | 3.25 | 1026.7652 | 1026.5 | 1026.5 | 1026.5031 | 1026.5154 | 1026.8281 | 1027.9419 | 1029.4916 |  | 3.25 | 0.1344 | 0.00036659 | 0.00056923 | 0.060938 | 0.12771 | 0.19561 | 0.28166 | 0.37201 |  | 3.25 | 143.3201 | 0 | 0 | 0 | 189.68 | 221.4804 | 282.5026 | 436.8214
3.3333 | 0.028631 | 0.007759 | 0.0090787 | 0.016261 | 0.026675 | 0.038544 | 0.056426 | 0.066499 |  | 3.3333 | 1140.4719 | 1140.0908 | 1140.1506 | 1140.3289 | 1140.4916 | 1140.6074 | 1140.7966 | 1140.8452 |  | 3.3333 | 5883.4415 | 4236.899 | 5366.5225 | 6000 | 6000 | 6000 | 6000 | 6000 |  | 3.3333 | 0.2 | 0.2 | 0.2 | 0.2 | 0.2 | 0.2 | 0.2 | 0.2 |  | may | 3.3333 | 1026.8147 | 1026.5 | 1026.5 | 1026.5015 | 1026.5122 | 1026.9641 | 1028.1097 | 1029.4537 |  | 3.3333 | 0.077036 | 0.00045452 | 0.0005714 | 0.011585 | 0.053604 | 0.12645 | 0.21056 | 0.28788 |  | 3.3333 | 5212.5458 | 2190.96 | 3576.187 | 3836.2085 | 4452.04 | 7213.9106 | 7236.9073 | 7266.8663
3.4167 | 0.028902 | 0.011639 | 0.015855 | 0.022128 | 0.029413 | 0.034618 | 0.04385 | 0.050883 |  | 3.4167 | 1139.2751 | 1138.906 | 1138.9061 | 1138.9631 | 1139.2212 | 1139.5598 | 1139.7725 | 1140.1216 |  | 3.4167 | 4533.1997 | 2173.8866 | 2738.3958 | 3769.0113 | 4433.4199 | 5864.1191 | 6000 | 6000 |  | 3.4167 | 0.2 | 0.2 | 0.2 | 0.2 | 0.2 | 0.2 | 0.2 | 0.2 |  | jun | 3.4167 | 1028.4432 | 1026.5 | 1026.5 | 1026.5007 | 1029.443 | 1029.4473 | 1029.4481 | 1029.4481 |  | 3.4167 | 0.1544 | 0.081141 | 0.10409 | 0.12639 | 0.14714 | 0.17361 | 0.22913 | 0.26581 |  | 3.4167 | 6799.4572 | 0 | 4097.7402 | 5779.8617 | 6931.1101 | 7906.3204 | 8915.5663 | 8945.0379
3.5 | 0.029814 | 0.011685 | 0.019853 | 0.025625 | 0.030254 | 0.033703 | 0.040467 | 0.04636 |  | 3.5 | 1138.9476 | 1138.8878 | 1138.8879 | 1138.8882 | 1138.8884 | 1138.8885 | 1139.2633 | 1139.7161 |  | 3.5 | 3522.8252 | 2207.6278 | 2703.8998 | 3069.0433 | 3330.2426 | 3771.9885 | 5238.6464 | 6000 |  | 3.5 | 0.2 | 0.2 | 0.2 | 0.2 | 0.2 | 0.2 | 0.2 | 0.2 |  | jul | 3.5 | 1027.5556 | 1026.5 | 1026.5 | 1026.5004 | 1028.0122 | 1028.0145 | 1028.0149 | 1029.4265 |  | 3.5 | 0.16476 | 0.073316 | 0.098317 | 0.1356 | 0.16332 | 0.19199 | 0.2388 | 0.27796 |  | 3.5 | 5205.0374 | 1405.8378 | 3051.1515 | 4613.3556 | 5259.5585 | 5585.3102 | 7305.0769 | 8155.3209
3.5833 | 0.022782 | 0.0076532 | 0.012128 | 0.017119 | 0.023296 | 0.027492 | 0.033397 | 0.040185 |  | 3.5833 | 1138.9113 | 1138.9014 | 1138.902 | 1138.9022 | 1138.9022 | 1138.9022 | 1138.9022 | 1139.245 |  | 3.5833 | 1864.6595 | 876.8853 | 1302.6169 | 1641.849 | 1801.5955 | 2145.3081 | 2547.0716 | 3625.1607 |  | 3.5833 | 0.2 | 0.2 | 0.2 | 0.2 | 0.2 | 0.2 | 0.2 | 0.2 |  | aug | 3.5833 | 1027.1536 | 1026.5 | 1026.5 | 1026.5002 | 1027.2666 | 1027.2679 | 1028.0038 | 1029.4453 |  | 3.5833 | 0.14237 | 0.0038769 | 0.03476 | 0.099256 | 0.13661 | 0.17903 | 0.26728 | 0.31411 |  | 3.5833 | 2532.6831 | 0 | 0 | 1763.1396 | 2989.6259 | 3432.9592 | 4259.2637 | 5239.7593
3.6667 | 0.025007 | 0.018172 | 0.020724 | 0.022986 | 0.024927 | 0.026767 | 0.030399 | 0.031666 |  | 3.6667 | 1138.9281 | 1138.9279 | 1138.9281 | 1138.9281 | 1138.9281 | 1138.9281 | 1138.9281 | 1138.9281 |  | 3.6667 | 1307.6436 | 604.0441 | 817.2935 | 1149.7481 | 1253.3594 | 1492.9781 | 1840.2132 | 1967.4358 |  | 3.6667 | 0.2 | 0.2 | 0.2 | 0.2 | 0.2 | 0.2 | 0.2 | 0.2 |  | sep | 3.6667 | 1027.5113 | 1026.5 | 1026.5 | 1026.8887 | 1026.8898 | 1028.6188 | 1029.4545 | 1029.4597 |  | 3.6667 | 0.19388 | 0.08228 | 0.10879 | 0.15429 | 0.20083 | 0.22188 | 0.27996 | 0.30495 |  | 3.6667 | 2949.4025 | 1304.4448 | 1828.7637 | 2361.7285 | 2769.8755 | 3390.5025 | 4614.2432 | 4936.2253
3.75 | 0.022765 | 0.013787 | 0.01542 | 0.020421 | 0.023014 | 0.025405 | 0.028403 | 0.032299 |  | 3.75 | 1138.9723 | 1138.9723 | 1138.9723 | 1138.9723 | 1138.9723 | 1138.9723 | 1138.9723 | 1138.9723 |  | 3.75 | 0 | 0 | 0 | 0 | 0 | 0 | 0 | 0 |  | 3.75 | 0 | 0 | 0 | 0 | 0 | 0 | 0 | 0 |  | oct | 3.75 | 1027.0488 | 1026.5 | 1026.5 | 1026.6943 | 1026.6948 | 1027.5806 | 1028.0181 | 1029.4774 |  | 3.75 | 0.18999 | 0.036708 | 0.067757 | 0.13677 | 0.19874 | 0.23693 | 0.30873 | 0.35494 |  | 3.75 | 907.8737 | 0 | 0 | 729.3845 | 842.4077 | 1105.6808 | 1695.4572 | 2035.3212
3.8333 | 0.024629 | 0.01667 | 0.018731 | 0.022735 | 0.024822 | 0.026526 | 0.02997 | 0.03339 |  | 3.8333 | 1139.3728 | 1139.1967 | 1139.2791 | 1139.3325 | 1139.3628 | 1139.4224 | 1139.4894 | 1139.5641 |  | 3.8333 | 0 | 0 | 0 | 0 | 0 | 0 | 0 | 0 |  | 3.8333 | 0 | 0 | 0 | 0 | 0 | 0 | 0 | 0 |  | nov | 3.8333 | 1026.9278 | 1026.5 | 1026.5 | 1026.5972 | 1026.5974 | 1027.2639 | 1028.6042 | 1029.4968 |  | 3.8333 | 0.17514 | 0.04023 | 0.067831 | 0.12534 | 0.18068 | 0.21687 | 0.2829 | 0.31541 |  | 3.8333 | 506.8874 | 0 | 0 | 396.7047 | 452.364 | 676.9042 | 956.6567 | 1182.0865
3.9167 | 0.022824 | 0.014789 | 0.015565 | 0.020425 | 0.022978 | 0.025518 | 0.028485 | 0.029593 |  | 3.9167 | 1139.6532 | 1139.3395 | 1139.4896 | 1139.5923 | 1139.6346 | 1139.7373 | 1139.8409 | 1139.985 |  | 3.9167 | 0 | 0 | 0 | 0 | 0 | 0 | 0 | 0 |  | 3.9167 | 0 | 0 | 0 | 0 | 0 | 0 | 0 | 0 |  | dec | 3.9167 | 1026.8718 | 1026.5 | 1026.5 | 1026.5486 | 1026.5487 | 1026.8884 | 1028.9364 | 1029.5 |  | 3.9167 | 0.16919 | 0.039263 | 0.065782 | 0.12127 | 0.17486 | 0.21096 | 0.27765 | 0.30512 |  | 3.9167 | 388.5526 | 0 | 0 | 316.3072 | 365.6361 | 514.1895 | 693.0583 | 845.8692
4 | 0.024838 | 0.013125 | 0.016934 | 0.02281 | 0.02488 | 0.027487 | 0.030413 | 0.035272 |  | 4 | 1139.8531 | 1139.4449 | 1139.6404 | 1139.7701 | 1139.8263 | 1139.9561 | 1140.0928 | 1140.2854 |  | 4 | 0 | 0 | 0 | 0 | 0 | 0 | 0 | 0 |  | 4 | 0 | 0 | 0 | 0 | 0 | 0 | 0 | 0 |  | jan | 4 | 1026.8636 | 1026.5 | 1026.5 | 1026.5243 | 1026.5244 | 1026.6942 | 1029.188 | 1029.5 |  | 4 | 0.20063 | 0.067099 | 0.095767 | 0.15784 | 0.20954 | 0.24055 | 0.30203 | 0.32907 |  | 4 | 408.0488 | 0 | 166.0195 | 283.02 | 323.4429 | 392.8456 | 1307.1827 | 2181.9676
4.0833 | 0.024172 | 0.016275 | 0.018226 | 0.021212 | 0.024442 | 0.02732 | 0.030292 | 0.033664 |  | 4.0833 | 1140.0471 | 1139.6555 | 1139.8109 | 1139.9585 | 1140.0203 | 1140.1621 | 1140.2708 | 1140.4454 |  | 4.0833 | 0 | 0 | 0 | 0 | 0 | 0 | 0 | 0 |  | 4.0833 | 0 | 0 | 0 | 0 | 0 | 0 | 0 | 0 |  | feb | 4.0833 | 1026.7797 | 1026.5 | 1026.5 | 1026.5122 | 1026.5122 | 1026.597 | 1028.2866 | 1029.5 |  | 4.0833 | 0.12844 | 4.7138e-05 | 0.00055556 | 0.064358 | 0.13332 | 0.17505 | 0.2875 | 0.39348 |  | 4.0833 | 158.9462 | 0 | 0 | 0 | 188.6504 | 223.0451 | 270.9876 | 1264.7425
4.1667 | 0.028776 | 0.0093939 | 0.020346 | 0.025534 | 0.028273 | 0.031912 | 0.039038 | 0.04768 |  | 4.1667 | 1140.2035 | 1139.8226 | 1139.9565 | 1140.1042 | 1140.1902 | 1140.3271 | 1140.4338 | 1140.5868 |  | 4.1667 | 0 | 0 | 0 | 0 | 0 | 0 | 0 | 0 |  | 4.1667 | 0 | 0 | 0 | 0 | 0 | 0 | 0 | 0 |  | mar | 4.1667 | 1026.8136 | 1026.5 | 1026.5 | 1026.5061 | 1026.5093 | 1026.7347 | 1028.5386 | 1029.5 |  | 4.1667 | 0.13987 | 0.00044076 | 0.0048267 | 0.075397 | 0.14039 | 0.19987 | 0.28082 | 0.42769 |  | 4.1667 | 170.5759 | 0 | 0 | 0 | 177.9531 | 217.4764 | 290.5031 | 1859.7849
4.25 | 0.025826 | 0.015563 | 0.019991 | 0.023702 | 0.025781 | 0.027719 | 0.032693 | 0.034732 |  | 4.25 | 1140.358 | 1140.006 | 1140.0513 | 1140.249 | 1140.355 | 1140.4854 | 1140.6361 | 1140.7184 |  | 4.25 | 0 | 0 | 0 | 0 | 0 | 0 | 0 | 0 |  | 4.25 | 0 | 0 | 0 | 0 | 0 | 0 | 0 | 0 |  | apr | 4.25 | 1026.8329 | 1026.5 | 1026.5 | 1026.5031 | 1026.5146 | 1026.8947 | 1028.4036 | 1029.4915 |  | 4.25 | 0.11811 | 0.00022902 | 0.0005263 | 0.042885 | 0.1079 | 0.17479 | 0.27374 | 0.41848 |  | 4.25 | 116.7516 | 0 | 0 | 0 | 156.1277 | 212.6926 | 263.9159 | 332.8916
4.3333 | 0.031116 | 0.0078077 | 0.010061 | 0.022021 | 0.030359 | 0.040006 | 0.054904 | 0.079527 |  | 4.3333 | 1140.4708 | 1140.0891 | 1140.1445 | 1140.3247 | 1140.4926 | 1140.6079 | 1140.7944 | 1140.8433 |  | 4.3333 | 5870.3127 | 4230.5224 | 5421.5151 | 5885.7142 | 6000 | 6000 | 6000 | 6000 |  | 4.3333 | 0.2 | 0.2 | 0.2 | 0.2 | 0.2 | 0.2 | 0.2 | 0.2 |  | may | 4.3333 | 1026.9089 | 1026.5 | 1026.5 | 1026.5015 | 1026.5319 | 1027.0698 | 1028.5519 | 1029.4535 |  | 4.3333 | 0.062037 | 5.3946e-06 | 0.00056508 | 0.0007171 | 0.040484 | 0.10383 | 0.19397 | 0.3256 |  | 4.3333 | 5095.8969 | 2147.0427 | 3555.2126 | 3834.8509 | 4478.9579 | 6876.2285 | 7236.9191 | 7267.7001
4.4167 | 0.030166 | 0.015215 | 0.017602 | 0.023758 | 0.030156 | 0.036196 | 0.043506 | 0.05906 |  | 4.4167 | 1139.2706 | 1138.906 | 1138.9061 | 1138.9064 | 1139.2145 | 1139.5732 | 1139.7781 | 1140.1183 |  | 4.4167 | 4494.2875 | 2172.816 | 2744.3449 | 3762.4713 | 4400.1915 | 5848.1126 | 6000 | 6000 |  | 4.4167 | 0.2 | 0.2 | 0.2 | 0.2 | 0.2 | 0.2 | 0.2 | 0.2 |  | jun | 4.4167 | 1028.6144 | 1026.5 | 1026.5 | 1026.5044 | 1029.4429 | 1029.447 | 1029.4481 | 1029.4481 |  | 4.4167 | 0.14751 | 0.081569 | 0.10545 | 0.12473 | 0.1424 | 0.16319 | 0.20689 | 0.2582 |  | 4.4167 | 6824.1472 | 691.923 | 3801.4256 | 5934.5008 | 6816.3184 | 7643.2332 | 8916.9315 | 8941.3259
4.5 | 0.028993 | 0.016718 | 0.018948 | 0.025036 | 0.028849 | 0.032895 | 0.037891 | 0.04578 |  | 4.5 | 1138.9467 | 1138.8878 | 1138.8879 | 1138.8882 | 1138.8884 | 1138.8885 | 1139.2805 | 1139.712 |  | 4.5 | 3497.9813 | 2206.8883 | 2708.0237 | 3038.0128 | 3309.0511 | 3776.0854 | 5262.0304 | 6000 |  | 4.5 | 0.2 | 0.2 | 0.2 | 0.2 | 0.2 | 0.2 | 0.2 | 0.2 |  | jul | 4.5 | 1027.6746 | 1026.5 | 1026.5 | 1026.5028 | 1028.0122 | 1028.0148 | 1028.0149 | 1029.4376 |  | 4.5 | 0.15648 | 0.06323 | 0.099709 | 0.12996 | 0.15453 | 0.18057 | 0.20976 | 0.28082 |  | 4.5 | 5231.8819 | 854.2802 | 3029.6298 | 4761.2378 | 5356.5123 | 5646.6577 | 7221.1436 | 8250.7692
4.5833 | 0.022918 | 0.0078029 | 0.00934 | 0.018554 | 0.024082 | 0.028659 | 0.033095 | 0.035973 |  | 4.5833 | 1138.9104 | 1138.8988 | 1138.9019 | 1138.9022 | 1138.9022 | 1138.9022 | 1138.9022 | 1139.2405 |  | 4.5833 | 1844.2335 | 876.0595 | 1299.8108 | 1553.4533 | 1794.4575 | 2150.2315 | 2550.0277 | 3609.6944 |  | 4.5833 | 0.2 | 0.2 | 0.2 | 0.2 | 0.2 | 0.2 | 0.2 | 0.2 |  | aug | 4.5833 | 1027.2266 | 1026.5 | 1026.5002 | 1027.2607 | 1027.2667 | 1027.2679 | 1028.0094 | 1029.4453 |  | 4.5833 | 0.14779 | 0.0041659 | 0.045634 | 0.10096 | 0.15002 | 0.18493 | 0.24864 | 0.35664 |  | 4.5833 | 2633.0191 | 0 | 0 | 2165.877 | 3071.0816 | 3445.2516 | 4268.8534 | 5279.5802
4.6667 | 0.025404 | 0.013504 | 0.020146 | 0.023857 | 0.02543 | 0.027397 | 0.029234 | 0.03244 |  | 4.6667 | 1138.928 | 1138.9219 | 1138.9281 | 1138.9281 | 1138.9281 | 1138.9281 | 1138.9281 | 1138.9281 |  | 4.6667 | 1294.0107 | 603.1083 | 822.5089 | 1130.3512 | 1235.514 | 1497.4473 | 1840.858 | 1965.4784 |  | 4.6667 | 0.2 | 0.2 | 0.2 | 0.2 | 0.2 | 0.2 | 0.2 | 0.2 |  | sep | 4.6667 | 1027.4677 | 1026.5 | 1026.5001 | 1026.8873 | 1026.8895 | 1028.0133 | 1029.4545 | 1029.4545 |  | 4.6667 | 0.19691 | 0.085432 | 0.11323 | 0.15762 | 0.20358 | 0.22763 | 0.26263 | 0.30328 |  | 4.6667 | 2907.175 | 1303.3427 | 1892.9749 | 2330.4003 | 2689.8133 | 3413.7529 | 4545.5667 | 4942.4626
4.75 | 0.023485 | 0.013164 | 0.017205 | 0.021027 | 0.023123 | 0.026213 | 0.030577 | 0.032323 |  | 4.75 | 1138.9722 | 1138.963 | 1138.9723 | 1138.9723 | 1138.9723 | 1138.9723 | 1138.9723 | 1138.9723 |  | 4.75 | 0 | 0 | 0 | 0 | 0 | 0 | 0 | 0 |  | 4.75 | 0 | 0 | 0 | 0 | 0 | 0 | 0 | 0 |  | oct | 4.75 | 1027.0273 | 1026.5 | 1026.5 | 1026.6936 | 1026.6947 | 1027.2672 | 1028.0181 | 1029.4763 |  | 4.75 | 0.20694 | 0.0054759 | 0.068275 | 0.14529 | 0.20537 | 0.25298 | 0.35319 | 0.43784 |  | 4.75 | 950.1524 | 0 | 0 | 770.077 | 851.4149 | 1114.1177 | 1712.7743 | 2361.1841
4.8333 | 0.025397 | 0.013808 | 0.019764 | 0.023397 | 0.02465 | 0.027864 | 0.030925 | 0.035442 |  | 4.8333 | 1139.3684 | 1139.1964 | 1139.2788 | 1139.3237 | 1139.349 | 1139.4229 | 1139.4879 | 1139.5636 |  | 4.8333 | 0 | 0 | 0 | 0 | 0 | 0 | 0 | 0 |  | 4.8333 | 0 | 0 | 0 | 0 | 0 | 0 | 0 | 0 |  | nov | 4.8333 | 1026.8642 | 1026.5 | 1026.5 | 1026.597 | 1026.5974 | 1027.2572 | 1027.725 | 1029.4968 |  | 4.8333 | 0.18979 | 0.008512 | 0.069263 | 0.13425 | 0.18409 | 0.23169 | 0.3198 | 0.39467 |  | 4.8333 | 530.1418 | 0 | 0 | 410.8352 | 457.2964 | 710.9757 | 998.8885 | 1195.8797
4.9167 | 0.022748 | 0.013036 | 0.01667 | 0.020614 | 0.022686 | 0.024859 | 0.029424 | 0.031265 |  | 4.9167 | 1139.6465 | 1139.3391 | 1139.4924 | 1139.5627 | 1139.6211 | 1139.7371 | 1139.8403 | 1139.9841 |  | 4.9167 | 0 | 0 | 0 | 0 | 0 | 0 | 0 | 0 |  | 4.9167 | 0 | 0 | 0 | 0 | 0 | 0 | 0 | 0 |  | dec | 4.9167 | 1026.7853 | 1026.5 | 1026.5 | 1026.5485 | 1026.5487 | 1026.8849 | 1027.9725 | 1029.5 |  | 4.9167 | 0.18104 | 0.018603 | 0.067985 | 0.13205 | 0.17745 | 0.22532 | 0.30182 | 0.37917 |  | 4.9167 | 385.872 | 0 | 0 | 309.5506 | 354.5413 | 511.1811 | 700.8291 | 727.0666
5 | 0.025025 | 0.01368 | 0.018343 | 0.022225 | 0.024895 | 0.027404 | 0.031313 | 0.042209 |  | 5 | 1139.8443 | 1139.4443 | 1139.6409 | 1139.7555 | 1139.8225 | 1139.9546 | 1140.0918 | 1140.2844 |  | 5 | 0 | 0 | 0 | 0 | 0 | 0 | 0 | 0 |  | 5 | 0 | 0 | 0 | 0 | 0 | 0 | 0 | 0 |  | jan | 5 | 1026.7769 | 1026.5 | 1026.5 | 1026.5243 | 1026.5243 | 1026.6942 | 1028.4403 | 1029.5 |  | 5 | 0.21029 | 0.050329 | 0.098277 | 0.16565 | 0.20715 | 0.25368 | 0.31714 | 0.40372 |  | 5 | 399.2307 | 0 | 145.3815 | 271.2809 | 328.4095 | 406.6191 | 764.0514 | 2140.698
5.0833 | 0.024819 | 0.017557 | 0.018727 | 0.022253 | 0.024195 | 0.026676 | 0.031845 | 0.038917 |  | 5.0833 | 1140.0384 | 1139.6545 | 1139.8121 | 1139.9396 | 1140.0148 | 1140.167 | 1140.27 | 1140.4441 |  | 5.0833 | 0 | 0 | 0 | 0 | 0 | 0 | 0 | 0 |  | 5.0833 | 0 | 0 | 0 | 0 | 0 | 0 | 0 | 0 |  | feb | 5.0833 | 1026.6973 | 1026.5 | 1026.5 | 1026.5121 | 1026.5122 | 1026.597 | 1027.9661 | 1028.9595 |  | 5.0833 | 0.13312 | 3.2647e-05 | 0.0036789 | 0.059387 | 0.13023 | 0.18109 | 0.29755 | 0.41679 |  | 5.0833 | 189.1564 | 0 | 0 | 0 | 193.6248 | 230.7367 | 333.17 | 1630.06
5.1667 | 0.028946 | 0.017254 | 0.019625 | 0.024698 | 0.029012 | 0.033003 | 0.038558 | 0.042695 |  | 5.1667 | 1140.1954 | 1139.8214 | 1139.9532 | 1140.0845 | 1140.1855 | 1140.325 | 1140.4373 | 1140.5853 |  | 5.1667 | 0 | 0 | 0 | 0 | 0 | 0 | 0 | 0 |  | 5.1667 | 0 | 0 | 0 | 0 | 0 | 0 | 0 | 0 |  | mar | 5.1667 | 1026.7063 | 1026.5 | 1026.5 | 1026.5061 | 1026.512 | 1026.6965 | 1028.0221 | 1028.3721 |  | 5.1667 | 0.14153 | 0.00038348 | 0.0005772 | 0.069249 | 0.13659 | 0.18913 | 0.30982 | 0.41845 |  | 5.1667 | 150.4139 | 0 | 0 | 0 | 180.4725 | 218.0473 | 292.9307 | 945.796
5.25 | 0.025508 | 0.016094 | 0.018712 | 0.022087 | 0.025733 | 0.02898 | 0.032022 | 0.035017 |  | 5.25 | 1140.3512 | 1140.0044 | 1140.0393 | 1140.2255 | 1140.3657 | 1140.4833 | 1140.6403 | 1140.7168 |  | 5.25 | 0 | 0 | 0 | 0 | 0 | 0 | 0 | 0 |  | 5.25 | 0 | 0 | 0 | 0 | 0 | 0 | 0 | 0 |  | apr | 5.25 | 1026.7438 | 1026.5 | 1026.5 | 1026.5031 | 1026.5244 | 1026.8474 | 1028.1532 | 1028.4971 |  | 5.25 | 0.11976 | 0.00045425 | 0.00053217 | 0.047179 | 0.096158 | 0.18724 | 0.29709 | 0.37314 |  | 5.25 | 114.893 | 0 | 0 | 0 | 0 | 206.6479 | 294.1142 | 599.5597
5.3333 | 0.028394 | 0.0076938 | 0.0080216 | 0.019069 | 0.027829 | 0.037903 | 0.052015 | 0.057295 |  | 5.3333 | 1140.4655 | 1140.0807 | 1140.1475 | 1140.3123 | 1140.4877 | 1140.6057 | 1140.7881 | 1140.8309 |  | 5.3333 | 5871.1917 | 4197.1943 | 5401.655 | 5919.1386 | 6000 | 6000 | 6000 | 6000 |  | 5.3333 | 0.2 | 0.2 | 0.2 | 0.2 | 0.2 | 0.2 | 0.2 | 0.2 |  | may | 5.3333 | 1026.8229 | 1026.5 | 1026.5 | 1026.5015 | 1026.6815 | 1026.978 | 1028.2625 | 1028.6567 |  | 5.3333 | 0.065089 | 0.00039259 | 0.00048822 | 0.00069474 | 0.036786 | 0.11468 | 0.22944 | 0.3007 |  | 5.3333 | 5028.2956 | 1999.5417 | 3664.9055 | 3999.1302 | 4337.492 | 6852.6002 | 7227.3062 | 7238.2965
5.4167 | 0.028403 | 0.013038 | 0.016606 | 0.022541 | 0.028219 | 0.03376 | 0.043447 | 0.048111 |  | 5.4167 | 1139.2674 | 1138.906 | 1138.9061 | 1138.9064 | 1139.2122 | 1139.5537 | 1139.7637 | 1140.0988 |  | 5.4167 | 4485.1187 | 2167.7091 | 2745.9411 | 3414.2068 | 4444.8481 | 5854.7178 | 6000 | 6000 |  | 5.4167 | 0.2 | 0.2 | 0.2 | 0.2 | 0.2 | 0.2 | 0.2 | 0.2 |  | jun | 5.4167 | 1028.5852 | 1026.5 | 1026.5 | 1026.506 | 1029.4436 | 1029.4463 | 1029.4481 | 1029.4481 |  | 5.4167 | 0.15339 | 0.091744 | 0.10755 | 0.12879 | 0.14725 | 0.17549 | 0.20717 | 0.2375 |  | 5.4167 | 6847.3581 | 3388.9758 | 4334.6398 | 5834.6593 | 6859.4015 | 7957.0267 | 8920.2655 | 8944.9821
5.5 | 0.029474 | 0.011535 | 0.017246 | 0.025173 | 0.029861 | 0.034466 | 0.038797 | 0.041455 |  | 5.5 | 1138.9482 | 1138.8878 | 1138.8879 | 1138.8882 | 1138.8885 | 1138.8885 | 1139.257 | 1139.6881 |  | 5.5 | 3514.7526 | 2203.3417 | 2709.1302 | 3049.2408 | 3311.5948 | 3784.2188 | 5201.2243 | 6000 |  | 5.5 | 0.2 | 0.2 | 0.2 | 0.2 | 0.2 | 0.2 | 0.2 | 0.2 |  | jul | 5.5 | 1027.6146 | 1026.5 | 1026.5 | 1026.5031 | 1028.0125 | 1028.014 | 1028.0149 | 1029.4376 |  | 5.5 | 0.15884 | 0.061913 | 0.095078 | 0.13389 | 0.15564 | 0.19007 | 0.22319 | 0.23369 |  | 5.5 | 5200.4101 | 1087.0667 | 3041.5382 | 4603.3611 | 5194.9804 | 5642.386 | 7231.5623 | 8155.49
5.5833 | 0.022412 | 0.0077083 | 0.010081 | 0.018298 | 0.022529 | 0.026918 | 0.033866 | 0.040589 |  | 5.5833 | 1138.9103 | 1138.8995 | 1138.9019 | 1138.9022 | 1138.9022 | 1138.9022 | 1138.9022 | 1139.2135 |  | 5.5833 | 1849.4793 | 872.101 | 1302.8012 | 1575.539 | 1743.2174 | 2158.49 | 2542.34 | 3516.8041 |  | 5.5833 | 0.2 | 0.2 | 0.2 | 0.2 | 0.2 | 0.2 | 0.2 | 0.2 |  | aug | 5.5833 | 1027.2228 | 1026.5 | 1026.5 | 1026.5015 | 1027.2668 | 1027.2678 | 1029.4309 | 1029.4453 |  | 5.5833 | 0.1355 | 0.0011191 | 0.024442 | 0.091943 | 0.1381 | 0.17103 | 0.23749 | 0.29958 |  | 5.5833 | 2604.9145 | 0 | 0 | 1764.9859 | 3060.5195 | 3706.5079 | 4499.3816 | 5186.7039
5.6667 | 0.025297 | 0.015584 | 0.019144 | 0.023581 | 0.025317 | 0.027481 | 0.030548 | 0.031389 |  | 5.6667 | 1138.9281 | 1138.9244 | 1138.9281 | 1138.9281 | 1138.9281 | 1138.9281 | 1138.9281 | 1138.9281 |  | 5.6667 | 1303.576 | 590.6229 | 823.9084 | 1148.254 | 1254.489 | 1500.4897 | 1846.2239 | 1953.7196 |  | 5.6667 | 0.2 | 0.2 | 0.2 | 0.2 | 0.2 | 0.2 | 0.2 | 0.2 |  | sep | 5.6667 | 1027.4988 | 1026.5 | 1026.5001 | 1026.8873 | 1026.8895 | 1028.7394 | 1029.4545 | 1029.4556 |  | 5.6667 | 0.18914 | 0.075918 | 0.10136 | 0.15171 | 0.19788 | 0.21925 | 0.25365 | 0.30065 |  | 5.6667 | 2880.8665 | 1300.7741 | 1691.6793 | 2320.5496 | 2841.0947 | 3400.7205 | 4173.7668 | 4588.7878
5.75 | 0.023077 | 0.013347 | 0.017141 | 0.020923 | 0.023145 | 0.025451 | 0.028453 | 0.035645 |  | 5.75 | 1138.9723 | 1138.9691 | 1138.9723 | 1138.9723 | 1138.9723 | 1138.9723 | 1138.9723 | 1138.9723 |  | 5.75 | 0 | 0 | 0 | 0 | 0 | 0 | 0 | 0 |  | 5.75 | 0 | 0 | 0 | 0 | 0 | 0 | 0 | 0 |  | oct | 5.75 | 1027.087 | 1026.5 | 1026.5 | 1026.6937 | 1026.6947 | 1027.6431 | 1028.0181 | 1029.4777 |  | 5.75 | 0.20278 | 0.0064172 | 0.092853 | 0.14493 | 0.20305 | 0.25462 | 0.33127 | 0.40137 |  | 5.75 | 995.5887 | 0 | 0 | 756.6655 | 880.8787 | 1169.6346 | 1710.8164 | 2574.4361
5.8333 | 0.025411 | 0.015822 | 0.019902 | 0.023169 | 0.02548 | 0.027317 | 0.031431 | 0.034424 |  | 5.8333 | 1139.3715 | 1139.1952 | 1139.28 | 1139.3284 | 1139.3674 | 1139.4226 | 1139.4895 | 1139.5604 |  | 5.8333 | 0 | 0 | 0 | 0 | 0 | 0 | 0 | 0 |  | 5.8333 | 0 | 0 | 0 | 0 | 0 | 0 | 0 | 0 |  | nov | 5.8333 | 1026.8887 | 1026.5 | 1026.5 | 1026.5973 | 1026.5974 | 1027.166 | 1028.0297 | 1029.4968 |  | 5.8333 | 0.1858 | 0.010178 | 0.08771 | 0.1355 | 0.18797 | 0.23128 | 0.29956 | 0.3397 |  | 5.8333 | 548.8163 | 0 | 0 | 410.7358 | 481.4916 | 722.7472 | 998.3083 | 1412.2909
5.9167 | 0.022952 | 0.010992 | 0.01685 | 0.021052 | 0.022941 | 0.025176 | 0.028579 | 0.03009 |  | 5.9167 | 1139.6506 | 1139.337 | 1139.4937 | 1139.5903 | 1139.6321 | 1139.7396 | 1139.8413 | 1139.9788 |  | 5.9167 | 0 | 0 | 0 | 0 | 0 | 0 | 0 | 0 |  | 5.9167 | 0 | 0 | 0 | 0 | 0 | 0 | 0 | 0 |  | dec | 5.9167 | 1026.7944 | 1026.5 | 1026.5 | 1026.5486 | 1026.5487 | 1026.838 | 1028.1531 | 1029.5 |  | 5.9167 | 0.17807 | 0.01691 | 0.081681 | 0.12769 | 0.17859 | 0.2188 | 0.29122 | 0.32241 |  | 5.9167 | 421.1411 | 0 | 0 | 320.6271 | 432.1753 | 532.6787 | 698.867 | 920.9423
6 | 0.024827 | 0.014096 | 0.018694 | 0.022319 | 0.024894 | 0.027034 | 0.030749 | 0.037757 |  | 6 | 1139.8495 | 1139.4414 | 1139.6416 | 1139.7605 | 1139.8214 | 1139.957 | 1140.093 | 1140.2781 |  | 6 | 0 | 0 | 0 | 0 | 0 | 0 | 0 | 0 |  | 6 | 0 | 0 | 0 | 0 | 0 | 0 | 0 | 0 |  | jan | 6 | 1026.7562 | 1026.5 | 1026.5 | 1026.5243 | 1026.5244 | 1026.6866 | 1028.6178 | 1029.5 |  | 6 | 0.2074 | 0.041892 | 0.1067 | 0.16113 | 0.21112 | 0.2479 | 0.31628 | 0.35028 |  | 6 | 420.3292 | 0 | 232.3768 | 280.7881 | 330.7896 | 419.8041 | 1179.2787 | 2155.1645
6.0833 | 0.024652 | 0.017545 | 0.0184 | 0.022251 | 0.024692 | 0.026495 | 0.031603 | 0.032941 |  | 6.0833 | 1140.0442 | 1139.6499 | 1139.8164 | 1139.9507 | 1140.0286 | 1140.1633 | 1140.2712 | 1140.4364 |  | 6.0833 | 0 | 0 | 0 | 0 | 0 | 0 | 0 | 0 |  | 6.0833 | 0 | 0 | 0 | 0 | 0 | 0 | 0 | 0 |  | feb | 6.0833 | 1026.6582 | 1026.5 | 1026.5 | 1026.5122 | 1026.5122 | 1026.5933 | 1027.7716 | 1029.2833 |  | 6.0833 | 0.13059 | 8.7655e-06 | 0.00035777 | 0.055819 | 0.1343 | 0.18742 | 0.28374 | 0.36355 |  | 6.0833 | 137.8424 | 0 | 0 | 0 | 186.8847 | 218.9079 | 274.2584 | 465.8887
6.1667 | 0.027832 | 0.012507 | 0.017724 | 0.024006 | 0.028074 | 0.031268 | 0.036895 | 0.038684 |  | 6.1667 | 1140.2002 | 1139.8154 | 1139.9607 | 1140.0925 | 1140.1932 | 1140.3237 | 1140.444 | 1140.5767 |  | 6.1667 | 0 | 0 | 0 | 0 | 0 | 0 | 0 | 0 |  | 6.1667 | 0 | 0 | 0 | 0 | 0 | 0 | 0 | 0 |  | mar | 6.1667 | 1026.7113 | 1026.5 | 1026.5 | 1026.5061 | 1026.5336 | 1026.71 | 1027.9449 | 1029.4393 |  | 6.1667 | 0.13882 | 0.00032132 | 0.00057466 | 0.06542 | 0.14019 | 0.20816 | 0.28634 | 0.41223 |  | 6.1667 | 137.0239 | 0 | 0 | 0 | 179.9173 | 213.7212 | 299.8903 | 334.7198
6.25 | 0.026484 | 0.018713 | 0.020527 | 0.02379 | 0.026562 | 0.028694 | 0.032759 | 0.041232 |  | 6.25 | 1140.3555 | 1139.9967 | 1140.0511 | 1140.2307 | 1140.3647 | 1140.4795 | 1140.6484 | 1140.7069 |  | 6.25 | 0 | 0 | 0 | 0 | 0 | 0 | 0 | 0 |  | 6.25 | 0 | 0 | 0 | 0 | 0 | 0 | 0 | 0 |  | apr | 6.25 | 1026.7605 | 1026.5 | 1026.5 | 1026.5031 | 1026.521 | 1026.8428 | 1028.0884 | 1029.4916 |  | 6.25 | 0.11749 | 0.00036781 | 0.00049126 | 0.045703 | 0.11323 | 0.16631 | 0.26533 | 0.41673 |  | 6.25 | 129.2378 | 0 | 0 | 0 | 185.237 | 220.1256 | 265.2485 | 313.4681
6.3333 | 0.027621 | 0.0077854 | 0.0088883 | 0.017817 | 0.025532 | 0.035401 | 0.051545 | 0.061933 |  | 6.3333 | 1140.4692 | 1140.0769 | 1140.1326 | 1140.3154 | 1140.4906 | 1140.6094 | 1140.7925 | 1140.837 |  | 6.3333 | 5871.2677 | 4185.4638 | 5439.8329 | 5897.6549 | 6000 | 6000 | 6000 | 6000 |  | 6.3333 | 0.2 | 0.2 | 0.2 | 0.2 | 0.2 | 0.2 | 0.2 | 0.2 |  | may | 6.3333 | 1026.8254 | 1026.5 | 1026.5 | 1026.5015 | 1026.512 | 1027.0085 | 1028.2321 | 1029.4531 |  | 6.3333 | 0.060813 | 0.00036772 | 0.00054271 | 0.00081268 | 0.036855 | 0.097335 | 0.20204 | 0.34413 |  | 6.3333 | 4828.46 | 2051.754 | 3585.3856 | 3808.319 | 4180.3938 | 6408.4379 | 7236.562 | 7240.8535
6.4167 | 0.029393 | 0.015754 | 0.017709 | 0.022976 | 0.028563 | 0.034846 | 0.043778 | 0.055879 |  | 6.4167 | 1139.2685 | 1138.906 | 1138.9061 | 1138.9064 | 1139.2244 | 1139.5596 | 1139.7626 | 1140.1085 |  | 6.4167 | 4497.7471 | 2165.3312 | 2743.3296 | 3724.9346 | 4349.6123 | 5872.4088 | 6000 | 6000 |  | 6.4167 | 0.2 | 0.2 | 0.2 | 0.2 | 0.2 | 0.2 | 0.2 | 0.2 |  | jun | 6.4167 | 1028.7625 | 1026.5 | 1026.5007 | 1029.4208 | 1029.4437 | 1029.4481 | 1029.4481 | 1029.4481 |  | 6.4167 | 0.15363 | 0.088761 | 0.11208 | 0.12629 | 0.14786 | 0.17575 | 0.21478 | 0.26951 |  | 6.4167 | 6997.3437 | 3417.5713 | 4427.6465 | 6141.3374 | 7139.028 | 8013.9584 | 8920.9986 | 8945.0454
6.5 | 0.029242 | 0.0090172 | 0.019784 | 0.025494 | 0.029642 | 0.032997 | 0.038573 | 0.040447 |  | 6.5 | 1138.9468 | 1138.8878 | 1138.8879 | 1138.8882 | 1138.8885 | 1138.8885 | 1139.2615 | 1139.7001 |  | 6.5 | 3507.4975 | 2201.716 | 2707.3198 | 3069.7518 | 3321.647 | 3769.6826 | 5196.5421 | 6000 |  | 6.5 | 0.2 | 0.2 | 0.2 | 0.2 | 0.2 | 0.2 | 0.2 | 0.2 |  | jul | 6.5 | 1027.6773 | 1026.5 | 1026.5004 | 1028.0009 | 1028.0126 | 1028.0148 | 1028.0149 | 1029.4048 |  | 6.5 | 0.1582 | 0.055808 | 0.096448 | 0.13174 | 0.15854 | 0.18391 | 0.22032 | 0.25277 |  | 6.5 | 5202.5534 | 1307.362 | 2814.5968 | 4622.7984 | 5345.3784 | 5578.8443 | 7302.6446 | 8155.49
6.5833 | 0.022828 | 0.0084766 | 0.010416 | 0.01687 | 0.023487 | 0.027769 | 0.034481 | 0.037947 |  | 6.5833 | 1138.9109 | 1138.9014 | 1138.9019 | 1138.9022 | 1138.9022 | 1138.9022 | 1138.9022 | 1139.2269 |  | 6.5833 | 1848.5443 | 870.2857 | 1298.1194 | 1583.3661 | 1796.9858 | 2147.1518 | 2541.7481 | 3563.2406 |  | 6.5833 | 0.2 | 0.2 | 0.2 | 0.2 | 0.2 | 0.2 | 0.2 | 0.2 |  | aug | 6.5833 | 1027.2575 | 1026.5 | 1026.5002 | 1027.2615 | 1027.2668 | 1027.2679 | 1029.4309 | 1029.4453 |  | 6.5833 | 0.14391 | 0.0018518 | 0.042106 | 0.10061 | 0.13745 | 0.19386 | 0.24884 | 0.3039 |  | 6.5833 | 2658.9419 | 0 | 38.4667 | 2257.3676 | 3004.7457 | 3545.9037 | 4471.0342 | 5285.9214
6.6667 | 0.02508 | 0.014853 | 0.020164 | 0.023486 | 0.02511 | 0.02662 | 0.030581 | 0.032167 |  | 6.6667 | 1138.9281 | 1138.9254 | 1138.9281 | 1138.9281 | 1138.9281 | 1138.9281 | 1138.9281 | 1138.9281 |  | 6.6667 | 1300.6518 | 596.567 | 821.6189 | 1151.0238 | 1242.4218 | 1492.1476 | 1841.2506 | 1959.5976 |  | 6.6667 | 0.2 | 0.2 | 0.2 | 0.2 | 0.2 | 0.2 | 0.2 | 0.2 |  | sep | 6.6667 | 1027.4846 | 1026.5 | 1026.5001 | 1026.8888 | 1026.8898 | 1028.006 | 1029.4545 | 1029.4597 |  | 6.6667 | 0.19484 | 0.082133 | 0.11453 | 0.16816 | 0.2014 | 0.22977 | 0.26294 | 0.28708 |  | 6.6667 | 2921.7551 | 1348.7961 | 1879.7756 | 2361.0937 | 2718.2291 | 3333.3537 | 4533.7739 | 4944.0082
6.75 | 0.022563 | 0.013495 | 0.016101 | 0.020123 | 0.022674 | 0.025096 | 0.028204 | 0.030237 |  | 6.75 | 1138.9722 | 1138.965 | 1138.9723 | 1138.9723 | 1138.9723 | 1138.9723 | 1138.9723 | 1138.9723 |  | 6.75 | 0 | 0 | 0 | 0 | 0 | 0 | 0 | 0 |  | 6.75 | 0 | 0 | 0 | 0 | 0 | 0 | 0 | 0 |  | oct | 6.75 | 1027.036 | 1026.5 | 1026.5 | 1026.6945 | 1026.6948 | 1027.2634 | 1028.0208 | 1029.4781 |  | 6.75 | 0.19606 | 0.014292 | 0.067027 | 0.13828 | 0.19691 | 0.23193 | 0.31768 | 0.35681 |  | 6.75 | 953.2062 | 0 | 0 | 739.8514 | 871.0841 | 1154.0261 | 1720.2377 | 2460.0407
6.8333 | 0.025045 | 0.017634 | 0.020214 | 0.022773 | 0.025082 | 0.026968 | 0.030537 | 0.032919 |  | 6.8333 | 1139.3706 | 1139.1947 | 1139.2786 | 1139.3303 | 1139.3547 | 1139.4233 | 1139.4849 | 1139.562 |  | 6.8333 | 0 | 0 | 0 | 0 | 0 | 0 | 0 | 0 |  | 6.8333 | 0 | 0 | 0 | 0 | 0 | 0 | 0 | 0 |  | nov | 6.8333 | 1026.8724 | 1026.5 | 1026.5 | 1026.5972 | 1026.5974 | 1027.2655 | 1027.4712 | 1029.4968 |  | 6.8333 | 0.18024 | 0.018245 | 0.068439 | 0.12637 | 0.18089 | 0.21142 | 0.28849 | 0.32227 |  | 6.8333 | 517.8498 | 0 | 0 | 384.3857 | 455.6959 | 710.2029 | 977.5549 | 1252.3077
6.9167 | 0.023093 | 0.012284 | 0.017462 | 0.020553 | 0.023482 | 0.025098 | 0.028826 | 0.030253 |  | 6.9167 | 1139.6493 | 1139.3361 | 1139.4912 | 1139.5952 | 1139.6273 | 1139.7385 | 1139.8334 | 1139.9814 |  | 6.9167 | 0 | 0 | 0 | 0 | 0 | 0 | 0 | 0 |  | 6.9167 | 0 | 0 | 0 | 0 | 0 | 0 | 0 | 0 |  | dec | 6.9167 | 1026.8046 | 1026.5 | 1026.5 | 1026.5486 | 1026.5487 | 1026.8906 | 1027.886 | 1029.5 |  | 6.9167 | 0.17293 | 0.020794 | 0.069524 | 0.12805 | 0.1709 | 0.21017 | 0.28253 | 0.31689 |  | 6.9167 | 411.9464 | 0 | 0 | 321.4327 | 422.3223 | 531.3138 | 713.8374 | 895.5427
7 | 0.024691 | 0.015575 | 0.019541 | 0.022205 | 0.024505 | 0.026973 | 0.030462 | 0.039908 |  | 7 | 1139.8471 | 1139.4401 | 1139.6389 | 1139.7729 | 1139.8196 | 1139.9537 | 1140.0819 | 1140.2812 |  | 7 | 0 | 0 | 0 | 0 | 0 | 0 | 0 | 0 |  | 7 | 0 | 0 | 0 | 0 | 0 | 0 | 0 | 0 |  | jan | 7 | 1026.7721 | 1026.5 | 1026.5 | 1026.5243 | 1026.5244 | 1026.6953 | 1028.29 | 1029.5 |  | 7 | 0.20245 | 0.049825 | 0.097988 | 0.15936 | 0.20253 | 0.24428 | 0.30993 | 0.34275 |  | 7 | 375.9263 | 0 | 143.8363 | 284.596 | 317.1058 | 413.6562 | 681.6563 | 2000.4525
7.0833 | 0.024593 | 0.015595 | 0.019281 | 0.021633 | 0.024136 | 0.026228 | 0.032068 | 0.052162 |  | 7.0833 | 1140.0404 | 1139.6477 | 1139.8113 | 1139.9497 | 1140.0198 | 1140.1614 | 1140.2605 | 1140.4403 |  | 7.0833 | 0 | 0 | 0 | 0 | 0 | 0 | 0 | 0 |  | 7.0833 | 0 | 0 | 0 | 0 | 0 | 0 | 0 | 0 |  | feb | 7.0833 | 1026.7116 | 1026.5 | 1026.5 | 1026.5122 | 1026.5122 | 1026.5977 | 1028.2 | 1029.5 |  | 7.0833 | 0.13082 | 1.9582e-05 | 0.016948 | 0.069278 | 0.12295 | 0.18533 | 0.27842 | 0.41704 |  | 7.0833 | 178.837 | 0 | 0 | 0 | 187.5289 | 215.0704 | 313.3779 | 1701.7115
7.1667 | 0.027903 | 0.010556 | 0.018884 | 0.023936 | 0.027974 | 0.032033 | 0.036584 | 0.049835 |  | 7.1667 | 1140.1959 | 1139.8127 | 1139.9633 | 1140.092 | 1140.1837 | 1140.3237 | 1140.4435 | 1140.5811 |  | 7.1667 | 0 | 0 | 0 | 0 | 0 | 0 | 0 | 0 |  | 7.1667 | 0 | 0 | 0 | 0 | 0 | 0 | 0 | 0 |  | mar | 7.1667 | 1026.7284 | 1026.5 | 1026.5 | 1026.5061 | 1026.5242 | 1026.7235 | 1027.5507 | 1029.5 |  | 7.1667 | 0.13531 | 0.00040099 | 0.00057757 | 0.074352 | 0.13699 | 0.18749 | 0.27075 | 0.40219 |  | 7.1667 | 158.1514 | 0 | 0 | 0 | 182.2547 | 215.901 | 402.0164 | 784.43
7.25 | 0.025986 | 0.018574 | 0.019627 | 0.023603 | 0.026081 | 0.028173 | 0.032726 | 0.036637 |  | 7.25 | 1140.3501 | 1139.9932 | 1140.0587 | 1140.2357 | 1140.3345 | 1140.4868 | 1140.6479 | 1140.7118 |  | 7.25 | 0 | 0 | 0 | 0 | 0 | 0 | 0 | 0 |  | 7.25 | 0 | 0 | 0 | 0 | 0 | 0 | 0 | 0 |  | apr | 7.25 | 1026.7585 | 1026.5 | 1026.5 | 1026.5031 | 1026.5244 | 1026.8481 | 1027.8054 | 1029.4915 |  | 7.25 | 0.11231 | 0.00040323 | 0.0061949 | 0.052806 | 0.10471 | 0.16318 | 0.23946 | 0.34415 |  | 7.25 | 117.1884 | 0 | 0 | 0 | 148.0935 | 210.3912 | 300.0263 | 486.2398
7.3333 | 0.028237 | 0.0074803 | 0.0077825 | 0.016217 | 0.026308 | 0.037843 | 0.054406 | 0.074 |  | 7.3333 | 1140.4621 | 1140.0957 | 1140.1472 | 1140.3169 | 1140.4456 | 1140.5962 | 1140.7998 | 1140.8319 |  | 7.3333 | 5872.993 | 4254.0642 | 5418.4352 | 5863.7232 | 6000 | 6000 | 6000 | 6000 |  | 7.3333 | 0.2 | 0.2 | 0.2 | 0.2 | 0.2 | 0.2 | 0.2 | 0.2 |  | may | 7.3333 | 1026.8324 | 1026.5 | 1026.5 | 1026.5015 | 1026.6515 | 1027.0034 | 1027.9673 | 1029.4536 |  | 7.3333 | 0.055496 | 4.7161e-06 | 0.00049814 | 0.00076466 | 0.036923 | 0.090119 | 0.16275 | 0.2618 |  | 7.3333 | 4770.1569 | 2110.366 | 3434.2375 | 3824.402 | 4194.7942 | 5562.0551 | 7224.4691 | 7260.6829
7.4167 | 0.028324 | 0.015556 | 0.016397 | 0.021197 | 0.027222 | 0.034415 | 0.042952 | 0.052017 |  | 7.4167 | 1139.2522 | 1138.9061 | 1138.9061 | 1138.9064 | 1139.1917 | 1139.5576 | 1139.7571 | 1140.1005 |  | 7.4167 | 4423.6194 | 2176.8898 | 2811.5395 | 3699.4102 | 4268.0366 | 5834.2195 | 6000 | 6000 |  | 7.4167 | 0.2 | 0.2 | 0.2 | 0.2 | 0.2 | 0.2 | 0.2 | 0.2 |  | jun | 7.4167 | 1028.819 | 1026.5 | 1026.5 | 1029.4208 | 1029.4438 | 1029.4476 | 1029.4481 | 1029.4481 |  | 7.4167 | 0.14767 | 0.10387 | 0.11391 | 0.12442 | 0.13603 | 0.16315 | 0.20579 | 0.25947 |  | 7.4167 | 6972.0948 | 3396.4733 | 4417.3449 | 6098.9175 | 6932.2363 | 7930.653 | 8919.7468 | 8943.7776
7.5 | 0.030478 | 0.017385 | 0.022129 | 0.026477 | 0.030231 | 0.033708 | 0.040288 | 0.046158 |  | 7.5 | 1138.9464 | 1138.8878 | 1138.8879 | 1138.8882 | 1138.8885 | 1138.8885 | 1139.2515 | 1139.6901 |  | 7.5 | 3477.9169 | 2209.697 | 2704.949 | 3034.1639 | 3290.8216 | 3577.3588 | 5165.1999 | 6000 |  | 7.5 | 0.2 | 0.2 | 0.2 | 0.2 | 0.2 | 0.2 | 0.2 | 0.2 |  | jul | 7.5 | 1027.6922 | 1026.5 | 1026.5 | 1028.0009 | 1028.0127 | 1028.0145 | 1028.0149 | 1028.0859 |  | 7.5 | 0.16206 | 0.090212 | 0.10558 | 0.13885 | 0.15946 | 0.18271 | 0.22243 | 0.28828 |  | 7.5 | 5314.7004 | 2515.334 | 3908.0508 | 4771.9876 | 5328.8944 | 5499.5337 | 7278.1358 | 8155.49
7.5833 | 0.023996 | 0.0078204 | 0.013674 | 0.018613 | 0.02439 | 0.028471 | 0.034125 | 0.043182 |  | 7.5833 | 1138.9109 | 1138.8988 | 1138.9019 | 1138.9022 | 1138.9022 | 1138.9022 | 1138.9022 | 1139.2157 |  | 7.5833 | 1835.54 | 879.1952 | 1300.0509 | 1573.2036 | 1731.302 | 1983.197 | 2539.1963 | 3524.5353 |  | 7.5833 | 0.2 | 0.2 | 0.2 | 0.2 | 0.2 | 0.2 | 0.2 | 0.2 |  | aug | 7.5833 | 1027.1504 | 1026.5 | 1026.5 | 1027.2607 | 1027.2671 | 1027.2679 | 1027.3048 | 1029.4309 |  | 7.5833 | 0.1514 | 0.00080853 | 0.0504 | 0.10927 | 0.15026 | 0.19389 | 0.26268 | 0.32344 |  | 7.5833 | 2820.7272 | 0 | 0 | 2779.7682 | 3114.7244 | 3408.5886 | 4264.7683 | 5194.4211
7.6667 | 0.025262 | 0.018112 | 0.021001 | 0.023419 | 0.025558 | 0.027132 | 0.029369 | 0.031142 |  | 7.6667 | 1138.928 | 1138.9227 | 1138.9281 | 1138.9281 | 1138.9281 | 1138.9281 | 1138.9281 | 1138.9281 |  | 7.6667 | 1282.025 | 606.6613 | 818.5661 | 1129.8567 | 1232.5185 | 1477.7344 | 1835.2784 | 1954.6978 |  | 7.6667 | 0.2 | 0.2 | 0.2 | 0.2 | 0.2 | 0.2 | 0.2 | 0.2 |  | sep | 7.6667 | 1027.2193 | 1026.5 | 1026.5001 | 1026.8885 | 1026.8895 | 1026.8898 | 1029.4545 | 1029.4545 |  | 7.6667 | 0.20206 | 0.078197 | 0.12075 | 0.18097 | 0.20525 | 0.23029 | 0.27171 | 0.30991 |  | 7.6667 | 2739.3478 | 1323.9678 | 1965.1808 | 2349.6253 | 2527.0249 | 2959.3485 | 4331.2373 | 4910.2739
7.75 | 0.022843 | 0.012399 | 0.016182 | 0.020151 | 0.022921 | 0.025761 | 0.028807 | 0.038402 |  | 7.75 | 1138.972 | 1138.9614 | 1138.9723 | 1138.9723 | 1138.9723 | 1138.9723 | 1138.9723 | 1138.9723 |  | 7.75 | 0 | 0 | 0 | 0 | 0 | 0 | 0 | 0 |  | 7.75 | 0 | 0 | 0 | 0 | 0 | 0 | 0 | 0 |  | oct | 7.75 | 1026.8987 | 1026.5 | 1026.5 | 1026.6942 | 1026.6947 | 1026.6948 | 1028.0181 | 1029.4771 |  | 7.75 | 0.20532 | 0.0076072 | 0.063663 | 0.12782 | 0.20019 | 0.26834 | 0.3574 | 0.47371 |  | 7.75 | 848.4649 | 0 | 0 | 776.065 | 830.7992 | 940.9476 | 1789.7446 | 2418.5831
7.8333 | 0.024765 | 0.01677 | 0.01854 | 0.022315 | 0.025384 | 0.027053 | 0.03036 | 0.035757 |  | 7.8333 | 1139.3663 | 1139.1974 | 1139.2791 | 1139.3235 | 1139.3478 | 1139.4183 | 1139.486 | 1139.5607 |  | 7.8333 | 0 | 0 | 0 | 0 | 0 | 0 | 0 | 0 |  | 7.8333 | 0 | 0 | 0 | 0 | 0 | 0 | 0 | 0 |  | nov | 7.8333 | 1026.8218 | 1026.5 | 1026.5 | 1026.5973 | 1026.5974 | 1027.0483 | 1027.5007 | 1029.4968 |  | 7.8333 | 0.18824 | 0.012661 | 0.062079 | 0.11978 | 0.186 | 0.24405 | 0.32368 | 0.42936 |  | 7.8333 | 460.3409 | 0 | 0 | 400.898 | 438.8203 | 563.9148 | 1047.0265 | 1222.5466
7.9167 | 0.022628 | 0.013643 | 0.016084 | 0.019511 | 0.022255 | 0.025012 | 0.029844 | 0.036681 |  | 7.9167 | 1139.6423 | 1139.3407 | 1139.4916 | 1139.5657 | 1139.6141 | 1139.7263 | 1139.8375 | 1139.9791 |  | 7.9167 | 0 | 0 | 0 | 0 | 0 | 0 | 0 | 0 |  | 7.9167 | 0 | 0 | 0 | 0 | 0 | 0 | 0 | 0 |  | dec | 7.9167 | 1026.7983 | 1026.5 | 1026.5 | 1026.5486 | 1026.5487 | 1026.7756 | 1027.9237 | 1029.5 |  | 7.9167 | 0.181 | 0.014436 | 0.063242 | 0.11693 | 0.1807 | 0.23579 | 0.30436 | 0.42242 |  | 7.9167 | 355.139 | 0 | 0 | 299.1386 | 345.8927 | 489.8393 | 724.2939 | 856.6761
8 | 0.024704 | 0.015279 | 0.018299 | 0.022132 | 0.024965 | 0.027253 | 0.031859 | 0.032775 |  | 8 | 1139.8389 | 1139.4467 | 1139.6417 | 1139.7554 | 1139.8137 | 1139.9448 | 1140.0879 | 1140.2786 |  | 8 | 0 | 0 | 0 | 0 | 0 | 0 | 0 | 0 |  | 8 | 0 | 0 | 0 | 0 | 0 | 0 | 0 | 0 |  | jan | 8 | 1026.812 | 1026.5 | 1026.5 | 1026.5243 | 1026.5244 | 1026.6765 | 1028.3278 | 1029.5 |  | 8 | 0.21023 | 0.044848 | 0.090439 | 0.15062 | 0.20867 | 0.2607 | 0.33209 | 0.45233 |  | 8 | 349.5042 | 0 | 0 | 269.346 | 322.2221 | 401.102 | 708.8933 | 1396.3501
8.0833 | 0.024916 | 0.014213 | 0.018639 | 0.022162 | 0.024735 | 0.027205 | 0.032264 | 0.033929 |  | 8.0833 | 1140.0339 | 1139.6583 | 1139.812 | 1139.9462 | 1140.0132 | 1140.162 | 1140.2687 | 1140.4371 |  | 8.0833 | 0 | 0 | 0 | 0 | 0 | 0 | 0 | 0 |  | 8.0833 | 0 | 0 | 0 | 0 | 0 | 0 | 0 | 0 |  | feb | 8.0833 | 1026.7686 | 1026.5 | 1026.5 | 1026.5122 | 1026.5122 | 1026.5886 | 1028.5149 | 1029.5 |  | 8.0833 | 0.13904 | 2.327e-05 | 0.012215 | 0.072201 | 0.13449 | 0.18135 | 0.30078 | 0.43385 |  | 8.0833 | 125.6683 | 0 | 0 | 0 | 171.9942 | 214.5208 | 250.9428 | 564.4208
8.1667 | 0.028401 | 0.015709 | 0.019498 | 0.024161 | 0.028251 | 0.03264 | 0.036551 | 0.047755 |  | 8.1667 | 1140.1917 | 1139.8262 | 1139.9625 | 1140.0908 | 1140.1841 | 1140.3062 | 1140.4463 | 1140.5774 |  | 8.1667 | 0 | 0 | 0 | 0 | 0 | 0 | 0 | 0 |  | 8.1667 | 0 | 0 | 0 | 0 | 0 | 0 | 0 | 0 |  | mar | 8.1667 | 1026.8326 | 1026.5 | 1026.5 | 1026.5061 | 1026.5079 | 1026.7522 | 1028.7795 | 1029.5 |  | 8.1667 | 0.14641 | 0.00026604 | 0.010769 | 0.071881 | 0.13177 | 0.21415 | 0.32491 | 0.40264 |  | 8.1667 | 144.9349 | 0 | 0 | 0 | 180.9349 | 217.4637 | 321.1555 | 391.433
8.25 | 0.025677 | 0.012879 | 0.019191 | 0.02328 | 0.026078 | 0.028535 | 0.03157 | 0.034525 |  | 8.25 | 1140.3465 | 1140.0104 | 1140.0586 | 1140.239 | 1140.3523 | 1140.4602 | 1140.6514 | 1140.7078 |  | 8.25 | 0 | 0 | 0 | 0 | 0 | 0 | 0 | 0 |  | 8.25 | 0 | 0 | 0 | 0 | 0 | 0 | 0 | 0 |  | apr | 8.25 | 1026.8718 | 1026.5 | 1026.5 | 1026.5031 | 1026.5076 | 1026.9172 | 1028.9695 | 1029.4917 |  | 8.25 | 0.1218 | 9.9204e-05 | 0.00051091 | 0.047421 | 0.11434 | 0.18177 | 0.30791 | 0.3321 |  | 8.25 | 120.7774 | 0 | 0 | 0 | 165.9098 | 211.0625 | 265.0027 | 299.8057
8.3333 | 0.030082 | 0.0076059 | 0.0079445 | 0.020955 | 0.029527 | 0.038957 | 0.054533 | 0.068537 |  | 8.3333 | 1140.4598 | 1140.0818 | 1140.1565 | 1140.3156 | 1140.4753 | 1140.5861 | 1140.7969 | 1140.8483 |  | 8.3333 | 5874.9445 | 4203.7722 | 5419.9903 | 5885.1247 | 6000 | 6000 | 6000 | 6000 |  | 8.3333 | 0.2 | 0.2 | 0.2 | 0.2 | 0.2 | 0.2 | 0.2 | 0.2 |  | may | 8.3333 | 1026.9438 | 1026.5 | 1026.5 | 1026.5015 | 1026.564 | 1027.0931 | 1029.1663 | 1029.4531 |  | 8.3333 | 0.066712 | 0.00023289 | 0.00048211 | 0.00079415 | 0.048176 | 0.10618 | 0.23385 | 0.26259 |  | 8.3333 | 5175.6959 | 3215.6021 | 3560.2843 | 3885.7348 | 4473.3777 | 7046.6874 | 7240.4737 | 7260.8312
8.4167 | 0.02969 | 0.0151 | 0.016759 | 0.023773 | 0.029199 | 0.035011 | 0.045027 | 0.057427 |  | 8.4167 | 1139.2539 | 1138.9061 | 1138.9061 | 1138.9124 | 1139.1946 | 1139.499 | 1139.8009 | 1140.1265 |  | 8.4167 | 4449.2023 | 2168.3218 | 2741.8116 | 3713.0267 | 4305.1692 | 5803.7583 | 6000 | 6000 |  | 8.4167 | 0.2 | 0.2 | 0.2 | 0.2 | 0.2 | 0.2 | 0.2 | 0.2 |  | jun | 8.4167 | 1028.5832 | 1026.5 | 1026.5 | 1026.5028 | 1029.4421 | 1029.4464 | 1029.4481 | 1029.4481 |  | 8.4167 | 0.15419 | 0.10063 | 0.11326 | 0.12947 | 0.1476 | 0.17214 | 0.22039 | 0.25205 |  | 8.4167 | 6862.7066 | 3397.4372 | 4546.0637 | 5796.4866 | 6971.8895 | 7927.2934 | 8916.9362 | 8945.0379
8.5 | 0.02963 | 0.014916 | 0.018183 | 0.024822 | 0.029959 | 0.033692 | 0.040286 | 0.04341 |  | 8.5 | 1138.9467 | 1138.8878 | 1138.8879 | 1138.8882 | 1138.8884 | 1138.8885 | 1139.3032 | 1139.722 |  | 8.5 | 3496.1805 | 2203.7848 | 2706.2123 | 3044.9632 | 3300.5838 | 3775.6702 | 5358.689 | 6000 |  | 8.5 | 0.2 | 0.2 | 0.2 | 0.2 | 0.2 | 0.2 | 0.2 | 0.2 |  | jul | 8.5 | 1027.5794 | 1026.5 | 1026.5 | 1026.5013 | 1028.0118 | 1028.0142 | 1028.0149 | 1028.6509 |  | 8.5 | 0.16709 | 0.05426 | 0.095228 | 0.14199 | 0.17016 | 0.19606 | 0.21907 | 0.27108 |  | 8.5 | 5146.7266 | 2070.8727 | 2752.1269 | 4527.4502 | 5259.4404 | 5641.8598 | 7238.0504 | 8154.7946
8.5833 | 0.022953 | 0.0076719 | 0.010845 | 0.016993 | 0.023314 | 0.028715 | 0.034334 | 0.039535 |  | 8.5833 | 1138.9113 | 1138.8992 | 1138.9019 | 1138.9022 | 1138.9022 | 1138.9022 | 1138.9022 | 1139.2518 |  | 8.5833 | 1849.5227 | 872.595 | 1301.6072 | 1572.3818 | 1765.1857 | 2108.9991 | 2562.2474 | 3648.3858 |  | 8.5833 | 0.2 | 0.2 | 0.2 | 0.2 | 0.2 | 0.2 | 0.2 | 0.2 |  | aug | 8.5833 | 1027.1987 | 1026.5 | 1026.5 | 1026.5007 | 1027.2665 | 1027.2679 | 1029.4309 | 1029.4309 |  | 8.5833 | 0.14221 | 0.0057751 | 0.021908 | 0.098593 | 0.14573 | 0.18813 | 0.23566 | 0.27107 |  | 8.5833 | 2585.0784 | 0 | 0 | 2065.6229 | 3100.9839 | 3584.9003 | 4272.4921 | 5182.4837
8.6667 | 0.025128 | 0.01091 | 0.018902 | 0.023459 | 0.025215 | 0.027645 | 0.03023 | 0.033138 |  | 8.6667 | 1138.928 | 1138.9216 | 1138.9279 | 1138.9281 | 1138.9281 | 1138.9281 | 1138.9281 | 1138.9281 |  | 8.6667 | 1294.9442 | 599.1832 | 820.2189 | 1138.2521 | 1234.6743 | 1493.6396 | 1839.5683 | 1970.3759 |  | 8.6667 | 0.2 | 0.2 | 0.2 | 0.2 | 0.2 | 0.2 | 0.2 | 0.2 |  | sep | 8.6667 | 1027.4894 | 1026.5 | 1026.5 | 1026.886 | 1026.8896 | 1028.5563 | 1029.4545 | 1029.4597 |  | 8.6667 | 0.19463 | 0.081042 | 0.097374 | 0.15771 | 0.20433 | 0.22824 | 0.25258 | 0.27524 |  | 8.6667 | 2838.7423 | 244.0465 | 1778.9174 | 2321.6783 | 2809.1399 | 3207.01 | 4345.6991 | 4980.8205
8.75 | 0.023507 | 0.013561 | 0.01768 | 0.020847 | 0.023609 | 0.02607 | 0.029936 | 0.03524 |  | 8.75 | 1138.972 | 1138.9612 | 1138.9723 | 1138.9723 | 1138.9723 | 1138.9723 | 1138.9723 | 1138.9723 |  | 8.75 | 0 | 0 | 0 | 0 | 0 | 0 | 0 | 0 |  | 8.75 | 0 | 0 | 0 | 0 | 0 | 0 | 0 | 0 |  | oct | 8.75 | 1027.1045 | 1026.5 | 1026.5 | 1026.693 | 1026.6948 | 1027.6937 | 1029.4763 | 1029.4789 |  | 8.75 | 0.20098 | 0.020062 | 0.077911 | 0.14631 | 0.18835 | 0.24598 | 0.35213 | 0.42657 |  | 8.75 | 1015.2369 | 0 | 0 | 740.109 | 896.68 | 1277.0649 | 2128.2329 | 2522.071
8.8333 | 0.025398 | 0.018092 | 0.019798 | 0.022811 | 0.025525 | 0.028115 | 0.031133 | 0.033523 |  | 8.8333 | 1139.369 | 1139.1954 | 1139.2794 | 1139.3257 | 1139.3494 | 1139.4229 | 1139.4882 | 1139.5648 |  | 8.8333 | 0 | 0 | 0 | 0 | 0 | 0 | 0 | 0 |  | 8.8333 | 0 | 0 | 0 | 0 | 0 | 0 | 0 | 0 |  | nov | 8.8333 | 1026.89 | 1026.5 | 1026.5 | 1026.597 | 1026.5974 | 1027.239 | 1028.0292 | 1029.4968 |  | 8.8333 | 0.18406 | 0.021104 | 0.07862 | 0.13776 | 0.17235 | 0.22567 | 0.3183 | 0.38949 |  | 8.8333 | 545.5706 | 0 | 0 | 384.6487 | 475.1715 | 711.1264 | 1135.6173 | 1368.0013
8.9167 | 0.023144 | 0.014688 | 0.017267 | 0.020362 | 0.023187 | 0.025182 | 0.028751 | 0.032225 |  | 8.9167 | 1139.6472 | 1139.3373 | 1139.4924 | 1139.5884 | 1139.6191 | 1139.7363 | 1139.8411 | 1139.9863 |  | 8.9167 | 0 | 0 | 0 | 0 | 0 | 0 | 0 | 0 |  | 8.9167 | 0 | 0 | 0 | 0 | 0 | 0 | 0 | 0 |  | dec | 8.9167 | 1026.7973 | 1026.5 | 1026.5 | 1026.5486 | 1026.5487 | 1026.8906 | 1027.7856 | 1029.5 |  | 8.9167 | 0.17578 | 0.014892 | 0.074457 | 0.13115 | 0.16796 | 0.2135 | 0.30042 | 0.37624 |  | 8.9167 | 419.9444 | 0 | 0 | 320.0731 | 431.6319 | 529.1132 | 761.56 | 1015.6611
9 | 0.024959 | 0.016682 | 0.019185 | 0.022666 | 0.024813 | 0.027111 | 0.030315 | 0.034347 |  | 9 | 1139.8459 | 1139.4418 | 1139.6436 | 1139.7607 | 1139.8164 | 1139.9603 | 1140.095 | 1140.287 |  | 9 | 0 | 0 | 0 | 0 | 0 | 0 | 0 | 0 |  | 9 | 0 | 0 | 0 | 0 | 0 | 0 | 0 | 0 |  | jan | 9 | 1026.7576 | 1026.5 | 1026.5 | 1026.5243 | 1026.5244 | 1026.6953 | 1028.1932 | 1029.5 |  | 9 | 0.20472 | 0.040778 | 0.10367 | 0.162 | 0.19799 | 0.24104 | 0.32889 | 0.40151 |  | 9 | 389.5134 | 0 | 215.0469 | 277.0218 | 329.1191 | 417.1594 | 984.9033 | 1381.3916
9.0833 | 0.024806 | 0.018702 | 0.020122 | 0.02304 | 0.024666 | 0.026163 | 0.030014 | 0.03375 |  | 9.0833 | 1140.0402 | 1139.6504 | 1139.8135 | 1139.9443 | 1140.0208 | 1140.1675 | 1140.2743 | 1140.4474 |  | 9.0833 | 0 | 0 | 0 | 0 | 0 | 0 | 0 | 0 |  | 9.0833 | 0 | 0 | 0 | 0 | 0 | 0 | 0 | 0 |  | feb | 9.0833 | 1026.682 | 1026.5 | 1026.5 | 1026.5121 | 1026.5122 | 1026.5977 | 1027.3984 | 1029.5 |  | 9.0833 | 0.13547 | 1.3211e-05 | 0.0073115 | 0.080841 | 0.13912 | 0.18706 | 0.25323 | 0.30793 |  | 9.0833 | 141.3215 | 0 | 0 | 0 | 186.3223 | 222.0795 | 278.9652 | 339.8844
9.1667 | 0.027886 | 0.014257 | 0.017446 | 0.024318 | 0.02864 | 0.031679 | 0.036754 | 0.048231 |  | 9.1667 | 1140.1963 | 1139.8163 | 1139.9624 | 1140.0908 | 1140.189 | 1140.3164 | 1140.4417 | 1140.5889 |  | 9.1667 | 0 | 0 | 0 | 0 | 0 | 0 | 0 | 0 |  | 9.1667 | 0 | 0 | 0 | 0 | 0 | 0 | 0 | 0 |  | mar | 9.1667 | 1026.7304 | 1026.5 | 1026.5 | 1026.5061 | 1026.5403 | 1026.7014 | 1027.6075 | 1029.5 |  | 9.1667 | 0.14639 | 0.0003027 | 0.00061942 | 0.08097 | 0.13801 | 0.21021 | 0.29943 | 0.33444 |  | 9.1667 | 164.129 | 0 | 0 | 0 | 182.8682 | 220.1322 | 334.3308 | 1441.756
9.25 | 0.026034 | 0.015987 | 0.0197 | 0.023303 | 0.025929 | 0.028772 | 0.033669 | 0.035498 |  | 9.25 | 1140.3521 | 1139.9977 | 1140.0537 | 1140.2368 | 1140.3505 | 1140.4868 | 1140.6458 | 1140.7209 |  | 9.25 | 0 | 0 | 0 | 0 | 0 | 0 | 0 | 0 |  | 9.25 | 0 | 0 | 0 | 0 | 0 | 0 | 0 | 0 |  | apr | 9.25 | 1026.7626 | 1026.5 | 1026.5 | 1026.5031 | 1026.5244 | 1026.8433 | 1027.7201 | 1029.4915 |  | 9.25 | 0.12736 | 0.00044838 | 0.00072918 | 0.057958 | 0.12001 | 0.18386 | 0.27945 | 0.31439 |  | 9.25 | 144.3651 | 0 | 0 | 0 | 181.1895 | 226.2465 | 300.28 | 798.2455
9.3333 | 0.027382 | 0.0077135 | 0.0088735 | 0.016283 | 0.026621 | 0.035212 | 0.050718 | 0.065134 |  | 9.3333 | 1140.4654 | 1140.0811 | 1140.1562 | 1140.3125 | 1140.4613 | 1140.6088 | 1140.7976 | 1140.8401 |  | 9.3333 | 5872.6608 | 4220.9383 | 5384.8502 | 5908.1644 | 6000 | 6000 | 6000 | 6000 |  | 9.3333 | 0.2 | 0.2 | 0.2 | 0.2 | 0.2 | 0.2 | 0.2 | 0.2 |  | may | 9.3333 | 1026.8146 | 1026.5 | 1026.5 | 1026.5015 | 1026.5122 | 1027.0002 | 1027.9128 | 1029.4531 |  | 9.3333 | 0.067577 | 0.000318 | 0.00054521 | 0.00097827 | 0.047932 | 0.10986 | 0.21111 | 0.24899 |  | 9.3333 | 5091.4598 | 2305.6787 | 3485.0486 | 3841.0164 | 4423.1258 | 7124.4689 | 7235.7646 | 7253.3483
9.4167 | 0.029195 | 0.015257 | 0.016733 | 0.023195 | 0.028868 | 0.034775 | 0.042982 | 0.052009 |  | 9.4167 | 1139.264 | 1138.9061 | 1138.9061 | 1138.9093 | 1139.2095 | 1139.5699 | 1139.75 | 1140.1134 |  | 9.4167 | 4460.8685 | 2167.6928 | 2736.828 | 3660.3107 | 4323.7204 | 5786.1514 | 6000 | 6000 |  | 9.4167 | 0.2 | 0.2 | 0.2 | 0.2 | 0.2 | 0.2 | 0.2 | 0.2 |  | jun | 9.4167 | 1028.4955 | 1026.5 | 1026.5 | 1026.5038 | 1029.4425 | 1029.4476 | 1029.4481 | 1029.4481 |  | 9.4167 | 0.15674 | 0.095668 | 0.11469 | 0.12895 | 0.14861 | 0.17238 | 0.23332 | 0.26281 |  | 9.4167 | 6807.2655 | 3384.5359 | 4117.2838 | 5715.5864 | 6928.7152 | 7828.5549 | 8908.8737 | 8941.2314
9.5 | 0.029043 | 0.014618 | 0.017902 | 0.025264 | 0.029419 | 0.03332 | 0.039458 | 0.043078 |  | 9.5 | 1138.9484 | 1138.8878 | 1138.8879 | 1138.8882 | 1138.8885 | 1138.8885 | 1139.2383 | 1139.7061 |  | 9.5 | 3499.2382 | 2203.4928 | 2702.7933 | 3048.0178 | 3301.9333 | 3721.7222 | 5127.4995 | 6000 |  | 9.5 | 0.2 | 0.2 | 0.2 | 0.2 | 0.2 | 0.2 | 0.2 | 0.2 |  | jul | 9.5 | 1027.5413 | 1026.5 | 1026.5 | 1026.5017 | 1028.012 | 1028.0146 | 1028.0149 | 1029.4048 |  | 9.5 | 0.15363 | 0.05282 | 0.089634 | 0.13007 | 0.15153 | 0.18231 | 0.22308 | 0.25364 |  | 9.5 | 5065.2622 | 511.5816 | 2401.0605 | 4602.9614 | 5347.4172 | 5578.2402 | 7114.4408 | 8153.4502
9.5833 | 0.02286 | 0.0076644 | 0.011843 | 0.018042 | 0.023482 | 0.027443 | 0.033116 | 0.040102 |  | 9.5833 | 1138.9117 | 1138.8988 | 1138.9019 | 1138.9022 | 1138.9022 | 1138.9022 | 1138.9022 | 1139.2338 |  | 9.5833 | 1857.175 | 872.2666 | 1302.329 | 1571.1445 | 1758.7704 | 2151.8009 | 2533.4752 | 3586.4804 |  | 9.5833 | 0.2 | 0.2 | 0.2 | 0.2 | 0.2 | 0.2 | 0.2 | 0.2 |  | aug | 9.5833 | 1027.2353 | 1026.5 | 1026.5 | 1026.5015 | 1027.2667 | 1027.2679 | 1029.4309 | 1029.4453 |  | 9.5833 | 0.13992 | 0.013789 | 0.039694 | 0.099517 | 0.14249 | 0.17476 | 0.24821 | 0.3116 |  | 9.5833 | 2637.614 | 0 | 0 | 2208.9467 | 3127.951 | 3533.232 | 4512.3516 | 5557.9639
9.6667 | 0.025416 | 0.018502 | 0.020294 | 0.023171 | 0.025202 | 0.02748 | 0.031308 | 0.034099 |  | 9.6667 | 1138.928 | 1138.9216 | 1138.9279 | 1138.9281 | 1138.9281 | 1138.9281 | 1138.9281 | 1138.9281 |  | 9.6667 | 1293.2163 | 598.8117 | 815.8942 | 1135.694 | 1241.2934 | 1519.2 | 1856.5233 | 1962.5401 |  | 9.6667 | 0.2 | 0.2 | 0.2 | 0.2 | 0.2 | 0.2 | 0.2 | 0.2 |  | sep | 9.6667 | 1027.4841 | 1026.5 | 1026.5 | 1026.8889 | 1026.8898 | 1028.0133 | 1029.4545 | 1029.4597 |  | 9.6667 | 0.19228 | 0.092806 | 0.10848 | 0.15514 | 0.20086 | 0.22349 | 0.26057 | 0.29956 |  | 9.6667 | 2926.8755 | 1282.4979 | 1892.6337 | 2404.8882 | 2781.067 | 3247.7728 | 4534.1546 | 4972.9847
9.75 | 0.023635 | 0.013968 | 0.017508 | 0.021031 | 0.023637 | 0.025882 | 0.029985 | 0.038016 |  | 9.75 | 1138.9719 | 1138.962 | 1138.9723 | 1138.9723 | 1138.9723 | 1138.9723 | 1138.9723 | 1138.9723 |  | 9.75 | 0 | 0 | 0 | 0 | 0 | 0 | 0 | 0 |  | 9.75 | 0 | 0 | 0 | 0 | 0 | 0 | 0 | 0 |  | oct | 9.75 | 1027.0204 | 1026.5 | 1026.5 | 1026.6945 | 1026.6948 | 1027.2672 | 1028.0181 | 1029.478 |  | 9.75 | 0.21683 | 0.0090319 | 0.088097 | 0.15973 | 0.21811 | 0.27015 | 0.34603 | 0.37421 |  | 9.75 | 966.6352 | 0 | 0 | 776.1222 | 891.0676 | 1151.1111 | 1726.9958 | 2417.8254
9.8333 | 0.025702 | 0.015833 | 0.018993 | 0.02344 | 0.02563 | 0.028404 | 0.031719 | 0.037275 |  | 9.8333 | 1139.3678 | 1139.1926 | 1139.2788 | 1139.3251 | 1139.3491 | 1139.422 | 1139.488 | 1139.5627 |  | 9.8333 | 0 | 0 | 0 | 0 | 0 | 0 | 0 | 0 |  | 9.8333 | 0 | 0 | 0 | 0 | 0 | 0 | 0 | 0 |  | nov | 9.8333 | 1026.8422 | 1026.5 | 1026.5 | 1026.5973 | 1026.5974 | 1027.1298 | 1027.6825 | 1028.6509 |  | 9.8333 | 0.19779 | 0.013004 | 0.084646 | 0.14957 | 0.19815 | 0.24423 | 0.31175 | 0.33461 |  | 9.8333 | 538.6721 | 0 | 0 | 415.3098 | 472.3502 | 708.8343 | 1030.2585 | 1232.4573
9.9167 | 0.023841 | 0.013803 | 0.016804 | 0.021307 | 0.023455 | 0.026247 | 0.030402 | 0.033177 |  | 9.9167 | 1139.6451 | 1139.3372 | 1139.4904 | 1139.5754 | 1139.615 | 1139.7373 | 1139.8408 | 1139.9828 |  | 9.9167 | 0 | 0 | 0 | 0 | 0 | 0 | 0 | 0 |  | 9.9167 | 0 | 0 | 0 | 0 | 0 | 0 | 0 | 0 |  | dec | 9.9167 | 1026.7536 | 1026.5 | 1026.5 | 1026.5486 | 1026.5487 | 1026.8176 | 1027.7354 | 1028.9941 |  | 9.9167 | 0.18911 | 0.020907 | 0.086119 | 0.14142 | 0.19141 | 0.2356 | 0.30189 | 0.32722 |  | 9.9167 | 406.7619 | 0 | 0 | 318.9064 | 421.2517 | 528.8335 | 720.0383 | 845.2888
10 | 0.025453 | 0.011856 | 0.019273 | 0.022949 | 0.025811 | 0.027977 | 0.03069 | 0.037225 |  | 10 | 1139.8432 | 1139.4415 | 1139.6406 | 1139.7585 | 1139.8152 | 1139.9548 | 1140.0925 | 1140.2828 |  | 10 | 0 | 0 | 0 | 0 | 0 | 0 | 0 | 0 |  | 10 | 0 | 0 | 0 | 0 | 0 | 0 | 0 | 0 |  | jan | 10 | 1026.7247 | 1026.5 | 1026.5 | 1026.5243 | 1026.5244 | 1026.6884 | 1028.0757 | 1029.2677 |  | 10 | 0.21737 | 0.048197 | 0.11372 | 0.17546 | 0.22213 | 0.26266 | 0.32418 | 0.34649 |  | 10 | 383.9166 | 0 | 195.8882 | 286.5827 | 328.3729 | 405.8007 | 819.2396 | 1822.1491
Note on A2: GoldSim Version: 10.50.200 Model: C:\Projects\Faro\Model\Current Model\FMC_WB_WQModel_V2.0\X14Analysis\FMC_WB_WQModel_V2.07_S6b.gsm Element ID: \Faro_SWWQM\Results\SingleWQ_4Dash\SingleWQ_X14\R_SingleWQ Element Description: Simulated on: 6/17/2013 17:02:00 Exported on: 6/17/2013 17:02:36 # of Realizations: 100 # of Time Values: 121 Time Display Units: yr
Note on L2: GoldSim Version: 10.50.200 Model: C:\Projects\Faro\Model\Current Model\FMC_WB_WQModel_V2.0\X14Analysis\FMC_WB_WQModel_V2.07_S6b.gsm Element ID: \Faro_SWWQM\Results\StorageResults\R_Elev_FaroPit Element Description: Simulated on: 6/17/2013 17:02:00 Exported on: 6/17/2013 17:02:41 # of Realizations: 100 # of Time Values: 121 Time Display Units: yr
Note on W2: GoldSim Version: 10.50.200 Model: C:\Projects\Faro\Model\Current Model\FMC_WB_WQModel_V2.0\X14Analysis\FMC_WB_WQModel_V2.07_S6b.gsm Element ID: \Faro_SWWQM\Results\FlowsResults\R_Faro_WTP Element Description: Simulated on: 6/17/2013 17:02:00 Exported on: 6/17/2013 17:02:39 # of Realizations: 100 # of Time Values: 121 Time Display Units: yr
Note on AH2: GoldSim Version: 10.50.200 Model: C:\Projects\Faro\Model\Current Model\FMC_WB_WQModel_V2.0\X14Analysis\FMC_WB_WQModel_V2.07_S6b.gsm Element ID: \Faro_SWWQM\Results\SingleWQ_4Dash\SingleWQ_EfluentWTP_Faro\R_SingleWQ Element Description: Simulated on: 6/17/2013 17:02:00 Exported on: 6/17/2013 17:02:38 # of Realizations: 100 # of Time Values: 121 Time Display Units: yr
Note on AS2: GoldSim Version: 10.50.200 Model: C:\Projects\Faro\Model\Current Model\FMC_WB_WQModel_V2.0\X14Analysis\FMC_WB_WQModel_V2.07_S6b.gsm Element ID: \Faro_SWWQM\Results\StorageResults\R_Elev_CVD Element Description: Simulated on: 6/17/2013 17:02:00 Exported on: 6/17/2013 17:02:42 # of Realizations: 100 # of Time Values: 121 Time Display Units: yr
Note on BD2: GoldSim Version: 10.50.200 Model: C:\Projects\Faro\Model\Current Model\FMC_WB_WQModel_V2.0\X14Analysis\FMC_WB_WQModel_V2.07_S6b.gsm Element ID: \Faro_SWWQM\Results\SingleWQ_4Dash\SingleWQ_CVD\R_SingleWQ Element Description: Simulated on: 6/17/2013 17:02:00 Exported on: 6/17/2013 17:02:37 # of Realizations: 100 # of Time Values: 121 Time Display Units: yr
Note on BO2: GoldSim Version: 10.50.200 Model: C:\Projects\Faro\Model\Current Model\FMC_WB_WQModel_V2.0\X14Analysis\FMC_WB_WQModel_V2.07_S6b.gsm Element ID: \Faro_SWWQM\Results\FlowsResults\R_Q_CVPOUT Element Description: Simulated on: 6/17/2013 17:02:00 Exported on: 6/17/2013 17:02:40 # of Realizations: 100 # of Time Values: 121 Time Display Units: yr
Note on AH4: GoldSim Version: 10.50.200 Model: C:\Projects\Faro\Model\Current Model\FMC_WB_WQModel_V2.0\X14Analysis\FMC_WB_WQModel_V2.04_S4.gsm Element ID: \Faro_SWWQM\Results\SingleWQ_4Dash\SingleWQ_EfluentWTP_Faro\R_SingleWQ Element Description: Simulated on: 5/10/2013 12:06:40 Exported on: 5/10/2013 12:10:14 # of Realizations: 100 # of Time Values: 121 Time Display Units: yr

## Calcs
| C-6b | - Scenario C-6b
|  | Plot A- Zinc Concentrations at X14 | [6 empty] | Plot C - Faro Pit Elevation |  |  |  | Plot B - CVP Operation |  |  |  | Plot D - CVP Zinc Concentration |  |  |  | Plot D - CVP Discharges
|  | Plot A- Zinc Concentrations at X14 - Scenario C-6b | [6 empty] | Plot C - Faro Pit Elevation - Scenario C-6b |  |  |  | Plot B - CVP Operation - Scenario C-6b |  |  |  | Plot D - CVP Zinc Concentration - Scenario C-6b |  |  |  | Plot D - CVP Discharges | [7 empty] | X2 Zinc
[9 empty] | 2004-01-15 | 1141.6951 |  |  | 2004-02-12 | 1030.329 |  |  | 2004-04-14 | 0.2415 |  |  | 2005-01-31 |  | 0 |  | Date/Time | CVP_Outflow [l/s] | 31778 | 1987-01-01 | 0.05
[9 empty] | 2004-01-30 | 1141.7956 |  |  | 2004-02-23 | 1030.23 |  |  | 2004-07-12 | 0.11 |  |  | 2005-02-28 | 110.2678 | 1747.7804 |  | 2004-02-12 | 0 |  | 1987-02-01 | 0.07
| 27395 | 1975-01-01 | [6 empty] | 2004-02-15 | 1141.884 |  |  | 2004-02-29 | 1030.065 |  |  | 2004-08-09 | 0.17 |  |  | 2005-03-31 | 267.8995 | 4246.2935 |  | 2004-02-13 | 21.343 |  | 1987-03-01 | 0.06
| 27548 | 1975-06-03 | 0.1 | 0-0.1 | 0.1 | 750 | 84.55% |  | 2004-02-29 | 1141.945 |  |  | 2004-03-04 | 1030.038 |  |  | 2004-10-12 | 0.4 |  |  | 2005-04-30 | 0 | 0 |  | 2004-02-14 | 21.343 |  | 1987-04-01 | 0.04 | 0.04
|  | 1975-06-11 | 0.08 | 0.1-0.2 | 0.2 | 117 | 13.19% |  | 2004-03-15 | 1142.0364 |  |  | 2004-03-08 | 1029.715 |  |  | 2004-10-26 |  |  |  | 2005-05-31 | 297.432 | 4714.3939 |  | 2004-02-15 | 21.343 |  | 1987-05-01 | 0.1
|  | 1975-06-17 | 0.04 | 0.2-0.3 | 0.3 | 8 | 0.9019% |  | 2004-03-31 | 1142.1248 |  |  | 2004-04-19 | 1030.165 |  |  | 2004-11-15 | 0.52 |  |  | 2005-06-30 | 435.828 | 6908.0151 |  | 2004-02-16 | 21.343 |  | 1987-06-01 | 0.03
|  | 1975-07-02 | 0.05 | 0.3-0.4 | 0.4 | 4 | 0.451% |  | 2004-04-15 | 1142.1858 |  |  | 2004-04-22 | 1030.3 |  |  | 2005-01-21 | 0.4 |  |  | 2005-07-31 | 351.6432 | 5573.6583 |  | 2004-02-17 | 21.343 |  | 1987-07-01 | 0.03
|  | 1975-07-08 | 0.1 | 0.4-0.5 | 0.5 | 0 | 0% |  | 2004-04-30 | 1142.2742 |  |  | 2004-04-23 | 1030.27 |  |  | 2005-02-08 | 0.27 |  |  | 2005-08-31 | 273.2532 | 4331.1515 |  | 2004-02-18 | 21.343 |  | 1987-08-01 | 0.05
|  | 1975-07-16 | 0.02 | 0.5-1 | 1 | 7 | 0.7892% |  | 2004-05-15 | 1142.4662 |  |  | 2004-04-26 | 1030.15 |  |  | 2005-04-11 | 0.22 |  |  | 2005-09-30 | 274.1472 | 4345.3219 |  | 2004-02-19 | 21.343 |  | 1987-08-11 | 0.05
|  | 1975-07-24 | 0.02 | 1-2 | 2 | 1 | 0.1127% |  | 2004-05-18 | 1142.515 |  |  | 2004-04-30 | 1029.882 |  |  | 2005-05-31 | 0.2 |  |  | 2005-10-31 | 36.7835 | 583.0308 |  | 2004-02-20 | 21.343 |  | 1987-09-01 | 0.04
|  | 1975-07-28 | 0.01 |  | 10 | 0 | 0% |  | 2004-05-23 | 1142.4754 |  |  | 2004-05-03 | 1029.795 |  |  | 2005-11-02 | 0.65 |  |  | 2005-11-30 | 0 | 0 |  | 2004-02-21 | 21.343 |  | 1987-09-08 | 0.04
|  | 1975-08-05 | 0.01 |  | 20 | 0 | 0% |  | 2004-05-25 | 1142.4357 |  |  | 2004-05-06 | 1029.702 |  |  | 2005-12-15 | 0.61 |  |  | 2005-12-31 | 0 | 0 |  | 2004-02-22 | 21.343 |  | 1987-10-01 | 0.06
|  | 1975-08-12 | 0.01 | [5 empty] | 2004-05-31 | 1142.326 |  |  | 2004-05-10 | 1029.61 |  |  | 2006-01-23 | 0.39 |  |  | 2006-01-31 | 0 | 0 |  | 2004-02-23 | 21.343 |  | 1987-10-06 | 0.06
|  | 1975-08-19 | 0.07 |  |  | 887 |  |  | 2004-06-07 | 1142.2711 |  |  | 2004-05-11 | 1029.644 |  |  | 2006-02-14 |  |  |  | 2006-02-28 | 0 | 0 |  | 2004-02-24 | 65.213 |  | 1987-11-01 | 0.05
|  | 1975-08-27 | 0.01 | [5 empty] | 2004-06-14 | 1142.1949 |  |  | 2004-05-12 | 1029.645 |  |  | 2006-03-24 | 0.59 |  |  | 2006-03-31 | 0 | 0 |  | 2004-02-25 | 65.213 |  | 1987-11-10 | 0.05
|  | 1975-09-02 | 146 | [5 empty] | 2004-06-21 | 1142.0608 |  |  | 2004-05-13 | 1029.658 |  |  | 2006-04-25 | 0.049 |  |  | 2006-04-30 | 0 | 0 |  | 2004-02-26 | 65.213 |  | 1987-12-01 | 0.02
|  | 1975-09-09 | 0.03 | [5 empty] | 2004-06-28 | 1142.0944 |  |  | 2004-05-16 | 1029.642 |  |  | 2006-05-18 | 0.047 |  |  | 2006-05-31 | 286.9323 | 4547.9689 |  | 2004-02-27 | 65.213 |  | 1987-12-09 | 0.02
|  | 1975-09-16 | 0.08 | [5 empty] | 2004-07-05 | 1142.1462 |  |  | 2004-05-21 | 1029.61 |  |  | 2006-09-12 | 0.23 |  |  | 2006-06-30 | 286.3384 | 4538.5554 |  | 2004-02-28 | 65.213 |  | 1988-01-27 | 0.045
|  | 1975-09-24 | 0.01 | [5 empty] | 2004-07-09 | 1142.1797 |  |  | 2004-05-28 | 1029.73 |  |  | 2006-10-17 | 0.49 |  |  | 2006-07-31 | 314.195 | 4980.0929 |  | 2004-02-29 | 65.213 |  | 1988-02-17 | 0.036
|  | 1975-10-14 | 0.01 | [5 empty] | 2004-07-12 | 1142.1949 |  |  | 2004-06-02 | 1029.803 |  |  | 2006-11-14 | 0.5 |  |  | 2006-08-31 | 234.7973 | 3721.6128 |  | 2004-03-01 | 16.007 |  | 1988-03-24 | 0.035
|  | 1977-01-04 | 0.02 | [5 empty] | 2004-07-19 | 1142.0669 |  |  | 2004-06-07 | 1029.868 |  |  | 2006-12-13 | 0.35 |  |  | 2006-09-30 | 93.8675 | 1487.8302 |  | 2004-03-02 | 16.007 |  | 1988-04-25 | 0.15 | 0.15
|  | 1977-01-11 | 0.1 | [5 empty] | 2004-07-26 | 1142.1157 |  |  | 2004-06-21 | 1029.698 |  |  | 2007-01-16 | 0.39 |  |  | 2006-10-31 | 0 | 0 |  | 2004-03-03 | 16.007 |  | 1988-05-25 | 0.017
|  | 1977-01-13 | 0.03 | [5 empty] | 2004-07-31 | 1142.1553 |  |  | 2004-07-08 | 1029.868 |  |  | 2007-02-15 | 0.3 |  |  | 2006-11-30 | 0 | 0 |  | 2004-03-04 | 16.007 |  | 1988-06-07 | 0.015
|  | 1977-01-17 | 0.06 | [5 empty] | 2004-08-15 | 1142.2407 |  |  | 2004-07-16 | 1029.805 |  |  | 2007-03-12 | 0.29 |  |  | 2006-12-31 | 0 | 0 |  | 2004-03-05 | 188.19 |  | 1988-07-11 | 0.027
|  | 1977-01-24 | 0.04 | [5 empty] | 2004-08-23 | 1142.2711 |  |  | 2004-07-30 | 1029.74 |  |  | 2007-04-19 | 0.24 |  |  | 2007-01-31 | 0 | 0 |  | 2004-03-06 | 188.19 |  | 1988-08-16 | 0.013
|  | 1977-01-27 | 0.04 | [5 empty] | 2004-08-31 | 1142.0334 |  |  | 2004-08-12 | 1029.868 |  |  | 2007-05-15 | 0.032 |  |  | 2007-02-28 | 0 | 0 |  | 2004-03-07 | 188.19 |  | 1988-09-13 | 0.025
|  | 1977-02-01 | 0.03 | [5 empty] | 2004-09-07 | 1141.8597 |  |  | 2004-08-19 | 1029.93 |  |  | 2007-11-14 | 0.19 |  |  | 2007-03-31 | 0 | 0 |  | 2004-03-08 | 188.19 |  | 1988-10-06 | 0.082
|  | 1977-02-08 | 0.04 | [5 empty] | 2004-09-15 | 1141.689 |  |  | 2004-09-17 | 1028.902 |  |  | 2007-12-10 | 0.21 |  |  | 2007-04-30 | 75.8628 | 1202.4505 |  | 2004-03-09 | 0 |  | 1988-11-01 | 0.021
|  | 1977-02-14 | 0.06 | [5 empty] | 2004-09-18 | 1141.6798 |  |  | 2004-09-24 | 1029.03 |  |  | 2007-12-11 |  |  |  | 2007-05-31 | 182.2493 | 2888.7098 |  | 2004-03-10 | 0 |  | 1988-11-30 | 0.022
|  | 1977-02-21 | 0.05 | [5 empty] | 2004-09-30 | 1141.7499 |  |  | 2004-10-05 | 1029.202 |  |  | 2008-01-08 | 0.16 |  |  | 2007-06-30 | 223.0797 | 3535.8851 |  | 2004-03-11 | 0 |  | 1989-02-07 | 0.025
|  | 1977-03-01 | 0.02 | [5 empty] | 2004-10-15 | 1141.8566 |  |  | 2004-10-08 | 1029.252 |  |  | 2008-02-19 | 0.12 |  |  | 2007-07-31 | 225.2206 | 3569.8185 |  | 2004-03-12 | 0 |  | 1989-05-09 | 0.024
|  | 1977-03-07 | 0.03 | [5 empty] | 2004-10-31 | 1141.9511 |  |  | 2004-10-14 | 1029.345 |  |  | 2008-03-18 | 0.12 |  |  | 2007-08-31 | 239.9144 | 3802.7214 |  | 2004-03-13 | 0 |  | 1989-05-31 | 0.0145
|  | 1977-03-15 | 0.1 | [5 empty] | 2004-11-15 | 1142.0395 |  |  | 2004-10-21 | 1029.261 |  |  | 2008-11-04 | 0.17 |  |  | 2007-09-30 | 119.7801 | 1898.5539 |  | 2004-03-14 | 0 |  | 1989-06-13 | 0.024
|  | 1977-03-21 | 0.02 | [5 empty] | 2004-11-30 | 1142.1248 |  |  | 2004-10-25 | 1028.782 |  |  | 2008-11-04 10:30 |  |  |  | 2007-10-31 | 49.5412 | 785.2439 |  | 2004-03-15 | 0 |  | 1989-07-10 | 0.037
|  | 1977-03-28 | 0.01 | [5 empty] | 2004-12-15 | 1142.2346 |  |  | 2004-10-26 | 1028.748 |  |  | 2008-12-01 | 0.19 |  |  | 2007-11-30 | 0 | 0 |  | 2004-03-16 | 0 |  | 1989-07-25 | 0.012
|  | 1977-04-04 | 0.12 | [5 empty] | 2004-12-31 | 1142.3351 |  |  | 2004-10-28 | 1028.795 |  |  | 2008-12-01 12:10 |  |  |  | 2007-12-31 | 0 | 0 |  | 2004-03-17 | 0 |  | 1989-07-28 | 0.042
|  | 1977-04-11 | 0.24 | [5 empty] | 2005-01-15 | 1142.4144 |  |  | 2004-10-28 | 1028.795 |  |  | 2008-12-03 |  |  |  | 2010-04-01 | 96.996 | 1537.4179 |  | 2004-03-18 | 0 |  | 1989-08-14 | 0.017
|  | 1977-04-18 | 0.05 | [5 empty] | 2005-01-31 | 1142.4845 |  |  | 2004-11-04 | 1028.929 |  |  | 2009-01-12 | 0.18 |  |  | 2010-05-01 | 325 | 5151.355 |  | 2004-03-19 | 0 |  | 1989-09-06
|  | 1977-04-25 | 0.16 | [5 empty] | 2005-02-15 | 1142.5576 |  |  | 2004-11-09 | 1029.02 |  |  | 2009-02-02 | 0.17 |  |  | 2010-06-01 | 391.801 | 6210.1724 |  | 2004-03-20 | 0 |  | 1989-09-11 | 0.013
|  | 1977-05-02 | 0.16 | [5 empty] | 2005-03-15 | 1142.675 |  |  | 2004-11-17 | 1029.135 |  |  | 2009-03-03 16:30 | 0.19 |  |  | 2010-07-01 | 417.278 | 6613.9911 |  | 2004-03-21 | 0 |  | 1989-09-18 | 0.013
|  | 1977-05-09 | 0.26 | [5 empty] | 2005-03-31 | 1142.7466 |  |  | 2004-11-24 | 1029.24 |  |  | 2009-03-24 |  |  |  | 2010-08-01 | 293.398 | 4650.4531 |  | 2004-03-22 | 0 |  | 1989-10-16 | 0.017
|  | 1977-05-16 | 0.14 | [5 empty] | 2005-04-15 | 1142.8045 |  |  | 2004-12-01 | 1029.33 |  |  | 2009-03-24 14:15 |  |  |  | 2010-09-01 | 248.33 | 3936.1107 |  | 2004-03-23 | 0 |  | 1989-11-06 | 0.021
|  | 1977-05-24 | 0.1 | [5 empty] | 2005-04-30 | 1142.96 |  |  | 2004-12-15 | 1029.515 |  |  | 2009-04-06 14:50 | 0.0927 |  |  | 2010-11-01 | 195 | 3090.813 |  | 2004-03-24 | 0 |  | 1989-12-11 | 0.024
|  | 1977-05-31 | 0.04 | [5 empty] | 2005-05-07 | 1142.9752 |  |  | 2004-12-22 | 1029.58 |  |  | 2009-05-04 13:45 | 0.009 |  |  | 2010-12-01 | 179.583 | 2846.4486 |  | 2004-03-25 | 0 |  | 1990-01-15 | 0.029
|  | 1977-06-06 | 0.05 | [5 empty] | 2005-05-15 | 1143.0118 |  |  | 2005-01-17 | 1029.878 |  |  | 2009-06-08 00:10 |  |  |  | 2011-03-01 | 123.935 | 1964.4098 |  | 2004-03-26 | 0 |  | 1990-02-12 | 0.057
|  | 1977-06-14 | 0.06 | [5 empty] | 2005-05-18 | 1143.0606 |  |  | 2005-01-25 | 1029.94 |  |  | 2009-06-08 12:10 | 0.0435 |  |  | 2011-04-01 | 138.125 | 2189.3259 |  | 2004-03-27 | 0 |  | 1990-03-12 | 0.097
|  | 1977-06-22 | 0.08 | [5 empty] | 2005-05-31 | 1142.9356 |  |  | 2005-02-03 | 1030.03 |  |  | 2009-07-13 10:20 | 0.185 |  |  | 2011-05-01 | 312.34 | 4950.6899 |  | 2004-03-28 | 0 |  | 1990-04-17 | 0.093 | 0.093
|  | 1977-06-27 | 0.13 | [5 empty] | 2005-06-15 | 1142.7893 |  |  | 2005-02-10 | 1030.09 |  |  | 2009-08-06 16:50 | 0.191 |  |  | 2011-06-01 | 273.642 | 4337.3141 |  | 2004-03-29 | 0 |  | 1990-05-01 | 0.0715
|  | 1977-07-04 | 0.11 | [5 empty] | 2005-06-20 | 1142.704 |  |  | 2005-02-17 | 1030.134 |  |  | 2009-09-03 14:45 | 0.236 |  |  | 2011-07-01 | 285.007 | 4517.453 |  | 2004-03-30 | 0 |  | 1990-05-14 | 0.035
|  | 1977-07-11 | 0.08 | [5 empty] | 2005-06-27 | 1142.5851 |  |  | 2005-02-22 | 1030.176 |  |  | 2009-09-09 11:40 |  |  |  | 2011-08-01 | 362.694 | 5748.8171 |  | 2004-03-31 | 0 |  | 1990-06-11 | 0.013
|  | 1977-07-19 | 0.12 | [5 empty] | 2005-06-30 | 1142.5455 |  |  | 2005-02-23 | 1030.045 |  |  | 2009-09-24 18:10 | 0.591 |  |  | 2011-09-01 | 357.102 | 5660.1821 |  | 2004-04-01 | 0 |  | 1990-07-06 | 0.01
|  | 1978-01-05 | 0.04 | [5 empty] | 2005-07-05 | 1142.4357 |  |  | 2005-02-24 | 1029.854 |  |  | 2009-10-04 14:20 | 0.397 |  |  | 2011-11-01 | 253 | 4010.1317 |  | 2004-04-02 | 0 |  | 1990-07-11 | 0.0045
|  | 1978-01-10 | 0.03 | [5 empty] | 2005-07-11 | 1142.3412 |  |  | 2005-02-25 | 1029.693 |  |  | 2009-11-05 09:05 | 0.293 |  |  | 2011-12-01 | 266.83 | 4229.3417 |  | 2004-04-03 | 0 |  | 1990-07-12 | 0.0065
|  | 1978-01-17 | 0.04 | [5 empty] | 2005-07-18 | 1142.2254 |  |  | 2005-02-26 | 1029.525 |  |  | 2009-11-05 21:05 |  |  |  | 2012-03-01 |  | 0 |  | 2004-04-04 | 0 |  | 1990-08-08 | 0.011
|  | 1978-01-23 | 0.07 | [5 empty] | 2005-07-25 | 1142.0944 |  |  | 2005-02-27 | 1029.355 |  |  | 2009-12-01 14:21 | 0.348 |  |  | 2012-04-01 | 191.115 | 3029.2345 |  | 2004-04-05 | 0 |  | 1990-10-02 | 0.0145
|  | 1978-01-31 | 0.07 | [5 empty] | 2005-07-31 | 1141.9938 |  |  | 2005-02-28 | 1029.185 |  |  | 2010-01-11 |  |  |  | 2012-05-01 | 240.043 | 3804.7591 |  | 2004-04-06 | 0 |  | 1991-01-02 | 0.018
|  | 1978-02-08 | 0.01 | [5 empty] | 2005-08-01 | 1141.9755 |  |  | 2005-03-02 | 1029.03 |  |  | 2010-01-11 12:12 | 0.453 |  |  | 2012-06-01 | 300.143 | 4757.3635 |  | 2004-04-07 | 0 |  | 1991-02-04 | 0.017
|  | 1978-02-15 | [6 empty] | 2005-08-08 | 1141.8353 |  |  | 2005-03-03 | 1028.94 |  |  | 2010-02-22 |  |  |  | 2012-07-01 | 368.829 | 5846.0588 |  | 2004-04-08 | 0 |  | 1991-02-27 | 0.0245 |  |  |  | 2004-01-01 | 37987
|  | 1978-02-22 | 0.08 | [5 empty] | 2005-08-15 | 1141.689 |  |  | 2005-03-06 | 1028.58 |  |  | 2010-02-22 08:50 | 0.34 |  |  | 2012-08-01 | 342.293 | 5425.4546 |  | 2004-04-09 | 0 |  | 1991-03-04 | 0.025
|  | 1978-03-01 | 0.04 | [5 empty] | 2005-08-22 | 1141.5488 |  |  | 2005-03-07 | 1028.443 |  |  | 2010-03-02 |  |  |  | 2012-09-01 |  | 0 |  | 2004-04-10 | 0 |  | 1991-04-01 | 0.047 | 0.047
|  | 1978-03-09 | 0.03 | [5 empty] | 2005-08-29 | 1141.4238 |  |  | 2005-03-08 | 1028.34 |  |  | 2010-03-02 11:30 | 0.326 |  |  | 2012-01-01 | 1000.1486 | 889.2451 | 1098.1412 | 2004-04-11 | 0 |  | 1991-05-01 | 0.096
|  | 1978-03-14 | 0.08 | [5 empty] | 2005-08-31 | 1141.3903 |  |  | 2005-03-09 | 1028.195 |  |  | 2010-04-13 |  |  |  | 2012-02-01 | 555.2395 | 0 | 641.1622 | 2004-04-12 | 0 |  | 1991-05-08 | 0.028
|  | 1978-03-22 | 0.09 | [5 empty] | 2005-09-05 | 1141.2866 |  |  | 2005-03-10 | 1028.18 |  |  | 2010-04-13 11:00 | 0.203 |  |  | 2012-03-01 | 367.5456 | 0 | 448.66 | 2004-04-13 | 0 |  | 1991-06-04 | 0.013
|  | 1978-03-28 | 0.03 | [5 empty] | 2005-09-12 | 1141.1556 |  |  | 2005-03-11 | 1028.05 |  |  | 2010-05-03 |  |  |  | 2012-04-01 | 285.6028 | 0 | 376.7865 | 2004-04-14 | 0 |  | 1991-07-02 | 0.068
|  | 1978-04-03 | 1 | [5 empty] | 2005-09-15 | 1141.0946 |  |  | 2005-03-12 | 1027.885 |  |  | 2010-05-03 15:44 | 0.0628 |  |  | 2012-05-01 | 7258.8869 | 3885.5336 | 7312.3968 | 2004-04-15 | 0 |  | 1991-07-17 | 0.068
|  | 1978-04-11 | 0.03 | [5 empty] | 2005-09-19 | 1141.0154 |  |  | 2005-03-13 | 1027.745 |  |  | 2010-05-03 15:54 |  |  |  | 2012-06-01 | 7256.1292 | 6865.2911 | 8951.4745 | 2004-04-16 | 0 |  | 1991-07-24 | 0.0035
|  | 1978-04-17 | 1 | [5 empty] | 2005-09-30 | 1141.1098 |  |  | 2005-03-14 | 1027.605 |  |  | 2010-06-04 |  |  |  | 2012-07-01 | 7240.6334 | 2384.4227 | 8155.2717 | 2004-04-17 | 0 |  | 1991-08-05 | 0.034
|  | 1978-04-25 | 0.15 | [5 empty] | 2005-10-13 | 1141.1952 |  |  | 2005-03-15 | 1027.457 |  |  | 2010-06-04 09:24 | 0.365 |  |  | 2012-08-01 | 2905.0927 | 0 | 8611.4428 | 2004-04-18 | 0 |  | 1991-09-03 | 0.022
|  | 1978-05-01 | 0.33 | [5 empty] | 2005-10-17 | 1141.2165 |  |  | 2005-03-16 | 1027.28 |  |  | 2010-07-10 |  |  |  | 2012-09-01 | 2607.4021 | 1305.6531 | 6497.5513 | 2004-04-19 | 0 |  | 1991-09-10 | 0.069
|  | 1978-05-08 | 0.2 | [5 empty] | 2005-10-31 | 1141.3049 |  |  | 2005-03-18 | 1027.018 |  |  | 2010-07-10 15:12 | 0.173 |  |  | 2012-10-01 | 830.2388 | 0 | 2036.0224 | 2004-04-20 | 0 |  | 1991-10-07 | 0.025
|  | 1978-05-16 | 0.12 | [5 empty] | 2005-11-15 | 1141.4238 |  |  | 2005-03-21 | 1026.58 |  |  | 2010-08-03 |  |  |  | 2012-11-01 | 439.7414 | 0 | 1182.2451 | 2004-04-21 | 0 |  | 1991-11-06 | 0.03475
|  | 1978-05-23 | 0.08 | [5 empty] | 2005-11-30 | 1141.5305 |  |  | 2005-03-22 | 1026.453 |  |  | 2010-08-03 13:47 | 0.299 |  |  | 2012-12-01 | 381.0482 | 0 | 2011.6263 | 2004-04-22 | 0 |  | 1991-12-03 | 0.022
|  | 1978-05-30 | 0.07 | [5 empty] | 2005-12-15 | 1141.6158 |  |  | 2005-03-23 | 1026.307 |  |  | 2010-09-02 |  |  |  | 2013-01-01 | 316.0334 | 0 | 2085.0175 | 2004-04-23 | 71.142 |  | 1992-01-10 | 0.023
|  | 1978-06-06 | 0.01 | [5 empty] | 2005-12-31 | 1141.7012 |  |  | 2005-04-04 | 1026.63 |  |  | 2010-09-02 12:12 | 0.229 |  |  | 2013-02-01 | 196.7031 | 0 | 1628.0304 | 2004-04-24 | 94.855 |  | 1992-01-21 | 0.025333
|  | 1978-06-13 | 1 | [5 empty] | 2006-01-15 | 1141.7804 |  |  | 2005-04-07 | 1026.702 |  |  | 2010-10-20 |  |  |  | 2013-03-01 | 194.5505 | 0 | 1621.0432 | 2004-04-25 | 94.855 |  | 1992-02-20 | 0.055
|  | 1978-06-20 | 1 | [5 empty] | 2006-01-31 | 1141.8658 |  |  | 2005-05-02 | 1027.923 |  |  | 2010-10-20 10:55 | 0.402 |  |  | 2013-04-01 | 195.3544 | 0 | 953.2566 | 2004-04-26 | 94.855 |  | 1992-03-12 | 0.044
|  | 1978-06-28 | 0.05 | [5 empty] | 2006-02-15 | 1141.9511 |  |  | 2005-05-03 | 1027.847 |  |  | 2010-11-08 |  |  |  | 2013-05-01 | 6808.9078 | 2030.6099 | 7267.7643 | 2004-04-27 | 157.5 |  | 1992-04-29 | 0.048 | 0.048
|  | 1984-01-30 | 0.06 | [5 empty] | 2006-02-28 | 1142.0212 |  |  | 2005-05-04 | 1027.742 |  |  | 2010-11-08 11:55 | 0.36 |  |  | 2013-06-01 | 6605.5181 | 3661.9642 | 8945.0379 | 2004-04-28 | 157.5 |  | 1992-09-09 | 0.009
|  | 1984-02-27 | 0.1 | [5 empty] | 2006-03-15 | 1142.0944 |  |  | 2005-05-05 | 1027.626 |  |  | 2010-12-01 |  |  |  | 2013-07-01 | 5008.532 | 854.1138 | 7424.6419 | 2004-04-29 | 157.5 |  | 1992-10-08 | 0.026
|  | 1984-03-19 | 0.08 | [5 empty] | 2006-03-30 | 1142.1645 |  |  | 2005-05-09 | 1027.382 |  |  | 2010-12-01 08:50 | 0.433 |  |  | 2013-08-01 | 2825.5379 | 0 | 6585.0236 | 2004-04-30 | 157.5 |  | 1992-11-24 | 0.024
|  | 1984-04-30 | 0.07 | [5 empty] | 2006-04-16 | 1142.2437 |  |  | 2005-05-16 | 1027.26 |  |  | 2011-01-18 14:35 | 0.251 |  |  | 2013-09-01 | 2709.0464 | 1153.4435 | 4906.4108 | 2004-05-01 | 67.435 |  | 1992-11-25 | 0.02
|  | 1984-05-22 | 0.07 | [5 empty] | 2006-04-30 | 1142.3047 |  |  | 2005-05-24 | 1028.265 |  |  | 2011-02-03 10:16 | 0.262 |  |  | 2013-10-01 | 848.2107 | 0 | 2458.7084 | 2004-05-02 | 67.435 |  | 1993-01-20 | 0.035
|  | 1984-06-18 | 0.06 | [5 empty] | 2006-05-15 | 1142.4418 |  |  | 2005-05-25 | 1028.313 |  |  | 2011-03-15 14:31 | 0.219 |  |  | 2013-11-01 | 457.8046 | 0 | 1258.6641 | 2004-05-03 | 67.435 |  | 1993-02-17 | 0.04
|  | 1984-07-16 | 0.06 | [5 empty] | 2006-05-31 | 1142.6338 |  |  | 2005-05-26 | 1028.31 |  |  | 2011-03-15 14:36 |  |  |  | 2013-12-01 | 359.5165 | 0 | 1245.2345 | 2004-05-04 | 72.086 |  | 1993-03-15 | 0.04
|  | 1984-08-27 | 0.11 | [5 empty] | 2006-06-15 | 1142.5363 |  |  | 2005-05-30 | 1028.262 |  |  | 2011-04-14 15:35 | 0.212 |  |  | 2014-01-01 | 321.3541 | 0 | 1998.6149 | 2004-05-05 | 72.086 |  | 1993-04-26 | 0.08 | 0.08
|  | 1984-09-17 | 0.05 | [5 empty] | 2006-06-30 | 1142.3351 |  |  | 2005-06-01 | 1028.213 |  |  | 2011-05-05 16:10 | 0.029 |  |  | 2014-02-01 | 193.8958 | 0 | 1067.3897 | 2004-05-06 | 72.086 |  | 1993-04-27 | 0.0515 | 0.0515
|  | 1984-10-22 | 0.11 | [5 empty] | 2006-07-15 | 1142.0852 |  |  | 2005-06-06 | 1028.145 |  |  | 2011-06-20 14:32 | 0.215 |  |  | 2014-03-01 | 182.9503 | 0 | 758.7196 | 2004-05-07 | 53.483 |  | 1993-05-26 | 0.01
|  | 1985-08-12 | 0.03 | [5 empty] | 2006-07-31 | 1141.7865 |  |  | 2005-06-08 | 1028.129 |  |  | 2011-07-14 16:31 | 0.158 |  |  | 2014-04-01 | 181.8926 | 0 | 478.2475 | 2004-05-08 | 53.483 |  | 1993-06-24 | 0.0096667
|  | 1985-09-16 | 0.04 | [5 empty] | 2006-08-15 | 1141.5244 |  |  | 2005-06-13 | 1028.134 |  |  | 2011-08-23 15:35 | 0.0511 |  |  | 2014-05-01 | 4331.5694 | 2045.2399 | 7297.6057 | 2004-05-09 | 53.483 |  | 1993-08-02 | 0.0165
|  | 1985-10-13 | 0.05 | [5 empty] | 2006-08-22 | 1141.3689 |  |  | 2005-06-20 | 1028.183 |  |  | 2011-09-21 11:07 | 0.157 |  |  | 2014-06-01 | 6768.2159 | 3385.1247 | 8944.9812 | 2004-05-10 | 53.483 |  | 1993-08-31 | 0.02
|  | 1985-10-28 | 0.04 | [5 empty] | 2006-08-31 | 1141.2013 |  |  | 2005-06-27 | 1028.343 |  |  | 2011-10-19 13:17 | 0.267 |  |  | 2014-07-01 | 5357.1671 | 1192.3847 | 8155.4909 | 2004-05-11 | 0 |  | 1993-09-01 | 0.03
|  | 1985-11-11 | 0.05 | [5 empty] | 2006-09-08 | 1141.0458 |  |  | 2005-06-29 | 1028.29 |  |  | 2011-11-15 13:30 | 0.238 |  |  | 2014-08-01 | 2886.7251 | 0 | 5566.2399 | 2004-05-12 | 0 |  | 1993-09-30 | 0.03
|  | 1985-12-08 | 0.04 | [5 empty] | 2006-09-30 | 1141.2257 |  |  | 2005-06-30 | 1028.245 |  |  | 2011-12-05 10:55 | 0.212 |  |  | 2014-09-01 | 2796.0191 | 1012.6209 | 4589.9045 | 2004-05-13 | 0 |  | 1993-10-01 | 0.04
|  | 1987-01-01 | 0.09 | [5 empty] | 2006-10-15 | 1141.311 |  |  | 2005-07-05 | 1028.07 |  |  | 2012-01-12 12:45 | 0.299 |  |  | 2014-10-01 | 896.3799 | 0 | 2442.1905 | 2004-05-14 | 12.402 |  | 1993-10-25 | 0.04
|  | 1987-02-01 | 0.07 | [5 empty] | 2006-10-31 | 1141.4146 |  |  | 2005-07-08 | 1028.015 |  |  | 2012-02-06 11:09 | 0.106 |  |  | 2014-11-01 | 466.2773 | 0 | 1251.8205 | 2004-05-15 | 12.402 |  | 1993-11-01 | 0.05
|  | 1987-03-01 | 0.08 | [5 empty] | 2006-11-15 | 1141.5091 |  |  | 2005-07-11 | 1028.021 |  |  | 2012-03-05 14:40 | 0.159 |  |  | 2014-12-01 | 441.715 | 0 | 738.6231 | 2004-05-16 | 12.402 |  | 1993-11-29 | 0.1255
|  | 1987-04-01 | 0.06 | [5 empty] | 2006-11-30 | 1141.5945 |  |  | 2005-07-18 | 1027.84 |  |  | 2012-03-08 13:35 |  |  |  | 2015-01-01 | 329.2463 | 0 | 1923.4749 | 2004-05-17 | 14.882 |  | 1993-12-01 | 0.05
|  | 1987-05-01 | 0.05 | [5 empty] | 2006-12-15 | 1141.6646 |  |  | 2005-07-26 | 1027.685 |  |  | 2012-01-01 | 0.299 | 0.299 | 0.299 | 2015-02-01 | 188.413 | 0 | 561.7546 | 2004-05-18 | 14.882 |  | 1993-12-13 | 0.12
|  | 1987-06-01 | 0.03 | [5 empty] | 2006-12-31 | 1141.7347 |  |  | 2005-08-01 | 1027.568 |  |  | 2012-02-01 | 0.22146 | 0.067535 | 0.37361 | 2015-03-01 | 182.2465 | 0 | 1207.5165 | 2004-05-19 | 14.882 |  | 1994-01-01 | 0.05
|  | 1987-07-01 | 0.06 | [5 empty] | 2007-01-15 | 1141.8048 |  |  | 2005-08-08 | 1027.47 |  |  | 2012-03-01 | 0.2216 | 0.060577 | 0.36871 | 2015-04-01 | 189.68 | 0 | 436.8214 | 2004-05-20 | 14.882 |  | 1994-01-17 | 0.0415
|  | 1987-08-01 | 0.07 | [5 empty] | 2007-01-31 | 1141.8658 |  |  | 2005-08-15 | 1027.335 |  |  | 2012-04-01 | 0.19981 | 0.0077568 | 0.34929 | 2015-05-01 | 4452.04 | 2190.96 | 7266.8663 | 2004-05-21 | 14.882 |  | 1994-01-31 | 0.05
|  | 1987-08-11 | 0.07 | [5 empty] | 2007-02-15 | 1141.9145 |  |  | 2005-08-22 | 1027.202 |  |  | 2012-05-01 | 0.13314 | 0.0006546 | 0.25177 | 2015-06-01 | 6931.1101 | 0 | 8945.0379 | 2004-05-22 | 0 |  | 1994-03-01 | 0.05
|  | 1987-09-01 | 0.06 | [5 empty] | 2007-02-28 | 1141.9651 |  |  | 2005-08-30 | 1027.14 |  |  | 2012-06-01 | 0.16847 | 0.10771 | 0.27265 | 2015-07-01 | 5259.5585 | 1405.8378 | 8155.3209 | 2004-05-23 | 0 |  | 1994-03-03 | 0.11
|  | 1987-09-08 | 0.06 | [5 empty] | 2007-03-15 | 1142.0151 |  |  | 2005-09-07 | 1027.395 |  |  | 2012-07-01 | 0.15766 | 0.074466 | 0.28748 | 2015-08-01 | 2989.6259 | 0 | 5239.7593 | 2004-05-24 | 0 |  | 1994-04-26 | 0.17 | 0.17
|  | 1987-10-01 | 0.11 | [5 empty] | 2007-03-31 | 1142.0791 |  |  | 2005-09-12 | 1027.54 |  |  | 2012-08-01 | 0.14891 | 0.0301 | 0.29819 | 2015-09-01 | 2769.8755 | 1304.4448 | 4936.2253 | 2004-05-25 | 0 |  | 1994-05-02 | 0.044
|  | 1987-10-06 | 0.11 | [5 empty] | 2007-04-15 | 1142.1462 |  |  | 2005-09-19 | 1027.67 |  |  | 2012-09-01 | 0.21382 | 0.10304 | 0.29404 | 2015-10-01 | 842.4077 | 0 | 2035.3212 | 2004-05-26 | 0 |  | 1994-05-31 | 0.02
|  | 1987-11-01 | 0.12 | [5 empty] | 2007-04-30 | 1142.2346 |  |  | 2005-09-22 | 1027.525 |  |  | 2012-10-01 | 0.21609 | 0.0087963 | 0.43605 | 2015-11-01 | 452.364 | 0 | 1182.0865 | 2004-05-27 | 0 |  | 1994-06-27 | 0.01
|  | 1987-11-10 | 0.12 | [5 empty] | 2007-05-15 | 1142.3748 |  |  | 2005-09-26 | 1027.264 |  |  | 2012-11-01 | 0.20571 | 0.012945 | 0.39684 | 2015-12-01 | 365.6361 | 0 | 845.8692 | 2004-05-28 | 0 |  | 1994-08-10 | 0.011333
|  | 1987-12-01 | 0.11 | [5 empty] | 2007-05-22 | 1142.3839 |  |  | 2005-09-27 | 1027.174 |  |  | 2012-12-01 | 0.23555 | 0.010714 | 0.39445 | 2016-01-01 | 323.4429 | 0 | 2181.9676 | 2004-05-29 | 0 |  | 1994-09-25 | 0.03
|  | 1987-12-09 | 0.11 | [5 empty] | 2007-05-28 | 1142.3748 |  |  | 2005-09-29 | 1026.949 |  |  | 2013-01-01 | 0.27307 | 0.046596 | 0.50055 | 2016-02-01 | 188.6504 | 0 | 1264.7425 | 2004-05-30 | 0 |  | 1994-10-12 | 0.009
|  | 1988-01-27 | 0.093 | [5 empty] | 2007-05-31 | 1142.3748 |  |  | 2005-10-03 | 1026.54 |  |  | 2013-02-01 | 0.20549 | 0.0041224 | 0.57855 | 2016-03-01 | 177.9531 | 0 | 1859.7849 | 2004-05-31 | 0 |  | 1994-10-15 | 0.04
|  | 1988-02-05 | 0.035 | [5 empty] | 2007-06-04 | 1142.3717 |  |  | 2005-10-05 | 1026.325 |  |  | 2013-03-01 | 0.21496 | 0.00038618 | 0.57177 | 2016-04-01 | 156.1277 | 0 | 332.8916 | 2004-06-01 | 0 |  | 1994-11-25 | 0.01
|  | 1988-02-17 | 0.043 | [5 empty] | 2007-06-11 | 1142.3839 |  |  | 2005-10-12 | 1026.564 |  |  | 2013-04-01 | 0.18278 | 0.00032655 | 0.5654 | 2016-05-01 | 4478.9579 | 2147.0427 | 7267.7001 | 2004-06-02 | 0 |  | 1995-01-25 | 0.005
|  | 1988-03-22 | 0.1365 | [5 empty] | 2007-06-14 | 1142.39 |  |  | 2005-10-17 | 1026.714 |  |  | 2013-05-01 | 0.10376 | 1.2605e-06 | 0.45918 | 2016-06-01 | 6816.3184 | 691.923 | 8941.3259 | 2004-06-03 | 0 |  | 1995-01-31 | 0.05
|  | 1988-03-24 | 0.067 | [5 empty] | 2007-06-18 | 1142.3809 |  |  | 2005-10-24 | 1026.92 |  |  | 2013-06-01 | 0.14901 | 0.085819 | 0.28925 | 2016-07-01 | 5356.5123 | 854.2802 | 8250.7692 | 2004-06-04 | 0 |  | 1995-02-01 | 0.05
|  | 1988-04-25 | 0.126 | [5 empty] | 2007-06-30 | 1142.3138 |  |  | 2005-10-31 | 1027.115 |  |  | 2013-07-01 | 0.16154 | 0.07334 | 0.25952 | 2016-08-01 | 3071.0816 | 0 | 5279.5802 | 2004-06-05 | 0 |  | 1995-02-22 | 0.1
|  | 1988-05-25 | 0.042 | [5 empty] | 2007-07-09 | 1142.2407 |  |  | 2005-11-16 | 1027.515 |  |  | 2013-08-01 | 0.15245 | 0.0068215 | 0.31305 | 2016-09-01 | 2689.8133 | 1303.3427 | 4942.4626 | 2004-06-06 | 0 |  | 1995-02-24 | 0.1
|  | 1988-06-07 | 0.021 | [5 empty] | 2007-07-15 | 1142.1401 |  |  | 2005-11-30 | 1027.782 |  |  | 2013-09-01 | 0.20807 | 0.090681 | 0.30563 | 2016-10-01 | 851.4149 | 0 | 2361.1841 | 2004-06-07 | 0 |  | 1995-03-06 | 0.0033333
|  | 1988-07-20 | 0.046 | [5 empty] | 2007-07-23 | 1142.0151 |  |  | 2005-12-15 | 1028.032 |  |  | 2013-10-01 | 0.1898 | 0.0092496 | 0.36444 | 2016-11-01 | 457.2964 | 0 | 1195.8797 | 2004-06-08 | 28.237 |  | 1995-03-08 | 0.03
|  | 1988-08-24 | 0.12 | [5 empty] | 2007-07-31 | 1141.8749 |  |  | 2006-01-17 | 1028.515 |  |  | 2013-11-01 | 0.18032 | 0.011029 | 0.33191 | 2016-12-01 | 354.5413 | 0 | 727.0666 | 2004-06-09 | 28.237 |  | 1995-04-17 | 0.07 | 0.07
|  | 1988-09-13 | 0.135 | [5 empty] | 2007-08-15 | 1141.6158 |  |  | 2006-01-30 | 1028.655 |  |  | 2013-12-01 | 0.18238 | 0.0086901 | 0.35024 | 2017-01-01 | 328.4095 | 0 | 2140.698 | 2004-06-10 | 28.237 |  | 1995-05-08 | 0.018
|  | 1988-10-06 | 0.185 | [5 empty] | 2007-08-31 | 1141.3141 |  |  | 2006-02-13 | 1028.613 |  |  | 2014-01-01 | 0.22676 | 0.045483 | 0.40747 | 2017-02-01 | 193.6248 | 0 | 1630.06 | 2004-06-11 | 28.237 |  | 1995-05-09 | 0.018
|  | 1988-11-01 | 0.02 | [5 empty] | 2007-09-10 | 1141.1312 |  |  | 2006-02-15 | 1028.615 |  |  | 2014-02-01 | 0.15073 | 3.3654e-05 | 0.37376 | 2017-03-01 | 180.4725 | 0 | 945.796 | 2004-06-12 | 28.237 |  | 1995-06-07 | 0.01
|  | 1988-11-30 | 0.175 | [5 empty] | 2007-09-11 | 1141.1403 |  |  | 2006-02-20 | 1028.602 |  |  | 2014-03-01 | 0.15455 | 0.00038993 | 0.36528 | 2017-04-01 | 0 | 0 | 599.5597 | 2004-06-13 | 28.237 |  | 1995-06-21 | 0.01
|  | 1989-01-27 | 0.115 | [5 empty] | 2007-09-15 | 1141.2552 |  |  | 2006-02-21 | 1028.545 |  |  | 2014-04-01 | 0.14552 | 0.00049231 | 0.37826 | 2017-05-01 | 4337.492 | 1999.5417 | 7238.2965 | 2004-06-14 | 28.237 |  | 1995-07-20 | 0.01
|  | 1989-02-07 | 0.0765 | [5 empty] | 2007-09-30 | 1141.3299 |  |  | 2006-02-23 | 1028.42 |  |  | 2014-05-01 | 0.073055 | 0.00052932 | 0.3245 | 2017-06-01 | 6859.4015 | 3388.9758 | 8944.9821 | 2004-06-15 | 28.237 |  | 1995-08-23 | 0.01
|  | 1989-02-13 | 0.115 | [5 empty] | 2007-10-15 | 1141.4543 |  |  | 2006-02-27 | 1028.05 |  |  | 2014-06-01 | 0.14531 | 0.052195 | 0.2588 | 2017-07-01 | 5194.9804 | 1087.0667 | 8155.49 | 2004-06-16 | 28.237 |  | 1995-09-18 | 0.01
|  | 1989-03-14 | 0.058 | [5 empty] | 2007-10-31 | 1141.5884 |  |  | 2006-03-01 | 1027.89 |  |  | 2014-07-01 | 0.15679 | 0.060236 | 0.237 | 2017-08-01 | 3060.5195 | 0 | 5186.7039 | 2004-06-17 | 28.237 |  | 1995-10-03 | 0.007
|  | 1989-04-12 | 0.046 | [5 empty] | 2007-11-15 | 1141.7042 |  |  | 2006-03-02 | 1027.795 |  |  | 2014-08-01 | 0.15095 | 0.00080456 | 0.28504 | 2017-09-01 | 2841.0947 | 1300.7741 | 4588.7878 | 2004-06-18 | 28.237 |  | 1995-10-16 | 0.04
|  | 1989-05-31 | 0.034 | [5 empty] | 2007-11-30 | 1141.8017 |  |  | 2006-03-04 | 1027.63 |  |  | 2014-09-01 | 0.20481 | 0.082142 | 0.28453 | 2017-10-01 | 880.8787 | 0 | 2574.4361 | 2004-06-19 | 28.237 |  | 1995-11-14 | 0.02
|  | 1989-06-12 | 0.052 | [5 empty] | 2007-12-15 | 1141.8962 |  |  | 2006-03-06 | 1027.452 |  |  | 2014-10-01 | 0.21138 | 0.042448 | 0.47632 | 2017-11-01 | 481.4916 | 0 | 1412.2909 | 2004-06-20 | 28.237 |  | 1995-12-06 | 0.02
|  | 1989-07-10 | 0.08 | [5 empty] | 2007-12-31 | 1141.9877 |  |  | 2006-03-08 | 1027.275 |  |  | 2014-11-01 | 0.19529 | 0.044239 | 0.44743 | 2017-12-01 | 432.1753 | 0 | 920.9423 | 2004-06-21 | 28.237 |  | 1995-12-12 | 0.01
|  | 1989-07-25 | 0.0365 | [5 empty] | 2008-01-15 | 1142.0639 |  |  | 2006-03-09 | 1027.18 |  |  | 2014-12-01 | 0.19104 | 0.047828 | 0.44252 | 2018-01-01 | 330.7896 | 0 | 2155.1645 | 2004-06-22 | 0 |  | 1996-01-25 | 0.02
|  | 1989-08-14 | 0.049 | [5 empty] | 2008-01-31 | 1142.1553 |  |  | 2006-03-20 | 1027.433 |  |  | 2015-01-01 | 0.22355 | 0.072394 | 0.46876 | 2018-02-01 | 186.8847 | 0 | 465.8887 | 2004-06-23 | 0 |  | 1996-02-14 | 0.02
|  | 1989-09-06 | [6 empty] | 2008-02-15 | 1142.2151 |  |  | 2006-03-30 | 1027.61 |  |  | 2015-02-01 | 0.13866 | 0.00046637 | 0.44551 | 2018-03-01 | 179.9173 | 0 | 334.7198 | 2004-06-24 | 0 |  | 1996-03-05 | 0.024
|  | 1989-09-11 | 0.046 | [5 empty] | 2008-02-29 | 1142.2849 |  |  | 2006-04-06 | 1027.725 |  |  | 2015-03-01 | 0.16305 | 0.00031447 | 0.36237 | 2018-04-01 | 185.237 | 0 | 313.4681 | 2004-06-25 | 0 |  | 1996-03-12 | 0.02
|  | 1989-10-16 | 0.024 | [5 empty] | 2008-03-15 | 1142.3443 |  |  | 2006-04-18 | 1027.89 |  |  | 2015-04-01 | 0.12771 | 0.00036659 | 0.37201 | 2018-05-01 | 4180.3938 | 2051.754 | 7240.8535 | 2004-06-26 | 0 |  | 1996-04-09 | 0.0075 | 0.0075
|  | 1989-11-15 | 0.131 | [5 empty] | 2008-03-31 | 1142.4113 |  |  | 2006-04-24 | 1028.16 |  |  | 2015-05-01 | 0.053604 | 0.00045452 | 0.28788 | 2018-06-01 | 7139.028 | 3417.5713 | 8945.0454 | 2004-06-27 | 0 |  | 1996-04-23 | 0.08 | 0.08
|  | 1989-12-11 | 0.094 | [5 empty] | 2008-04-15 | 1142.4449 |  |  | 2006-05-01 | 1028.585 |  |  | 2015-06-01 | 0.14714 | 0.081141 | 0.26581 | 2018-07-01 | 5345.3784 | 1307.362 | 8155.49 | 2004-06-28 | 0 |  | 1996-05-13 | 0.04
|  | 1990-01-15 | 0.083 | [5 empty] | 2008-04-30 | 1142.515 |  |  | 2006-05-03 | 1028.55 |  |  | 2015-07-01 | 0.16332 | 0.073316 | 0.27796 | 2018-08-01 | 3004.7457 | 0 | 5285.9214 | 2004-06-29 | 0 |  | 1996-06-11 | 0.02
|  | 1990-02-12 | 0.064 | [5 empty] | 2008-05-15 | 1142.4936 |  |  | 2006-05-08 | 1028.422 |  |  | 2015-08-01 | 0.13661 | 0.0038769 | 0.31411 | 2018-09-01 | 2718.2291 | 1348.7961 | 4944.0082 | 2004-06-30 | 0 |  | 1996-07-17 | 0.09
|  | 1990-03-12 | 0.027 | [5 empty] | 2008-05-31 | 1142.3961 |  |  | 2006-05-11 | 1028.065 |  |  | 2015-09-01 | 0.20083 | 0.08228 | 0.30495 | 2018-10-01 | 871.0841 | 0 | 2460.0407 | 2004-07-01 | 0 |  | 1996-08-15 | 0.01
|  | 1990-04-17 | 0.047 | [5 empty] | 2008-06-15 | 1142.1888 |  |  | 2006-05-15 | 1027.87 |  |  | 2015-10-01 | 0.19874 | 0.036708 | 0.35494 | 2018-11-01 | 455.6959 | 0 | 1252.3077 | 2004-07-02 | 0 |  | 1996-09-11 | 0.01
|  | 1990-05-01 | 0.0975 | [5 empty] | 2008-06-30 | 1141.9663 |  |  | 2006-05-23 | 1027.872 |  |  | 2015-11-01 | 0.18068 | 0.04023 | 0.31541 | 2018-12-01 | 422.3223 | 0 | 895.5427 | 2004-07-03 | 0 |  | 1996-10-21 | 0.09
|  | 1990-05-02 | 0.124 | [5 empty] | 2008-07-15 | 1141.8505 |  |  | 2006-05-25 | 1027.777 |  |  | 2015-12-01 | 0.17486 | 0.039263 | 0.30512 | 2019-01-01 | 317.1058 | 0 | 2000.4525 | 2004-07-04 | 0 |  | 1996-11-21 | 0.06
|  | 1990-05-14 | 0.083 | [5 empty] | 2008-07-31 | 1141.6768 |  |  | 2006-05-29 | 1027.585 |  |  | 2016-01-01 | 0.20954 | 0.067099 | 0.32907 | 2019-02-01 | 187.5289 | 0 | 1701.7115 | 2004-07-05 | 0 |  | 1996-12-17
|  | 1990-06-11 | 0.06 | [5 empty] | 2008-08-15 | 1141.5061 |  |  | 2006-06-01 | 1027.463 |  |  | 2016-02-01 | 0.13332 | 4.7138e-05 | 0.39348 | 2019-03-01 | 182.2547 | 0 | 784.43 | 2004-07-06 | 0 |  | 1996-12-19 | 0.12
|  | 1990-07-11 | 0.097 | [5 empty] | 2008-08-31 | 1141.3842 |  |  | 2006-06-05 | 1027.475 |  |  | 2016-03-01 | 0.14039 | 0.00044076 | 0.42769 | 2019-04-01 | 148.0935 | 0 | 486.2398 | 2004-07-07 | 0 |  | 1997-01-14 | 0.04
|  | 1990-08-13 | 0.039 | [5 empty] | 2008-09-11 | 1141.2074 |  |  | 2006-06-12 | 1027.522 |  |  | 2016-04-01 | 0.1079 | 0.00022902 | 0.41848 | 2019-05-01 | 4194.7942 | 2110.366 | 7260.6829 | 2004-07-08 | 0 |  | 1997-02-26 | 0.03
|  | 1990-09-19 | 0.143 | [5 empty] | 2008-09-15 | 1141.1464 |  |  | 2006-06-21 | 1027.51 |  |  | 2016-05-01 | 0.040484 | 5.3946e-06 | 0.3256 | 2019-06-01 | 6932.2363 | 3396.4733 | 8943.7776 | 2004-07-09 | 18.312 |  | 1997-03-11 | 0.05
|  | 1990-10-02 | 0.0645 | [5 empty] | 2008-09-21 | 1141.065 |  |  | 2006-06-27 | 1027.272 |  |  | 2016-06-01 | 0.1424 | 0.081569 | 0.2582 | 2019-07-01 | 5328.8944 | 2515.334 | 8155.49 | 2004-07-10 | 18.312 |  | 1997-04-15 | 0.05 | 0.05
|  | 1990-10-04 | [6 empty] | 2008-09-30 | 1141.1949 |  |  | 2006-07-04 | 1027.52 |  |  | 2016-07-01 | 0.15453 | 0.06323 | 0.28082 | 2019-08-01 | 3114.7244 | 0 | 5194.4211 | 2004-07-11 | 18.312 |  | 1997-05-12 | 0.02
|  | 1990-10-18 | 0.157 | [5 empty] | 2008-10-15 | 1141.3842 |  |  | 2006-07-06 | 1027.521 |  |  | 2016-08-01 | 0.15002 | 0.0041659 | 0.35664 | 2019-09-01 | 2527.0249 | 1323.9678 | 4910.2739 | 2004-07-12 | 18.312 |  | 1997-06-23 | 0.02
|  | 1990-11-14 | 0.149 | [5 empty] | 2008-10-31 | 1141.564 |  |  | 2006-07-10 | 1027.552 |  |  | 2016-09-01 | 0.20358 | 0.085432 | 0.30328 | 2019-10-01 | 830.7992 | 0 | 2418.5831 | 2004-07-13 | 18.312 |  | 1997-07-15 | 0.12
|  | 1990-12-10 | 0.316 | [5 empty] | 2008-11-15 | 1141.7347 |  |  | 2006-07-13 | 1027.522 |  |  | 2016-10-01 | 0.20537 | 0.0054759 | 0.43784 | 2019-11-01 | 438.8203 | 0 | 1222.5466 | 2004-07-14 | 18.312 |  | 1997-08-12 | 0.11
|  | 1991-01-02 | 0.249 | [5 empty] | 2008-11-30 | 1141.845 |  |  | 2006-07-19 | 1027.522 |  |  | 2016-11-01 | 0.18409 | 0.008512 | 0.39467 | 2019-12-01 | 345.8927 | 0 | 856.6761 | 2004-07-15 | 18.312 |  | 1997-09-22 | 0.07
|  | 1991-01-14 | [6 empty] | 2008-12-15 | 1141.9663 |  |  | 2006-07-24 | 1027.518 |  |  | 2016-12-01 | 0.17745 | 0.018603 | 0.37917 | 2020-01-01 | 322.2221 | 0 | 1396.3501 | 2004-07-16 | 18.312 |  | 1997-10-20 | 0.02
|  | 1991-02-04 | 0.124 | [5 empty] | 2008-12-31 | 1142.0639 |  |  | 2006-07-31 | 1027.437 |  |  | 2017-01-01 | 0.20715 | 0.050329 | 0.40372 | 2020-02-01 | 171.9942 | 0 | 564.4208 | 2004-07-17 | 10.796 |  | 1997-11-18 | 0.03
|  | 1991-02-27 | 0.719 | [5 empty] | 2009-01-15 | 1142.1492 |  |  | 2006-08-07 | 1027.555 |  |  | 2017-02-01 | 0.13023 | 3.2647e-05 | 0.41679 | 2020-03-01 | 180.9349 | 0 | 391.433 | 2004-07-18 | 10.796 |  | 1997-12-08 | 0.02
|  | 1991-03-04 | 0.615 | [5 empty] | 2009-01-31 | 1142.2559 |  |  | 2006-08-14 | 1027.387 |  |  | 2017-03-01 | 0.13659 | 0.00038348 | 0.41845 | 2020-04-01 | 165.9098 | 0 | 299.8057 | 2004-07-19 | 10.796 |  | 1998-01-12 | 0.03
|  | 1991-03-06 | [6 empty] | 2009-02-14 | 1142.3351 |  |  | 2006-08-22 | 1027.49 |  |  | 2017-04-01 | 0.096158 | 0.00045425 | 0.37314 | 2020-05-01 | 4473.3777 | 3215.6021 | 7260.8312 | 2004-07-20 | 10.796 |  | 1998-02-24 | 0.05
|  | 1991-04-01 | 0.139 | [5 empty] | 2009-02-26 | 1142.3961 |  |  | 2006-08-28 | 1027.57 |  |  | 2017-05-01 | 0.036786 | 0.00039259 | 0.3007 | 2020-06-01 | 6971.8895 | 3397.4372 | 8945.0379 | 2004-07-21 | 10.796 |  | 1998-03-17 | 0.02
|  | 1991-05-01 | 0.069 | [5 empty] | 2009-03-15 | 1142.4799 |  |  | 2006-08-29 | 1027.525 |  |  | 2017-06-01 | 0.14725 | 0.091744 | 0.2375 | 2020-07-01 | 5259.4404 | 2070.8727 | 8154.7946 | 2004-07-22 | 10.796 |  | 1998-04-13 | 0.35 | 0.35
|  | 1991-05-08 | 0.0355 | [5 empty] | 2009-03-31 | 1142.55 |  |  | 2006-09-05 | 1027.268 |  |  | 2017-07-01 | 0.15564 | 0.061913 | 0.23369 | 2020-08-01 | 3100.9839 | 0 | 5182.4837 | 2004-07-23 | 10.796 |  | 1998-05-18 | 0.05
|  | 1991-06-03 | 0.048 | [5 empty] | 2009-04-15 | 1142.6201 |  |  | 2006-09-12 | 1027.473 |  |  | 2017-08-01 | 0.1381 | 0.0011191 | 0.29958 | 2020-09-01 | 2809.1399 | 244.0465 | 4980.8205 | 2004-07-24 | 10.796 |  | 1998-06-15 | 0.06
|  | 1991-06-07 | 0.039 | [5 empty] | 2009-04-30 | 1142.71 |  |  | 2006-09-19 | 1027.45 |  |  | 2017-09-01 | 0.19788 | 0.075918 | 0.30065 | 2020-10-01 | 896.68 | 0 | 2522.071 | 2004-07-25 | 10.796 |  | 1998-07-21 | 0.04
|  | 1991-06-13 | 0.039 | [5 empty] | 2009-05-15 | 1142.85 |  |  | 2006-09-20 | 1027.336 |  |  | 2017-10-01 | 0.20305 | 0.0064172 | 0.40137 | 2020-11-01 | 475.1715 | 0 | 1368.0013 | 2004-07-26 | 10.796 |  | 1998-08-10 | 0.03
|  | 1991-06-30 | 0.039 | [5 empty] | 2009-05-31 | 1142.8701 |  |  | 2006-09-21 | 1027.227 |  |  | 2017-11-01 | 0.18797 | 0.010178 | 0.3397 | 2020-12-01 | 431.6319 | 0 | 1015.6611 | 2004-07-27 | 10.796 |  | 1998-09-10
|  | 1991-07-01 | 0.026 | [5 empty] | 2009-06-15 | 1142.8399 |  |  | 2006-09-26 | 1027.32 |  |  | 2017-12-01 | 0.17859 | 0.01691 | 0.32241 | 2021-01-01 | 329.1191 | 0 | 1381.3916 | 2004-07-28 | 10.796 |  | 1998-09-25 | 0.04
|  | 1991-07-02 | 0.026 | [5 empty] | 2009-06-30 | 1142.6652 |  |  | 2006-10-04 | 1027.468 |  |  | 2018-01-01 | 0.21112 | 0.041892 | 0.35028 | 2021-02-01 | 186.3223 | 0 | 339.8844 | 2004-07-29 | 10.796 |  | 1998-10-19 | 0.03
|  | 1991-07-22 | 0.053 | [5 empty] | 2009-07-13 | 1142.5052 |  |  | 2006-10-10 | 1027.601 |  |  | 2018-02-01 | 0.1343 | 8.7655e-06 | 0.36355 | 2021-03-01 | 182.8682 | 0 | 1441.756 | 2004-07-30 | 10.796 |  | 1998-11-17 | 0.03
|  | 1991-07-24 | 0.0415 | [5 empty] | 2009-07-20 | 1142.4351 |  |  | 2006-10-17 | 1027.749 |  |  | 2018-03-01 | 0.14019 | 0.00032132 | 0.41223 | 2021-04-01 | 181.1895 | 0 | 798.2455 | 2004-07-31 | 0 |  | 1998-12-21 | 0.02
|  | 1991-08-05 | 0.065 | [5 empty] | 2009-07-27 | 1142.3199 |  |  | 2006-10-24 | 1027.902 |  |  | 2018-04-01 | 0.11323 | 0.00036781 | 0.41673 | 2021-05-01 | 4423.1258 | 2305.6787 | 7253.3483 | 2004-08-01 | 0 |  | 1999-01-18 | 0.03
|  | 1991-09-03 | 0.062 | [5 empty] | 2009-08-03 | 1142.2001 |  |  | 2006-10-31 | 1028.035 |  |  | 2018-05-01 | 0.036855 | 0.00036772 | 0.34413 | 2021-06-01 | 6928.7152 | 3384.5359 | 8941.2314 | 2004-08-02 | 0 |  | 1999-02-22 | 0.07
|  | 1991-09-27 | 0.056 | [5 empty] | 2009-08-07 | 1142.1849 |  |  | 2006-11-07 | 1028.168 |  |  | 2018-06-01 | 0.14786 | 0.088761 | 0.26951 | 2021-07-01 | 5347.4172 | 511.5816 | 8153.4502 | 2004-08-03 | 0 |  | 1999-03-17 | 0.02
|  | 1991-10-07 | 0.05 | [5 empty] | 2009-08-10 | 1142.1651 |  |  | 2006-11-14 | 1028.303 |  |  | 2018-07-01 | 0.15854 | 0.055808 | 0.25277 | 2021-08-01 | 3127.951 | 0 | 5557.9639 | 2004-08-04 | 0 |  | 1999-04-20 | 0.02 | 0.02
|  | 1991-11-01 | 0.022 | [5 empty] | 2009-08-18 | 1142.0651 |  |  | 2006-11-21 | 1028.42 |  |  | 2018-08-01 | 0.13745 | 0.0018518 | 0.3039 | 2021-09-01 | 2781.067 | 1282.4979 | 4972.9847 | 2004-08-05 | 0 |  | 1999-05-17 | 0.05
|  | 1991-11-06 | 0.053 | [5 empty] | 2009-08-24 | 1142.02 |  |  | 2006-12-07 | 1028.635 |  |  | 2018-09-01 | 0.2014 | 0.082133 | 0.28708 | 2021-10-01 | 891.0676 | 0 | 2417.8254 | 2004-08-06 | 0 |  | 1999-07-03 | 0.05
|  | 1991-12-03 | 0.086 | [5 empty] | 2009-08-31 | 1141.845 |  |  | 2006-12-14 | 1028.732 |  |  | 2018-10-01 | 0.19691 | 0.014292 | 0.35681 | 2021-11-01 | 472.3502 | 0 | 1232.4573 | 2004-08-07 | 0 |  | 1999-07-27 | 0.0075
|  | 1992-01-21 | 0.334 | [5 empty] | 2009-09-07 | 1141.6749 |  |  | 2007-01-04 | 1028.95 |  |  | 2018-11-01 | 0.18089 | 0.018245 | 0.32227 | 2021-12-01 | 421.2517 | 0 | 845.2888 | 2004-08-08 | 0 |  | 1999-07-29
|  | 1992-02-20 | 0.211 | [5 empty] | 2009-09-14 | 1141.5201 |  |  | 2007-01-18 | 1029.09 |  |  | 2018-12-01 | 0.1709 | 0.020794 | 0.31689 | 2022-01-01 | 328.3729 | 0 | 1822.1491 | 2004-08-09 | 0 |  | 1999-08-12 | 0.02
|  | 1992-03-12 | 0.156 | [5 empty] | 2009-09-18 | 1141.415 |  |  | 2007-02-01 | 1029.2 |  |  | 2019-01-01 | 0.20253 | 0.049825 | 0.34275 |  |  |  |  | 2004-08-10 | 0 |  | 1999-08-31
|  | 1992-04-29 | 0.058667 | [5 empty] | 2009-09-19 | 1141.3799 |  |  | 2007-02-15 | 1029.308 |  |  | 2019-02-01 | 0.12295 | 1.9582e-05 | 0.41704 |  |  |  |  | 2004-08-11 | 0 |  | 1999-09-10 | 0.0075
|  | 1992-05-12 | 0.056 | [5 empty] | 2009-09-20 | 1141.34 |  |  | 2007-03-08 | 1029.48 |  |  | 2019-03-01 | 0.13699 | 0.00040099 | 0.40219 |  |  |  |  | 2004-08-12 | 0 |  | 1999-10-29 | 0.02
|  | 1992-06-09 | 0.01 | [5 empty] | 2009-09-21 | 1141.2949 |  |  | 2007-03-29 | 1029.632 |  |  | 2019-04-01 | 0.10471 | 0.00040323 | 0.34415 |  |  |  |  | 2004-08-13 | 0 |  | 1999-11-22 | 0.0075
|  | 1992-06-26 | 0.0265 | [5 empty] | 2009-09-24 | 1141.2001 |  |  | 2007-04-02 | 1029.65 |  |  | 2019-05-01 | 0.036923 | 4.7161e-06 | 0.2618 |  |  |  |  | 2004-08-14 | 0 |  | 1999-12-14 | 0.09
|  | 1992-07-14 | 0.019 | [5 empty] | 2009-09-29 | 1141.24 |  |  | 2007-04-12 | 1028.75 |  |  | 2019-06-01 | 0.13603 | 0.10387 | 0.25947 |  |  |  |  | 2004-08-15 | 0 |  | 2000-01-27 | 0.09
|  | 1992-07-21 | 0.0315 | [5 empty] | 2009-10-01 | 1141.215 |  |  | 2007-04-26 | 1029.1 |  |  | 2019-07-01 | 0.15946 | 0.090212 | 0.28828 |  |  |  |  | 2004-08-16 | 0 |  | 2000-02-28 | 0.39
|  | 1992-08-10 | 0.043 | [5 empty] | 2009-10-05 | 1141.24 |  |  | 2007-05-03 | 1029.358 |  |  | 2019-08-01 | 0.15026 | 0.00080853 | 0.32344 |  |  |  |  | 2004-08-17 | 0 |  | 2000-03-23 | 0.02
|  | 1992-09-09 | 0.117 | [5 empty] | 2009-10-09 | 1141.2699 |  |  | 2007-05-07 | 1029.498 |  |  | 2019-09-01 | 0.20525 | 0.078197 | 0.30991 |  |  |  |  | 2004-08-18 | 0 |  | 2000-04-27 | 0.22 | 0.22
|  | 1992-09-10 | 0.163 | [5 empty] | 2009-10-12 | 1141.2851 |  |  | 2007-05-09 | 1029.295 |  |  | 2019-10-01 | 0.20019 | 0.0076072 | 0.47371 |  |  |  |  | 2004-08-19 | 0 |  | 2000-05-15 | 0.11
|  | 1992-10-06 | 0.26 | [5 empty] | 2009-10-19 | 1141.365 |  |  | 2007-05-10 | 1029.191 |  |  | 2019-11-01 | 0.186 | 0.012661 | 0.42936 |  |  |  |  | 2004-08-20 | 82.251 |  | 2000-06-26 | 0.33
|  | 1992-10-19 | [6 empty] | 2009-10-26 | 1141.5 |  |  | 2007-05-14 | 1028.77 |  |  | 2019-12-01 | 0.1807 | 0.014436 | 0.42242 |  |  |  |  | 2004-08-21 | 82.251 |  | 2000-07-25 | 0.5
|  | 1992-11-24 | 0.122 | [5 empty] | 2009-11-02 | 1141.6451 |  |  | 2007-05-17 | 1028.98 |  |  | 2020-01-01 | 0.20867 | 0.044848 | 0.45233 |  |  |  |  | 2004-08-22 | 82.251 |  | 2000-08-29 | 0.13
|  | 1992-11-25 | 0.129 | [5 empty] | 2009-11-09 | 1141.6792 |  |  | 2007-05-22 | 1028.933 |  |  | 2020-02-01 | 0.13449 | 2.327e-05 | 0.43385 |  |  |  |  | 2004-08-23 | 82.251 |  | 2000-09-25 | 0.022
|  | 1993-02-16 | 0.03 | [5 empty] | 2009-11-16 | 1141.7451 |  |  | 2007-05-24 | 1028.837 |  |  | 2020-03-01 | 0.13177 | 0.00026604 | 0.40264 |  |  |  |  | 2004-08-24 | 82.251 |  | 2000-10-28
|  | 1993-04-27 | 0.144 | [5 empty] | 2009-11-23 | 1141.7853 |  |  | 2007-05-28 | 1028.846 |  |  | 2020-04-01 | 0.11434 | 9.9204e-05 | 0.3321 |  |  |  |  | 2004-08-25 | 82.251 |  | 2000-10-29 | 0.01
|  | 1993-06-24 | 0.0155 | [5 empty] | 2009-11-30 | 1141.8252 |  |  | 2007-05-31 | 1028.84 |  |  | 2020-05-01 | 0.048176 | 0.00023289 | 0.26259 |  |  |  |  | 2004-08-26 | 82.251 |  | 2000-11-13 | 0.06
|  | 1993-08-02 | 0.04 | [5 empty] | 2009-12-07 | 1141.845 |  |  | 2007-06-04 | 1028.661 |  |  | 2020-06-01 | 0.1476 | 0.10063 | 0.25205 |  |  |  |  | 2004-08-27 | 82.251 |  | 2000-11-18 | 0.03
|  | 1993-09-20 | 0.067 | [5 empty] | 2009-12-14 | 1141.9063 |  |  | 2007-06-11 | 1028.626 |  |  | 2020-07-01 | 0.17016 | 0.05426 | 0.27108 |  |  |  |  | 2004-08-28 | 82.251 |  | 2000-12-14 | 0.022
|  | 1993-10-04 | 0.047 | [5 empty] | 2010-01-04 | 1142.0002 |  |  | 2007-06-14 | 1028.605 |  |  | 2020-08-01 | 0.14573 | 0.0057751 | 0.27107 |  |  |  |  | 2004-08-29 | 82.251 |  | 2001-01-13 | 0.02
|  | 1993-10-18 | 0.04125 | [5 empty] | 2010-01-18 | 1142.0953 |  |  | 2007-06-18 | 1028.561 |  |  | 2020-09-01 | 0.20433 | 0.081042 | 0.27524 |  |  |  |  | 2004-08-30 | 82.251 |  | 2001-02-10 | 0.02
|  | 1993-11-01 | 0.0795 | [5 empty] | 2010-02-01 | 1142.1852 |  |  | 2007-06-21 | 1028.56 |  |  | 2020-10-01 | 0.18835 | 0.020062 | 0.42657 |  |  |  |  | 2004-08-31 | 82.251 |  | 2001-03-10 | 0.03
|  | 1993-11-15 | 0.0835 | [5 empty] | 2010-02-16 | 1142.28 |  |  | 2007-06-25 | 1028.88 |  |  | 2020-11-01 | 0.17235 | 0.021104 | 0.38949 |  |  |  |  | 2004-09-01 | 82.251 |  | 2001-04-16 | 0.02 | 0.02
|  | 1993-11-29 | 0.1035 | [5 empty] | 2010-03-01 | 1142.315 |  |  | 2007-06-28 | 1028.85 |  |  | 2020-12-01 | 0.16796 | 0.014892 | 0.37624 |  |  |  |  | 2004-09-02 | 82.251 |  | 2001-05-14 | 0.07
|  | 1993-12-13 | 0.0546 | [5 empty] | 2010-03-15 | 1142.34 |  |  | 2007-07-03 | 1028.787 |  |  | 2021-01-01 | 0.19799 | 0.040778 | 0.40151 |  |  |  |  | 2004-09-03 | 82.251 |  | 2001-06-17 | 0.02
|  | 1994-01-17 | 0.08475 | [5 empty] | 2010-03-29 | 1142.5302 |  |  | 2007-07-05 | 1028.789 |  |  | 2021-02-01 | 0.13912 | 1.3211e-05 | 0.30793 |  |  |  |  | 2004-09-04 | 82.251 |  | 2001-07-14 | 0.06
|  | 1994-01-31 | 0.1015 | [5 empty] | 2010-04-05 | 1142.561 |  |  | 2007-07-09 | 1028.846 |  |  | 2021-03-01 | 0.13801 | 0.0003027 | 0.33444 |  |  |  |  | 2004-09-05 | 82.251 |  | 2001-08-14 | 0.03
|  | 1994-03-01 | 0.054 | [5 empty] | 2010-04-12 | 1142.6012 |  |  | 2007-07-12 | 1028.8 |  |  | 2021-04-01 | 0.12001 | 0.00044838 | 0.31439 |  |  |  |  | 2004-09-06 | 82.251 |  | 2001-09-17 | 0.03
|  | 1994-08-10 | 0.03725 | [5 empty] | 2010-04-19 | 1142.6455 |  |  | 2007-07-19 | 1028.763 |  |  | 2021-05-01 | 0.047932 | 0.000318 | 0.24899 |  |  |  |  | 2004-09-07 | 82.251 |  | 2001-10-15 | 0.0075
|  | 1994-10-12 | 0.03475 | [5 empty] | 2010-04-26 | 1142.6465 |  |  | 2007-07-26 | 1028.692 |  |  | 2021-06-01 | 0.14861 | 0.095668 | 0.26281 |  |  |  |  | 2004-09-08 | 82.251 |  | 2001-11-13 | 0.06
|  | 1994-11-25 | 0.07 | [5 empty] | 2010-05-03 | 1142.6555 |  |  | 2007-08-02 | 1028.608 |  |  | 2021-07-01 | 0.15153 | 0.05282 | 0.25364 |  |  |  |  | 2004-09-09 | 82.251 |  | 2001-12-14
|  | 1995-01-25 | 0.0055 | [5 empty] | 2010-05-10 | 1142.625 |  |  | 2007-08-09 | 1028.547 |  |  | 2021-08-01 | 0.14249 | 0.013789 | 0.3116 |  |  |  |  | 2004-09-10 | 82.251 |  | 2001-12-15 | 0.02
|  | 1995-03-06 | 0.00375 | [5 empty] | 2010-05-17 | 1142.6092 |  |  | 2007-08-16 | 1028.374 |  |  | 2021-09-01 | 0.20086 | 0.092806 | 0.29956 |  |  |  |  | 2004-09-11 | 82.251 |  | 2002-01-15 | 0.09
|  | 1995-03-08 | 0.03 | [5 empty] | 2010-05-24 | 1142.5655 |  |  | 2007-08-23 | 1028.085 |  |  | 2021-10-01 | 0.21811 | 0.0090319 | 0.37421 |  |  |  |  | 2004-09-12 | 82.251 |  | 2002-02-12 | 0.01
|  | 1995-05-08 | 0.0525 | [5 empty] | 2010-05-31 | 1142.461 |  |  | 2007-08-30 | 1028.038 |  |  | 2021-11-01 | 0.19815 | 0.013004 | 0.33461 |  |  |  |  | 2004-09-13 | 82.251 |  | 2002-03-12 | 0.05
|  | 1995-06-21 | 0.01 | [5 empty] | 2010-06-07 | 1142.3321 |  |  | 2007-09-06 | 1028.025 |  |  | 2021-12-01 | 0.19141 | 0.020907 | 0.32722 |  |  |  |  | 2004-09-14 | 82.251 |  | 2002-04-15 | 0.04 | 0.04
|  | 1995-07-20 | 0.01 | [5 empty] | 2010-06-14 | 1142.2175 |  |  | 2007-09-11 | 1028.025 |  |  | 2022-01-01 | 0.22213 | 0.048197 | 0.34649 |  |  |  |  | 2004-09-15 | 82.251 |  | 2002-05-13 | 0.07
|  | 1995-08-23 | 0.05 | [5 empty] | 2010-06-21 | 1142.0831 |  |  | 2007-09-12 | 1027.91 | [10 empty] | 2004-09-16 | 82.251 |  | 2002-06-16 | 0.03
|  | 1995-10-16 | 0.08 | [5 empty] | 2010-06-28 | 1141.941 |  |  | 2007-09-13 | 1027.845 | [10 empty] | 2004-09-17 | 82.251 |  | 2002-07-16 | 0.017
|  | 1995-11-14 | 0.17 | [5 empty] | 2010-07-05 | 1141.8216 |  |  | 2007-09-17 | 1027.559 | [10 empty] | 2004-09-18 | 0 |  | 2002-08-12 | 0.009
|  | 1995-12-06 | 0.14 | [5 empty] | 2010-07-12 | 1141.6734 |  |  | 2007-09-24 | 1027.755 | [10 empty] | 2004-09-19 | 0 |  | 2002-09-16 | 0.011
|  | 1995-12-12 | 0.111 | [5 empty] | 2010-07-19 | 1141.4875 |  |  | 2007-09-27 | 1027.84 | [10 empty] | 2004-09-20 | 0 |  | 2002-10-15 | 0.024
|  | 1996-01-25 | 0.1 | [5 empty] | 2010-07-26 | 1141.3141 |  |  | 2007-10-15 | 1028.295 | [10 empty] | 2004-09-21 | 0 |  | 2002-11-12 | 0.031
|  | 1996-02-14 | 0.09 | [5 empty] | 2010-08-02 | 1141.1681 |  |  | 2007-10-18 | 1028.358 | [10 empty] | 2004-09-22 | 0 |  | 2002-12-10 | 0.034
|  | 1996-03-06 | 0.123 | [5 empty] | 2010-08-09 | 1141.0422 |  |  | 2007-10-22 | 1028.442 | [10 empty] | 2004-09-23 | 0 |  | 2003-01-14 | 0.029
|  | 1996-03-12 | 0.08 | [5 empty] | 2010-08-16 | 1140.894 |  |  | 2007-10-25 | 1028.22 | [10 empty] | 2004-09-24 | 0 |  | 2003-02-15 | 0.023
|  | 1996-04-09 | 0.02 | [5 empty] | 2010-08-23 | 1140.7673 |  |  | 2007-10-29 | 1027.997 | [10 empty] | 2004-09-25 | 0 |  | 2003-03-15 | 0.022
|  | 1996-05-15 | 0.05 | [5 empty] | 2010-08-27 | 1140.6801 |  |  | 2007-11-08 | 1028.268 | [10 empty] | 2004-09-26 | 0 |  | 2003-04-15 | 0.021 | 0.021
|  | 1996-05-29 | 0.04 | [5 empty] | 2010-08-30 | 1140.6965 |  |  | 2007-11-22 | 1028.551 | [10 empty] | 2004-09-27 | 0 |  | 2003-05-13 | 0.037
|  | 1996-06-11 | 0.02 | [5 empty] | 2010-09-06 | 1140.7703 |  |  | 2007-12-06 | 1028.802 | [10 empty] | 2004-09-28 | 0 |  | 2003-06-14 | 0.016
|  | 1996-06-21 | 1.48 | [5 empty] | 2010-09-13 | 1140.8102 |  |  | 2008-01-03 | 1029.27 | [10 empty] | 2004-09-29 | 0 |  | 2003-07-14 | 0.034
|  | 1996-07-17 | 0.02 | [5 empty] | 2010-09-20 | 1140.8502 |  |  | 2008-01-16 | 1029.442 | [10 empty] | 2004-09-30 | 0 |  | 2003-08-11 | 0.011
|  | 1996-08-05 | 0.01 | [5 empty] | 2010-09-27 | 1140.8691 |  |  | 2008-02-13 | 1029.782 | [10 empty] | 2004-10-01 | 0 |  | 2003-09-08 | 0.012
|  | 1996-08-15 | 0.03 | [5 empty] | 2010-10-04 | 1140.9413 |  |  | 2008-03-05 | 1029.996 | [10 empty] | 2004-10-02 | 0 |  | 2003-10-14 | 0.027
|  | 1996-09-03 | 0.04 | [5 empty] | 2010-10-12 | 1140.9663 |  |  | 2008-03-20 | 1030.116 | [10 empty] | 2004-10-03 | 0 |  | 2003-11-15 | 0.022
|  | 1996-09-11 | 0.04 | [5 empty] | 2010-10-25 | 1141.0611 |  |  | 2008-04-03 | 1030.211 | [10 empty] | 2004-10-04 | 0 |  | 2003-12-14
|  | 1996-10-02 | [6 empty] | 2010-11-08 | 1141.0861 |  |  | 2008-04-10 | 1030.254 | [10 empty] | 2004-10-05 | 0 |  | 2003-12-15 | 0.014
|  | 1996-10-16 | 0.08 | [5 empty] | 2010-11-22 | 1141.1641 |  |  | 2008-04-14 | 1029.93 | [10 empty] | 2004-10-06 | 0 |  | 2004-01-12 | 0.024
|  | 1996-10-21 | 0.09 | [5 empty] | 2010-12-06 | 1141.254 |  |  | 2008-04-21 | 1029.625 | [10 empty] | 2004-10-07 | 0 |  | 2004-02-16 | 0.032
|  | 1996-11-21 | 0.1 | [5 empty] | 2010-12-16 | 1141.3162 |  |  | 2008-04-24 | 1029.398 | [10 empty] | 2004-10-08 | 0 |  | 2004-03-15 | 0.031
|  | 1996-12-19 | 0.12 | [5 empty] | 2011-01-03 | 1141.4779 |  |  | 2008-04-28 | 1029.25 | [10 empty] | 2004-10-09 | 0 |  | 2004-04-13 | 0.024 | 0.024
|  | 1997-01-14 | 0.05 | [5 empty] | 2011-01-17 | 1141.556 |  |  | 2008-05-05 | 1029.433 | [10 empty] | 2004-10-10 | 0 |  | 2004-05-14 | 0.027
|  | 1997-02-17 | 0.06 | [5 empty] | 2011-01-31 | 1141.643 |  |  | 2008-05-06 | 1029.44 | [10 empty] | 2004-10-11 | 0 |  | 2004-06-14 | 0.007
|  | 1997-02-26 | [6 empty] | 2011-02-14 | 1141.729 |  |  | 2008-05-07 | 1029.421 | [10 empty] | 2004-10-12 | 0 |  | 2004-07-12 | 0.009
|  | 1997-03-11 | 0.05 | [5 empty] | 2011-02-28 | 1141.8592 |  |  | 2008-05-08 | 1029.402 | [10 empty] | 2004-10-13 | 0 |  | 2004-08-09 | 0.011
|  | 1997-04-15 | 0.06 | [5 empty] | 2011-03-07 | 1141.8946 |  |  | 2008-05-12 | 1029.362 | [10 empty] | 2004-10-14 | 0 |  | 2004-09-13 | 0.012
|  | 1997-04-28 | 0.04 | [5 empty] | 2011-03-21 | 1141.912 |  |  | 2008-05-20 | 1029.34 | [10 empty] | 2004-10-15 | 27.904 |  | 2004-10-12 | 0.025
|  | 1997-05-12 | 0.04 | [5 empty] | 2011-04-04 | 1141.972 |  |  | 2008-05-21 | 1029.335 | [10 empty] | 2004-10-16 | 27.904 |  | 2004-11-15 | 0.024
|  | 1997-06-23 | 0.04 | [5 empty] | 2011-04-18 | 1142.0833 |  |  | 2008-05-22 | 1029.332 | [10 empty] | 2004-10-17 | 27.904 |  | 2004-12-03 | 0.02
|  | 1997-07-15 | 0.07 | [5 empty] | 2011-05-02 | 1142.057 |  |  | 2008-05-26 | 1029.276 | [10 empty] | 2004-10-18 | 27.904 |  | 2005-01-21 | 0.031
|  | 1997-07-24 | [6 empty] | 2011-05-16 | 1141.948 |  |  | 2008-05-28 | 1029.254 | [10 empty] | 2004-10-19 | 27.904 |  | 2005-02-08 | 0.035
|  | 1997-08-06 | [6 empty] | 2011-05-30 | 1141.984 |  |  | 2008-06-02 | 1029.251 | [10 empty] | 2004-10-20 | 27.904 |  | 2005-03-15 | 0.031
|  | 1997-08-12 | 0.11 | [5 empty] | 2011-06-06 | 1141.942 |  |  | 2008-06-05 | 1029.164 | [10 empty] | 2004-10-21 | 27.904 |  | 2005-04-11 | 0.038 | 0.038
|  | 1997-09-22 | 0.15 | [5 empty] | 2011-06-09 | 1141.936 |  |  | 2008-06-11 | 1028.976 | [10 empty] | 2004-10-22 | 275.55 |  | 2005-05-09 | 0.031
|  | 1997-09-30 | 0.12 | [5 empty] | 2011-06-13 | 1141.8269 |  |  | 2008-06-18 | 1028.891 | [10 empty] | 2004-10-23 | 275.55 |  | 2005-06-20 | 0.016
|  | 1997-10-07 | 0.11 | [5 empty] | 2011-06-20 | 1141.873 |  |  | 2008-06-23 | 1028.686 | [10 empty] | 2004-10-24 | 275.55 |  | 2005-07-25 | 0.015
|  | 1997-10-20 | 0.08 | [5 empty] | 2011-06-27 | 1141.848 |  |  | 2008-06-24 | 1028.638 | [10 empty] | 2004-10-25 | 275.55 |  | 2005-08-22 | 0.023
|  | 1997-11-04 | [6 empty] | 2011-07-04 | 1141.838 |  |  | 2008-06-26 | 1028.549 | [10 empty] | 2004-10-26 | 77.242 |  | 2005-09-05 | 0.036
|  | 1997-11-19 | 0.06 | [5 empty] | 2011-07-11 | 1141.781 |  |  | 2008-07-02 | 1028.271 | [10 empty] | 2004-10-27 | 0 |  | 2005-09-06 | 0.036
|  | 1997-12-08 | 0.06 | [5 empty] | 2011-07-18 | 1141.788 |  |  | 2008-07-03 | 1028.24 | [10 empty] | 2004-10-28 | 0 |  | 2005-10-10 | 0.028
|  | 1998-01-12 | 0.06 | [5 empty] | 2011-07-25 | 1141.645 |  |  | 2008-07-07 | 1028.222 | [10 empty] | 2004-10-29 | 0 |  | 2005-11-01 | 0.035
|  | 1998-02-24 | 0.03 | [5 empty] | 2011-08-01 | 1141.572 |  |  | 2008-07-08 | 1028.235 | [10 empty] | 2004-10-30 | 0 |  | 2005-12-13 | 0.058
|  | 1998-03-17 | 0.02 | [5 empty] | 2011-08-08 | 1141.466 |  |  | 2008-07-10 | 1028.252 | [10 empty] | 2004-10-31 | 0 |  | 2006-01-23 | 0.094
|  | 1998-04-13 | 0.32 | [5 empty] | 2011-08-15 | 1141.373 |  |  | 2008-07-17 | 1028.28 | [10 empty] | 2004-11-01 | 0 |  | 2006-02-14 | 0.035
|  | 1998-04-16 | [6 empty] | 2011-08-22 | 1141.273 |  |  | 2008-07-24 | 1028.273 | [10 empty] | 2004-11-02 | 0 |  | 2006-04-24 | 0.14 | 0.14
|  | 1998-04-22 | 0.11 | [5 empty] | 2011-08-29 | 1141.151 |  |  | 2008-08-14 | 1028.068 | [10 empty] | 2004-11-03 | 0 |  | 2006-04-25 | 0.14 | 0.14
|  | 1998-04-24 | 0.08 | [5 empty] | 2011-09-05 | 1141.014 |  |  | 2008-08-21 | 1028.15 | [10 empty] | 2004-11-04 | 0 |  | 2006-05-17 | 0.042
|  | 1998-04-26 | 0.05 | [5 empty] | 2011-09-12 | 1140.862 |  |  | 2008-08-28 | 1028.34 | [10 empty] | 2004-11-05 | 0 |  | 2006-06-19 | 0.017
|  | 1998-04-30 | 0.04 | [5 empty] | 2011-09-19 | 1140.762 |  |  | 2008-09-02 | 1028.426 | [10 empty] | 2004-11-06 | 0 |  | 2006-07-18 | 0.02
|  | 1998-05-18 | 0.3 | [5 empty] | 2011-09-26 | 1140.827 |  |  | 2008-09-11 | 1028.565 | [10 empty] | 2004-11-07 | 0 |  | 2006-08-21 | 0.023
|  | 1998-06-15 | 0.06 | [5 empty] | 2011-10-03 | 1140.883 |  |  | 2008-09-18 | 1028.638 | [10 empty] | 2004-11-08 | 0 |  | 2006-09-11 | 0.023
|  | 1998-06-19 | 0.0093 | [5 empty] | 2011-10-17 | 1140.98 |  |  | 2008-09-22 | 1028.582 | [10 empty] | 2004-11-09 | 0 |  | 2006-10-16 | 0.065
|  | 1998-06-20 | 0.09 | [5 empty] | 2011-10-31 | 1141.059 |  |  | 2008-09-25 | 1028.504 | [10 empty] | 2004-11-10 | 0 |  | 2006-11-14 | 0.064
|  | 1998-06-21 | 0.18 | [5 empty] | 2011-11-07 | 1141.105 |  |  | 2008-09-29 | 1028.402 | [10 empty] | 2004-11-11 | 0 |  | 2007-04-18 | 0.18 | 0.18
|  | 1998-07-21 | 0.05 | [5 empty] | 2011-11-14 | 1141.167 |  |  | 2008-10-02 | 1028.227 | [10 empty] | 2004-11-12 | 0 |  | 2007-05-14 | 0.068
|  | 1998-08-04 | [6 empty] | 2011-11-28 | 1141.26 |  |  | 2008-10-06 | 1028.043 | [10 empty] | 2004-11-13 | 0 |  | 2007-06-18 | 0.029
|  | 1998-08-10 | 0.13 | [5 empty] | 2011-12-13 | 1141.39 |  |  | 2008-10-09 | 1028.005 | [10 empty] | 2004-11-14 | 0 |  | 2007-07-16 | 0.025
|  | 1998-09-25 | 0.07 | [5 empty] | 2012-01-03 | 1141.574 |  |  | 2008-10-16 | 1027.365 | [10 empty] | 2004-11-15 | 0 |  | 2007-08-13 | 0.031
|  | 1998-10-19 | 0.08 | [5 empty] | 2012-01-16 | 1141.602 |  |  | 2008-10-22 | 1027.135 | [10 empty] | 2004-11-16 | 0 |  | 2007-09-10 | 0.025
|  | 1998-11-17 | 0.09 | [5 empty] | 2012-01-30 | 1141.65 |  |  | 2008-11-12 | 1027.803 | [10 empty] | 2004-11-17 | 0 |  | 2007-10-22 | 0.063
|  | 1998-12-21 | 0.06 | [5 empty] | 2012-02-13 | 1141.717 |  |  | 2008-12-04 | 1028.325 | [10 empty] | 2004-11-18 | 0 |  | 2007-11-13 | 0.068
|  | 1999-01-18 | 0.06 | [5 empty] | 2012-02-27 | 1141.772 |  |  | 2009-01-22 | 1029.148 | [10 empty] | 2004-11-19 | 0 |  | 2007-12-09 | 0.097
|  | 1999-02-22 | 0.03 | [5 empty] | 2012-03-12 | 1141.837 |  |  | 2009-02-26 | 1029.56 | [10 empty] | 2004-11-20 | 0 |  | 2008-01-07 | 0.056
|  | 1999-03-17 | 0.04 | [5 empty] | 2012-03-26 | 1141.889 |  |  | 2009-03-24 | 1029.837 | [10 empty] | 2004-11-21 | 0 |  | 2008-01-08 | 0.056
|  | 1999-04-20 | 0.03 | [5 empty] | 2012-01-01 | 1141.6 | 1141.6 | 1141.6 | 2009-03-27 | 1029.796 | [10 empty] | 2004-11-22 | 0 |  | 2008-02-18 | 0.099
|  | 1999-05-17 | 0.07 | [5 empty] | 2012-02-01 | 1141.7588 | 1141.6838 | 1141.8263 | 2009-03-28 | 1029.724 | [10 empty] | 2004-11-23 | 0 |  | 2008-03-17 | 0.094
|  | 1999-06-25 | [6 empty] | 2012-03-01 | 1141.8892 | 1141.7523 | 1142.0483 | 2009-03-30 | 1029.596 | [10 empty] | 2004-11-24 | 0 |  | 2008-04-14 | 0.097 | 0.097
|  | 1999-07-03 | 0.05 | [5 empty] | 2012-04-01 | 1142.0458 | 1141.8226 | 1142.4209 | 2009-04-02 | 1029.368 | [10 empty] | 2004-11-25 | 0 |  | 2008-05-02
|  | 1999-07-27 | 0.04 | [5 empty] | 2012-05-01 | 1142.2363 | 1141.8588 | 1142.7205 | 2009-04-06 | 1028.939 | [10 empty] | 2004-11-26 | 0 |  | 2008-05-14 | 0.076
|  | 1999-07-29 | [6 empty] | 2012-06-01 | 1140.8419 | 1140.405 | 1141.3334 | 2009-04-08 | 1028.736 | [10 empty] | 2004-11-27 | 0 |  | 2008-06-04
|  | 1999-08-12 | 0.08 | [5 empty] | 2012-07-01 | 1139.7386 | 1138.8868 | 1140.8577 | 2009-04-13 | 1028.164 | [10 empty] | 2004-11-28 | 0 |  | 2008-06-12 12:15 | 0.0258
|  | 1999-08-31 | [6 empty] | 2012-08-01 | 1138.9019 | 1138.9014 | 1140.4744 | 2009-04-16 | 1027.744 | [10 empty] | 2004-11-29 | 0 |  | 2008-06-16 | 0.037
|  | 1999-09-10 | 0.05 | [5 empty] | 2012-09-01 | 1138.9281 | 1138.9274 | 1139.4252 | 2009-04-20 | 1027.716 | [10 empty] | 2004-11-30 | 0 |  | 2008-07-08
|  | 1999-10-29 | 0.02 | [5 empty] | 2012-10-01 | 1138.9723 | 1138.9662 | 1138.9723 | 2009-04-23 | 1027.487 | [10 empty] | 2004-12-01 | 0 |  | 2008-07-14 | 0.024
|  | 1999-11-22 | 0.05 | [5 empty] | 2012-11-01 | 1139.3628 | 1139.1963 | 1139.5643 | 2009-04-27 | 1027.273 | [10 empty] | 2004-12-02 | 0 |  | 2008-07-22 16:45 | 0.02275
|  | 1999-12-14 | 0.08 | [5 empty] | 2012-12-01 | 1139.6279 | 1139.3387 | 1139.9856 | 2009-04-30 | 1027.159 | [10 empty] | 2004-12-03 | 0 |  | 2008-08-03
|  | 2000-01-27 | 0.02 | [5 empty] | 2013-01-01 | 1139.8271 | 1139.444 | 1140.2861 | 2009-05-04 | 1027.229 | [10 empty] | 2004-12-04 | 0 |  | 2008-08-11 | 0.03
|  | 2000-02-28 | 0.64 | [5 empty] | 2013-02-01 | 1140.0198 | 1139.6539 | 1140.4463 | 2009-05-07 | 1027.419 | [10 empty] | 2004-12-05 | 0 |  | 2008-08-19 | 0.036
|  | 2000-03-23 | 0.03 | [5 empty] | 2013-03-01 | 1140.1917 | 1139.8207 | 1140.5878 | 2009-05-11 | 1027.604 | [10 empty] | 2004-12-06 | 0 |  | 2008-08-25 14:30 | 0.04305
|  | 2000-04-27 | 0.09 | [5 empty] | 2013-04-01 | 1140.3588 | 1140.0034 | 1140.7196 | 2009-05-13 | 1027.69 | [10 empty] | 2004-12-07 | 0 |  | 2008-09-02
|  | 2000-05-15 | 0.07 | [5 empty] | 2013-05-01 | 1140.4915 | 1140.085 | 1140.8478 | 2009-05-15 | 1027.734 | [10 empty] | 2004-12-08 | 0 |  | 2008-09-15 | 0.024
|  | 2000-06-26 | 0.1 | [5 empty] | 2013-06-01 | 1139.2399 | 1138.906 | 1140.1256 | 2009-05-16 | 1027.831 | [10 empty] | 2004-12-09 | 0 |  | 2008-10-15 | 0.039
|  | 2000-07-25 | 0.14 | [5 empty] | 2013-07-01 | 1138.8885 | 1138.8878 | 1139.7211 | 2009-05-19 | 1027.831 | [10 empty] | 2004-12-10 | 0 |  | 2008-10-18
|  | 2000-08-29 | 0.1 | [5 empty] | 2013-08-01 | 1138.9022 | 1138.8988 | 1139.2506 | 2009-05-31 | 1028.163 | [10 empty] | 2004-12-11 | 0 |  | 2008-11-03 | 0.1
|  | 2000-09-25 | 0.01 | [5 empty] | 2013-09-01 | 1138.9281 | 1138.9218 | 1138.9281 | 2009-06-08 | 1028.338 | [10 empty] | 2004-12-12 | 0 |  | 2008-11-09
|  | 2000-10-28 | [6 empty] | 2013-10-01 | 1138.9723 | 1138.9613 | 1138.9723 | 2009-06-13 | 1028.266 | [10 empty] | 2004-12-13 | 0 |  | 2008-12-01 | 0.092
|  | 2000-10-29 | 0.07 | [5 empty] | 2013-11-01 | 1139.3562 | 1139.1958 | 1139.5647 | 2009-06-29 | 1027.668 | [10 empty] | 2004-12-14 | 0 |  | 2009-01-12 | 0.2
|  | 2000-11-13 | 0.07 | [5 empty] | 2013-12-01 | 1139.6252 | 1139.338 | 1139.9862 | 2009-06-30 | 1027.704 | [10 empty] | 2004-12-15 | 0 |  | 2009-02-02 | 0.14
|  | 2000-11-18 | 0.088 | [5 empty] | 2014-01-01 | 1139.8203 | 1139.4429 | 1140.2869 | 2009-07-13 | 1028.033 | [10 empty] | 2004-12-16 | 0 |  | 2009-03-03 12:20 | 0.121
|  | 2000-12-14 | 0.051 | [5 empty] | 2014-02-01 | 1140.0215 | 1139.6522 | 1140.447 | 2009-07-20 | 1027.826 | [10 empty] | 2004-12-17 | 0 |  | 2009-04-06 12:00 | 0.0992 | 0.0992
36892 | 36904 | 2001-01-13 | 0.07 | [5 empty] | 2014-03-01 | 1140.1914 | 1139.8185 | 1140.5886 | 2009-07-27 | 1027.711 | [10 empty] | 2004-12-18 | 0 |  | 2009-04-14 15:07 |  | 0
|  | 2001-02-10 | 0.11 | [5 empty] | 2014-04-01 | 1140.3623 | 1140.0005 | 1140.7205 | 2009-08-03 | 1027.985 | [10 empty] | 2004-12-19 | 0 |  | 2009-05-02 17:50
|  | 2001-03-10 | 0.04 | [5 empty] | 2014-05-01 | 1140.4866 | 1140.0773 | 1140.8438 | 2009-08-07 | 1027.966 | [10 empty] | 2004-12-20 | 0 |  | 2009-05-06 | 0.168
|  | 2001-04-16 | 0.08 | [5 empty] | 2014-06-01 | 1139.2275 | 1138.9061 | 1140.1191 | 2009-08-10 | 1028.034 | [10 empty] | 2004-12-21 | 0 |  | 2009-05-06 14:00 | 0.168
|  | 2001-06-17 | 0.03 | [5 empty] | 2014-07-01 | 1138.8885 | 1138.8878 | 1139.713 | 2009-08-18 | 1028.026 | [10 empty] | 2004-12-22 | 0 |  | 2009-06-04
|  | 2001-07-14 | 0.04 | [5 empty] | 2014-08-01 | 1138.9022 | 1138.8988 | 1139.2416 | 2009-08-24 | 1028.317 | [10 empty] | 2004-12-23 | 0 |  | 2009-06-08 11:20 | 0.0091
|  | 2001-08-14 | 0.04 | [5 empty] | 2014-09-01 | 1138.9281 | 1138.9218 | 1138.9281 | 2009-08-31 | 1028.281 | [10 empty] | 2004-12-24 | 0 |  | 2009-07-08 15:10
|  | 2001-09-17 | 0.03 | [5 empty] | 2014-10-01 | 1138.9723 | 1138.9612 | 1138.9723 | 2009-09-07 | 1028.28 | [10 empty] | 2004-12-25 | 0 |  | 2009-07-13 09:25 | 0.033
|  | 2001-10-15 | 0.11 | [5 empty] | 2014-11-01 | 1139.3479 | 1139.1947 | 1139.5637 | 2009-09-14 | 1028.36 | [10 empty] | 2004-12-26 | 0 |  | 2009-08-03
|  | 2001-11-13 | 0.07 | [5 empty] | 2014-12-01 | 1139.615 | 1139.3362 | 1139.9844 | 2009-09-21 | 1028.587 | [10 empty] | 2004-12-27 | 0 |  | 2009-08-06 19:30 | 0.027
|  | 2001-12-14 | [6 empty] | 2015-01-01 | 1139.814 | 1139.4402 | 1140.2847 | 2009-09-29 | 1028.852 | [10 empty] | 2004-12-28 | 0 |  | 2009-08-06 19:50
|  | 2001-12-15 | 0.08 | [5 empty] | 2015-02-01 | 1140.0226 | 1139.6478 | 1140.4445 | 2009-10-01 | 1028.98 | [10 empty] | 2004-12-29 | 0 |  | 2009-08-17 | 0.0272
|  | 2002-01-15 | 0.05 | [5 empty] | 2015-03-01 | 1140.1887 | 1139.813 | 1140.5857 | 2009-10-05 | 1028.938 | [10 empty] | 2004-12-30 | 0 |  | 2009-09-02 18:05 | 0.01695
|  | 2002-02-12 | 0.02 | [5 empty] | 2015-04-01 | 1140.353 | 1139.9935 | 1140.7172 | 2009-10-09 | 1028.668 | [10 empty] | 2004-12-31 | 0 |  | 2009-10-05 15:20 | 0.01895
|  | 2002-03-12 | 0.03 | [5 empty] | 2015-05-01 | 1140.4916 | 1140.0908 | 1140.8452 | 2009-10-12 | 1028.428 | [10 empty] | 2005-01-01 | 0 |  | 2009-10-18 15:10
|  | 2002-04-15 | 0.03 | [5 empty] | 2015-06-01 | 1139.2212 | 1138.906 | 1140.1216 | 2009-10-13 | 1028.338 | [10 empty] | 2005-01-02 | 0 |  | 2009-11-04 14:01 | 0.0282
|  | 2002-05-13 | 0.07 | [5 empty] | 2015-07-01 | 1138.8884 | 1138.8878 | 1139.7161 | 2009-10-16 | 1028.393 | [10 empty] | 2005-01-03 | 0 |  | 2009-11-09 14:04
|  | 2002-06-16 | 0.031 | [5 empty] | 2015-08-01 | 1138.9022 | 1138.9014 | 1139.245 | 2009-10-19 | 1028.132 | [10 empty] | 2005-01-04 | 0 |  | 2009-12-01 15:41 | 0.02395
|  | 2002-07-16 | 0.034 | [5 empty] | 2015-09-01 | 1138.9281 | 1138.9279 | 1138.9281 | 2009-10-20 | 1028 | [10 empty] | 2005-01-05 | 0 |  | 2010-01-11
|  | 2002-08-12 | 0.018 | [5 empty] | 2015-10-01 | 1138.9723 | 1138.9723 | 1138.9723 | 2009-10-21 | 1027.925 | [10 empty] | 2005-01-06 | 0 |  | 2010-01-11 15:05 | 0.02385
|  | 2002-09-16 | 0.107 | [5 empty] | 2015-11-01 | 1139.3628 | 1139.1967 | 1139.5641 | 2009-10-22 | 1027.864 | [10 empty] | 2005-01-07 | 0 |  | 2010-02-22
|  | 2002-10-15 | 0.031 | [5 empty] | 2015-12-01 | 1139.6346 | 1139.3395 | 1139.985 | 2009-10-23 | 1027.775 | [10 empty] | 2005-01-08 | 0 |  | 2010-02-22 12:01 | 0.02485
|  | 2002-11-11 | [6 empty] | 2016-01-01 | 1139.8263 | 1139.4449 | 1140.2854 | 2009-10-24 | 1027.669 | [10 empty] | 2005-01-09 | 0 |  | 2010-03-10
|  | 2002-11-12 | 0.04 | [5 empty] | 2016-02-01 | 1140.0203 | 1139.6555 | 1140.4454 | 2009-10-25 | 1027.542 | [10 empty] | 2005-01-10 | 0 |  | 2010-03-10 08:23 | 0.02575
|  | 2002-12-10 | 0.059 | [5 empty] | 2016-03-01 | 1140.1902 | 1139.8226 | 1140.5868 | 2009-10-26 | 1027.496 | [10 empty] | 2005-01-11 | 0 |  | 2010-04-14 |  | 0
|  | 2003-01-14 | 0.038 | [5 empty] | 2016-04-01 | 1140.355 | 1140.006 | 1140.7184 | 2009-10-27 | 1027.395 | [10 empty] | 2005-01-12 | 0 |  | 2010-04-14 15:07 | 0.03105 | 0.03105
|  | 2003-02-15 | 0.033 | [5 empty] | 2016-05-01 | 1140.4926 | 1140.0891 | 1140.8433 | 2009-10-28 | 1027.32 | [10 empty] | 2005-01-13 | 0 |  | 2010-05-02 17:50
|  | 2003-03-15 | 0.027 | [5 empty] | 2016-06-01 | 1139.2145 | 1138.906 | 1140.1183 | 2009-10-29 | 1027.235 | [10 empty] | 2005-01-14 | 0 |  | 2010-05-03
|  | 2003-04-15 | 0.023333 | [5 empty] | 2016-07-01 | 1138.8884 | 1138.8878 | 1139.712 | 2009-10-30 | 1027.188 | [10 empty] | 2005-01-15 | 0 |  | 2010-05-03 16:13 | 0.0161
|  | 2003-05-13 | 0.077 | [5 empty] | 2016-08-01 | 1138.9022 | 1138.8988 | 1139.2405 | 2009-10-31 | 1027.123 | [10 empty] | 2005-01-16 | 0 |  | 2010-06-04
|  | 2003-05-14 | 0.12 | [5 empty] | 2016-09-01 | 1138.9281 | 1138.9219 | 1138.9281 | 2009-11-01 | 1027.034 | [10 empty] | 2005-01-17 | 0 |  | 2010-06-04 12:31 | 0.0081
|  | 2003-06-14 | 0.039 | [5 empty] | 2016-10-01 | 1138.9723 | 1138.963 | 1138.9723 | 2009-11-02 | 1026.96 | [10 empty] | 2005-01-18 | 0 |  | 2010-07-08
|  | 2003-07-14 | 0.048 | [5 empty] | 2016-11-01 | 1139.349 | 1139.1964 | 1139.5636 | 2009-11-09 | 1027.174 | [10 empty] | 2005-01-19 | 0 |  | 2010-07-08 15:10 | 0.0079
|  | 2003-07-15 | 0.03 | [5 empty] | 2016-12-01 | 1139.6211 | 1139.3391 | 1139.9841 | 2009-11-16 | 1027.381 | [10 empty] | 2005-01-20 | 0 |  | 2010-08-03
|  | 2003-08-11 | 0.026 | [5 empty] | 2017-01-01 | 1139.8225 | 1139.4443 | 1140.2844 | 2009-11-23 | 1027.537 | [10 empty] | 2005-01-21 | 0 |  | 2010-08-03 16:10 | 0.00985
|  | 2003-09-02 | [6 empty] | 2017-02-01 | 1140.0148 | 1139.6545 | 1140.4441 | 2009-11-30 | 1027.72 | [10 empty] | 2005-01-22 | 0 |  | 2010-09-02
|  | 2003-09-08 | 0.047667 | [5 empty] | 2017-03-01 | 1140.1855 | 1139.8214 | 1140.5853 | 2009-12-07 | 1027.822 | [10 empty] | 2005-01-23 | 0 |  | 2010-09-02 09:43 | 0.0142
|  | 2003-09-16 | [6 empty] | 2017-04-01 | 1140.3657 | 1140.0044 | 1140.7168 | 2009-12-14 | 1027.966 | [10 empty] | 2005-01-24 | 0 |  | 2010-10-18
|  | 2003-09-24 | [6 empty] | 2017-05-01 | 1140.4877 | 1140.0807 | 1140.8309 | 2010-01-04 | 1028.332 | [10 empty] | 2005-01-25 | 0 |  | 2010-10-18 11:45 | 0.0141
|  | 2003-09-30 | [6 empty] | 2017-06-01 | 1139.2122 | 1138.906 | 1140.0988 | 2010-01-18 | 1028.556 | [10 empty] | 2005-01-26 | 0 |  | 2010-11-09
|  | 2003-10-14 | 0.028 | [5 empty] | 2017-07-01 | 1138.8885 | 1138.8878 | 1139.6881 | 2010-02-01 | 1028.778 | [10 empty] | 2005-01-27 | 0 |  | 2010-11-09 14:04 | 0.0219
|  | 2003-11-15 | 0.037 | [5 empty] | 2017-08-01 | 1138.9022 | 1138.8995 | 1139.2135 | 2010-02-16 | 1028.954 | [10 empty] | 2005-01-28 | 0 |  | 2010-12-01
|  | 2003-12-14 | [6 empty] | 2017-09-01 | 1138.9281 | 1138.9244 | 1138.9281 | 2010-03-01 | 1029.097 | [10 empty] | 2005-01-29 | 0 |  | 2010-12-01 17:35 | 0.0192
|  | 2003-12-15 | 0.033 | [5 empty] | 2017-10-01 | 1138.9723 | 1138.9691 | 1138.9723 | 2010-03-15 | 1029.236 | [10 empty] | 2005-01-30 | 0 |  | 2011-01-19 11:11 | 0.0179
|  | 2004-01-12 | 0.041 | [5 empty] | 2017-11-01 | 1139.3674 | 1139.1952 | 1139.5604 | 2010-03-23 | 1029.294 | [10 empty] | 2005-01-31 | 0 |  | 2011-02-01 17:15 | 0.0197
|  | 2004-02-16 | 0.057 | [5 empty] | 2017-12-01 | 1139.6321 | 1139.337 | 1139.9788 | 2010-03-25 | 1029.218 | [10 empty] | 2005-02-01 | 0 |  | 2011-03-16 15:50 | 0.0407
|  | 2004-03-15 | 0.023 | [5 empty] | 2018-01-01 | 1139.8214 | 1139.4414 | 1140.2781 | 2010-03-29 | 1029.135 | [10 empty] | 2005-02-02 | 0 |  | 2011-04-13 13:35 | 0.018 | 0.018
|  | 2004-05-02 | 0.076 | [5 empty] | 2018-02-01 | 1140.0286 | 1139.6499 | 1140.4364 | 2010-04-05 | 1029.093 | [10 empty] | 2005-02-03 | 0 |  | 2011-05-11 15:15 | 0.083
|  | 2004-05-09 | 0.058 | [5 empty] | 2018-03-01 | 1140.1932 | 1139.8154 | 1140.5767 | 2010-04-12 | 1029.039 | [10 empty] | 2005-02-04 | 0 |  | 2011-06-20 09:46 | 0.0451
|  | 2004-05-14 | 0.089 | [5 empty] | 2018-04-01 | 1140.3647 | 1139.9967 | 1140.7069 | 2010-04-19 | 1029.127 | [10 empty] | 2005-02-05 | 0 |  | 2011-07-13 14:38 | 0.0069
|  | 2004-05-25 | 0.085 | [5 empty] | 2018-05-01 | 1140.4906 | 1140.0769 | 1140.837 | 2010-04-21 | 1029.193 | [10 empty] | 2005-02-06 | 0 |  | 2011-08-25 13:02 | 0.0063
|  | 2004-06-01 | 0.01 | [5 empty] | 2018-06-01 | 1139.2244 | 1138.906 | 1140.1085 | 2010-04-26 | 1029.399 | [10 empty] | 2005-02-07 | 0 |  | 2011-09-21 13:30 | 0.0081
|  | 2004-06-14 | 0.014 | [5 empty] | 2018-07-01 | 1138.8885 | 1138.8878 | 1139.7001 | 2010-05-03 | 1029.386 | [10 empty] | 2005-02-08 | 0 |  | 2011-10-20 14:26 | 0.016
|  | 2004-07-12 | 0.02 | [5 empty] | 2018-08-01 | 1138.9022 | 1138.9014 | 1139.2269 | 2010-05-10 | 1029.108 | [10 empty] | 2005-02-09 | 0 |  | 2011-11-14 16:00 | 0.0232
|  | 2004-08-09 | 0.024 | [5 empty] | 2018-09-01 | 1138.9281 | 1138.9254 | 1138.9281 | 2010-05-17 | 1028.894 | [10 empty] | 2005-02-10 | 0 |  | 2011-12-06 14:30 | 0.0128
|  | 2004-08-24 | 0.061 | [5 empty] | 2018-10-01 | 1138.9723 | 1138.965 | 1138.9723 | 2010-05-24 | 1028.7 | [10 empty] | 2005-02-11 | 0 |  | 2012-01-18 14:00 | 0.0159
|  | 2004-08-31 | 0.079 | [5 empty] | 2018-11-01 | 1139.3547 | 1139.1947 | 1139.562 | 2010-05-31 | 1028.542 | [10 empty] | 2005-02-12 | 0 |  | 2012-02-07 15:52 | 0.0198
|  | 2004-09-13 | [6 empty] | 2018-12-01 | 1139.6273 | 1139.3361 | 1139.9814 | 2010-06-07 | 1028.44 | [10 empty] | 2005-02-13 | 0 |  | 2012-03-05 16:20 | 0.0214 |  | Least Result | Greatest Result |  | Time (yr) | Mean | S.D. | Least Result | 5% | 25% | Median | 75% | 95% | Greatest Result
|  | 2004-09-14 | 0.073 | [5 empty] | 2019-01-01 | 1139.8196 | 1139.4401 | 1140.2812 | 2010-06-14 | 1028.392 | [10 empty] | 2005-02-14 | 0 |  | 2012-01-01 |  | 0.064693 | 0.045847 | 0.083486 |  | 0 | 0.065598 | 0.010975 | 0.046762 | 0.048478 | 0.056096 | 0.065607 | 0.075105 | 0.082693 | 8.44% | 0.000913
|  | 2004-10-12 | 0.034 | [5 empty] | 2019-02-01 | 1140.0198 | 1139.6477 | 1140.4403 | 2010-06-21 | 1028.17 | [10 empty] | 2005-02-15 | 0 |  | 2012-02-01 |  | 0.061863 | 0.044296 | 0.079384 |  | 0.083333 | 0.062769 | 0.010231 | 0.045211 | 0.04681 | 0.053911 | 0.062777 | 0.071631 | 0.078706 | 0.080297 | 0.000913
|  | 2004-11-15 | 0.039 | [5 empty] | 2019-03-01 | 1140.1837 | 1139.8127 | 1140.5811 | 2010-06-28 | 1027.916 | [10 empty] | 2005-02-16 | 0 |  | 2012-03-01 |  | 0.076595 | 0.052375 | 0.10073 |  | 0.16667 | 0.077492 | 0.014098 | 0.053289 | 0.055494 | 0.065286 | 0.077506 | 0.089704 | 0.099447 | 0.10164 | 0.00091
|  | 2004-12-03 | 0.032 | [5 empty] | 2019-04-01 | 1140.3345 | 1139.9932 | 1140.7118 | 2010-07-05 | 1027.66 | [10 empty] | 2005-02-17 | 0 |  | 2012-04-01 |  | 0.065084 | 0.046062 | 0.084053 |  | 0.25 | 0.065989 | 0.011077 | 0.046977 | 0.048708 | 0.056398 | 0.065998 | 0.075584 | 0.083243 | 0.084965 | 0.000912
|  | 2005-01-12 | 0.028 | [5 empty] | 2019-05-01 | 1140.4456 | 1140.0957 | 1140.8319 | 2010-07-12 | 1027.452 | [10 empty] | 2005-02-18 | 0 |  | 2012-05-01 |  | 0.033225 | 0.028613 | 0.037835 |  | 0.33333 | 0.034144 | 0.002689 | 0.029532 | 0.029951 | 0.031815 | 0.034144 | 0.036472 | 0.038335 | 0.038754 | 0.000919
|  | 2005-01-21 | 0.028 | [5 empty] | 2019-06-01 | 1139.1917 | 1138.9061 | 1140.1005 | 2010-07-19 | 1027.298 | [10 empty] | 2005-02-19 | 0 |  | 2012-06-01 |  | 0.034681 | 0.029409 | 0.039949 |  | 0.41667 | 0.035599 | 0.0030732 | 0.030328 | 0.030807 | 0.032938 | 0.0356 | 0.038261 | 0.040389 | 0.040868 | 0.000919
|  | 2005-02-08 | 0.028 | [5 empty] | 2019-07-01 | 1138.8885 | 1138.8878 | 1139.6901 | 2010-07-26 | 1027.168 | [10 empty] | 2005-02-20 | 0 |  | 2012-07-01 |  | 0.036717 | 0.030523 | 0.042905 |  | 0.5 | 0.037634 | 0.0036102 | 0.031442 | 0.032005 | 0.034508 | 0.037635 | 0.040761 | 0.043261 | 0.043823 | 0.000918
|  | 2005-03-01 | [6 empty] | 2019-08-01 | 1138.9022 | 1138.8988 | 1139.2157 | 2010-08-02 | 1027.06 | [10 empty] | 2005-02-21 | 0 |  | 2012-08-01 |  | 0.042105 | 0.033472 | 0.050726 |  | 0.58333 | 0.04302 | 0.0050309 | 0.03439 | 0.035175 | 0.038664 | 0.043022 | 0.047378 | 0.05086 | 0.051643 | 0.000917
|  | 2005-03-08 | 0.25 | [5 empty] | 2019-09-01 | 1138.9281 | 1138.9227 | 1138.9281 | 2010-08-09 | 1027.834 | [10 empty] | 2005-02-22 | 0 |  | 2012-09-01 |  | 0.04537 | 0.035149 | 0.055171 |  | 0.66667 | 0.046156 | 0.0058254 | 0.036066 | 0.036978 | 0.041229 | 0.046287 | 0.051138 | 0.055179 | 0.056087 | 0.000916
|  | 2005-03-14 | 0.19 | [5 empty] | 2019-10-01 | 1138.9723 | 1138.9614 | 1138.9723 | 2010-08-16 | 1027.663 | [10 empty] | 2005-02-23 | 310.65 |  | 2012-10-01 |  | 0.048431 | 0.036574 | 0.06947 |  | 0.75 | 0.04975 | 0.0076882 | 0.037492 | 0.038736 | 0.043487 | 0.049348 | 0.05535 | 0.062863 | 0.070387 | 0.000917
|  | 2005-03-22 | 0.2 | [5 empty] | 2019-11-01 | 1139.3478 | 1139.1974 | 1139.5607 | 2010-08-23 | 1027.884 | [10 empty] | 2005-02-24 | 446.12 |  | 2012-11-01 |  | 0.055214 | 0.04003 | 0.094424 |  | 0.83333 | 0.05809 | 0.01266 | 0.040947 | 0.042509 | 0.048755 | 0.056129 | 0.064061 | 0.086681 | 0.095338 | 0.000914
|  | 2005-04-11 | 0.019 | [5 empty] | 2019-12-01 | 1139.6141 | 1139.3407 | 1139.9791 | 2010-08-30 | 1027.837 | [10 empty] | 2005-02-25 | 374.38 |  | 2012-12-01 |  | 0.060759 | 0.042121 | 0.11683 |  | 0.91667 | 0.06488 | 0.017855 | 0.043036 | 0.044791 | 0.053078 | 0.061673 | 0.06993 | 0.10803 | 0.11775 | 0.00092
|  | 2005-05-10 | 0.035 | [5 empty] | 2020-01-01 | 1139.8137 | 1139.4467 | 1140.2786 | 2010-09-06 | 1027.41 | [10 empty] | 2005-02-26 | 390.66 |  | 2013-01-01 |  | 0.069254 | 0.045847 | 0.13893 |  | 1 | 0.075016 | 0.022783 | 0.046762 | 0.048859 | 0.059332 | 0.070168 | 0.081334 | 0.13129 | 0.13984 | 0.00091
|  | 2005-05-31 | 0.019 | [5 empty] | 2020-02-01 | 1140.0132 | 1139.6583 | 1140.4371 | 2010-09-13 | 1027.291 | [10 empty] | 2005-02-27 | 395.31 |  | 2013-02-01 |  | 0.067886 | 0.044296 | 0.14065 |  | 1.0833 | 0.075548 | 0.025053 | 0.045211 | 0.047165 | 0.058168 | 0.068799 | 0.080372 | 0.13473 | 0.14156 | 0.00091
|  | 2005-06-11 | 0.017 | [5 empty] | 2020-03-01 | 1140.1841 | 1139.8262 | 1140.5774 | 2010-09-20 | 1027.446 | [10 empty] | 2005-02-28 | 395.31 |  | 2013-03-01 |  | 0.087331 | 0.052375 | 0.16167 |  | 1.1667 | 0.093575 | 0.028908 | 0.053289 | 0.055984 | 0.071644 | 0.088242 | 0.11021 | 0.15531 | 0.16258 | 0.00091
|  | 2005-06-19 | 0.022 | [5 empty] | 2020-04-01 | 1140.3523 | 1140.0104 | 1140.7078 | 2010-09-27 | 1027.595 | [10 empty] | 2005-03-01 | 180.21 |  | 2013-04-01 |  | 0.078285 | 0.046062 | 0.14524 |  | 1.25 | 0.085456 | 0.028749 | 0.046977 | 0.049093 | 0.062352 | 0.079198 | 0.10729 | 0.14216 | 0.14616 | 0.00092
|  | 2005-06-21 | 0.027 | [5 empty] | 2020-05-01 | 1140.4753 | 1140.0818 | 1140.8483 | 2010-10-04 | 1027.738 | [10 empty] | 2005-03-02 | 180.21 |  | 2013-05-01 |  | 0.040037 | 0.028613 | 0.099716 |  | 1.3333 | 0.05708 | 0.02688 | 0.029532 | 0.030138 | 0.033446 | 0.040955 | 0.088994 | 0.099661 | 0.10063 | 0.000914
|  | 2005-07-02 | 0.011 | [5 empty] | 2020-06-01 | 1139.1946 | 1138.9061 | 1140.1265 | 2010-10-12 | 1027.881 | [10 empty] | 2005-03-03 | 206.12 |  | 2013-06-01 |  | 0.050978 | 0.029409 | 0.1018 |  | 1.4167 | 0.061896 | 0.02757 | 0.030328 | 0.031021 | 0.035648 | 0.051896 | 0.094081 | 0.1016 | 0.10272 | 0.00092
|  | 2005-07-10 | 0.029 | [5 empty] | 2020-07-01 | 1138.8884 | 1138.8878 | 1139.722 | 2010-10-18 | 1028.011 | [10 empty] | 2005-03-04 | 272.62 |  | 2013-07-01 |  | 0.062507 | 0.030523 | 0.10471 |  | 1.5 | 0.067283 | 0.027915 | 0.031442 | 0.03238 | 0.039159 | 0.063425 | 0.096856 | 0.10432 | 0.10563 | 0.00092
|  | 2005-07-17 | 0.035 | [5 empty] | 2020-08-01 | 1138.9022 | 1138.8992 | 1139.2518 | 2010-10-25 | 1028.136 | [10 empty] | 2005-03-05 | 272.62 |  | 2013-08-01 |  | 0.07742 | 0.033472 | 0.11241 |  | 1.5833 | 0.076 | 0.028092 | 0.03439 | 0.035698 | 0.048451 | 0.078338 | 0.10366 | 0.11177 | 0.11333 | 0.00092
|  | 2005-07-24 | 0.032 | [5 empty] | 2020-09-01 | 1138.9281 | 1138.9216 | 1138.9281 | 2010-11-01 | 1028.226 | [10 empty] | 2005-03-06 | 272.62 |  | 2013-09-01 |  | 0.089574 | 0.035149 | 0.11679 |  | 1.6667 | 0.082402 | 0.027682 | 0.036066 | 0.038686 | 0.054965 | 0.090492 | 0.10775 | 0.1159 | 0.11771 | 0.00092
|  | 2005-07-25 | 0.024 | [5 empty] | 2020-10-01 | 1138.9723 | 1138.9612 | 1138.9723 | 2010-11-08 | 1028.397 | [10 empty] | 2005-03-07 | 311.23 |  | 2013-10-01 |  | 0.10072 | 0.037253 | 0.12051 |  | 1.75 | 0.08834 | 0.026739 | 0.03817 | 0.042809 | 0.062763 | 0.10164 | 0.1121 | 0.11941 | 0.12143 | 0.00092
|  | 2005-07-31 | 0.029 | [5 empty] | 2020-11-01 | 1139.3494 | 1139.1954 | 1139.5648 | 2010-11-15 | 1028.458 | [10 empty] | 2005-03-08 | 233.99 |  | 2013-11-01 |  | 0.10689 | 0.040882 | 0.12953 |  | 1.8333 | 0.097954 | 0.025675 | 0.041799 | 0.051356 | 0.076266 | 0.10781 | 0.11973 | 0.12791 | 0.13044 | 0.00091
|  | 2005-08-06 | 0.037 | [5 empty] | 2020-12-01 | 1139.6191 | 1139.3373 | 1139.9863 | 2010-11-18 | 1028.441 | [10 empty] | 2005-03-09 | 329.41 |  | 2013-12-01 |  | 0.11012 | 0.044927 | 0.13498 |  | 1.9167 | 0.10508 | 0.02386 | 0.045843 | 0.060776 | 0.087252 | 0.11104 | 0.12435 | 0.13352 | 0.13589 | 0.00091
|  | 2005-08-13 | 0.051 | [5 empty] | 2021-01-01 | 1139.8164 | 1139.4418 | 1140.287 | 2010-11-19 | 1028.379 | [10 empty] | 2005-03-10 | 34.075 |  | 2014-01-01 |  | 0.11765 | 0.055377 | 0.14469 |  | 2 | 0.11496 | 0.022234 | 0.056292 | 0.072198 | 0.10086 | 0.11856 | 0.13314 | 0.14315 | 0.1456 | 0.00091
|  | 2005-08-20 | 0.051 | [5 empty] | 2021-02-01 | 1140.0208 | 1139.6504 | 1140.4474 | 2010-11-20 | 1028.332 | [10 empty] | 2005-03-11 | 295.33 |  | 2014-02-01 |  | 0.1177 | 0.059937 | 0.14065 |  | 2.0833 | 0.1149 | 0.019314 | 0.060853 | 0.077134 | 0.10598 | 0.11861 | 0.12994 | 0.13927 | 0.14156 | 0.00091
|  | 2005-08-23 | 0.05 | [5 empty] | 2021-03-01 | 1140.189 | 1139.8163 | 1140.5889 | 2010-11-21 | 1028.285 | [10 empty] | 2005-03-12 | 365.99 |  | 2014-03-01 |  | 0.13292 | 0.07521 | 0.16167 |  | 2.1667 | 0.13186 | 0.019786 | 0.076124 | 0.093865 | 0.12006 | 0.13384 | 0.1473 | 0.15943 | 0.16258 | 0.00091
|  | 2005-08-27 | 0.049 | [5 empty] | 2021-04-01 | 1140.3505 | 1139.9977 | 1140.7209 | 2010-11-22 | 1028.257 | [10 empty] | 2005-03-13 | 307.22 |  | 2014-04-01 |  | 0.12369 | 0.07448 | 0.14524 |  | 2.25 | 0.12247 | 0.015529 | 0.075394 | 0.092976 | 0.11275 | 0.1246 | 0.1351 | 0.14368 | 0.14616 | 0.00092
|  | 2005-09-05 | 0.06 | [5 empty] | 2021-05-01 | 1140.4613 | 1140.0811 | 1140.8401 | 2010-11-23 | 1028.204 | [10 empty] | 2005-03-14 | 307.22 |  | 2014-05-01 |  | 0.094388 | 0.061422 | 0.099716 |  | 2.3333 | 0.092605 | 0.0083824 | 0.062341 | 0.073761 | 0.092245 | 0.095307 | 0.097947 | 0.10013 | 0.10063 | 0.000914
|  | 2005-09-06 | 0.057 | [5 empty] | 2021-06-01 | 1139.2095 | 1138.9061 | 1140.1134 | 2010-11-24 | 1028.155 | [10 empty] | 2005-03-15 | 324.77 |  | 2014-06-01 |  | 0.095816 | 0.06862 | 0.1018 |  | 2.4167 | 0.095381 | 0.0064262 | 0.069539 | 0.082046 | 0.093657 | 0.096735 | 0.099805 | 0.10214 | 0.10272 | 0.00092
|  | 2005-09-11 | 0.05 | [5 empty] | 2021-07-01 | 1138.8885 | 1138.8878 | 1139.7061 | 2010-11-25 | 1028.12 | [10 empty] | 2005-03-16 | 388.41 |  | 2014-07-01 |  | 0.097897 | 0.076166 | 0.10471 |  | 2.5 | 0.098403 | 0.005095 | 0.077085 | 0.091053 | 0.095548 | 0.098815 | 0.10221 | 0.10495 | 0.10563 | 0.00092
|  | 2005-09-18 | 0.03 | [5 empty] | 2021-08-01 | 1138.9022 | 1138.8988 | 1139.2338 | 2010-11-26 | 1028.073 | [10 empty] | 2005-03-17 | 287.47 |  | 2014-08-01 |  | 0.10366 | 0.085735 | 0.11241 |  | 2.5833 | 0.10443 | 0.0054351 | 0.086653 | 0.096592 | 0.10041 | 0.10458 | 0.10874 | 0.11238 | 0.11333 | 0.00092
|  | 2005-09-24 | 0.034 | [5 empty] | 2021-09-01 | 1138.9281 | 1138.9216 | 1138.9281 | 2010-11-27 | 1028.028 | [10 empty] | 2005-03-18 | 287.47 |  | 2014-09-01 |  | 0.10704 | 0.093891 | 0.11679 |  | 2.6667 | 0.10785 | 0.0058861 | 0.094809 | 0.098589 | 0.10292 | 0.10796 | 0.11299 | 0.11681 | 0.11771 | 0.00092
|  | 2005-10-01 | 0.066 | [5 empty] | 2021-10-01 | 1138.9723 | 1138.962 | 1138.9723 | 2010-11-29 | 1027.949 | [10 empty] | 2005-03-19 | 307.74 |  | 2014-10-01 |  | 0.10961 | 0.09847 | 0.12074 |  | 2.75 | 0.11053 | 0.0064936 | 0.099387 | 0.1004 | 0.10491 | 0.11053 | 0.11615 | 0.12065 | 0.12166 | 0.00092
|  | 2005-10-10 | 0.028 | [5 empty] | 2021-11-01 | 1139.3491 | 1139.1926 | 1139.5627 | 2010-12-02 | 1027.823 | [10 empty] | 2005-03-20 | 307.74 |  | 2014-11-01 |  | 0.11586 | 0.10187 | 0.12981 |  | 2.8333 | 0.11677 | 0.0081466 | 0.10279 | 0.10406 | 0.10971 | 0.11677 | 0.12382 | 0.12946 | 0.13073 | 0.00092
|  | 2005-10-11 | 0.028 | [5 empty] | 2021-12-01 | 1139.615 | 1139.3372 | 1139.9828 | 2010-12-06 | 1027.902 | [10 empty] | 2005-03-21 | 307.74 |  | 2014-12-01 |  | 0.11963 | 0.10393 | 0.1353 |  | 2.9167 | 0.12054 | 0.0091454 | 0.10485 | 0.10627 | 0.11262 | 0.12055 | 0.12846 | 0.13479 | 0.13621 | 0.00091
|  | 2005-11-01 | 0.043 | [5 empty] | 2022-01-01 | 1139.8152 | 1139.4415 | 1140.2828 | 2010-12-13 | 1028.035 | [10 empty] | 2005-03-22 | 267.23 |  | 2015-01-01 |  | 0.12636 | 0.1076 | 0.14507 |  | 3 | 0.12726 | 0.010924 | 0.10852 | 0.11022 | 0.11781 | 0.12727 | 0.13673 | 0.14428 | 0.14598 | 0.00091
|  | 2005-11-02 | 0.043 | [9 empty] | 2010-12-16 | 1028.075 | [10 empty] | 2005-03-23 | 307.21 |  | 2015-02-01 |  | 0.12356 | 0.10607 | 0.141 |  | 3.0833 | 0.12446 | 0.010184 | 0.10699 | 0.10858 | 0.11565 | 0.12447 | 0.13329 | 0.14033 | 0.14191 | 0.00091
|  | 2005-12-13 | 0.056 | [9 empty] | 2011-01-03 | 1028.485 | [10 empty] | 2005-03-24 | 0 |  | 2015-03-01 |  | 0.13814 | 0.11403 | 0.16216 |  | 3.1667 | 0.13903 | 0.014033 | 0.11494 | 0.11714 | 0.12688 | 0.13905 | 0.15119 | 0.16089 | 0.16307 | 0.00091
|  | 2005-12-15 | 0.056 | [9 empty] | 2011-01-10 | 1028.581 | [10 empty] | 2005-03-25 | 0 |  | 2015-04-01 |  | 0.12675 | 0.10781 | 0.14563 |  | 3.25 | 0.12765 | 0.011026 | 0.10873 | 0.11045 | 0.1181 | 0.12766 | 0.1372 | 0.14483 | 0.14654 | 0.00091
|  | 2006-01-23 | 0.062 | [9 empty] | 2011-01-17 | 1028.663 | [10 empty] | 2005-03-26 | 0 |  | 2015-05-01 |  | 0.095223 | 0.090631 | 0.099812 |  | 3.3333 | 0.096139 | 0.0026768 | 0.09155 | 0.091966 | 0.093823 | 0.096141 | 0.098458 | 0.10031 | 0.10073 | 0.000918
|  | 2006-02-14 | 0.04 | [9 empty] | 2011-01-24 | 1028.775 | [10 empty] | 2005-03-27 | 0 |  | 2015-06-01 |  | 0.096663 | 0.091416 | 0.10191 |  | 3.4167 | 0.09758 | 0.0030592 | 0.092334 | 0.09281 | 0.094932 | 0.097582 | 0.10023 | 0.10235 | 0.10283 | 0.00092
|  | 2006-03-24 | 0.044 | [9 empty] | 2011-01-31 | 1028.847 | [10 empty] | 2005-03-28 | 0 |  | 2015-07-01 |  | 0.098677 | 0.092512 | 0.10484 |  | 3.5 | 0.099593 | 0.0035938 | 0.093431 | 0.09399 | 0.096483 | 0.099596 | 0.10271 | 0.10519 | 0.10576 | 0.00092
|  | 2006-04-25 | 0.045 | [9 empty] | 2011-02-07 | 1028.921 | [10 empty] | 2005-03-29 | 0 |  | 2015-08-01 |  | 0.10401 | 0.095416 | 0.11259 |  | 3.5833 | 0.10492 | 0.0050078 | 0.096334 | 0.097114 | 0.10059 | 0.10493 | 0.10926 | 0.11273 | 0.11351 | 0.00092
|  | 2006-05-09 | 0.17 | [9 empty] | 2011-02-14 | 1029.016 | [10 empty] | 2005-03-30 | 0 |  | 2015-09-01 |  | 0.10704 | 0.097067 | 0.117 |  | 3.6667 | 0.10795 | 0.0058111 | 0.097984 | 0.09889 | 0.10292 | 0.10796 | 0.11299 | 0.11701 | 0.11791 | 0.00091
|  | 2006-05-18 | 0.03 | [9 empty] | 2011-02-21 | 1029.092 | [10 empty] | 2005-03-31 | 0 |  | 2015-10-01 |  | 0.10961 | 0.09847 | 0.12074 |  | 3.75 | 0.11053 | 0.0064936 | 0.099387 | 0.1004 | 0.10491 | 0.11053 | 0.11615 | 0.12065 | 0.12166 | 0.00092
|  | 2006-05-23 | 0.035 | [9 empty] | 2011-02-28 | 1029.16 | [10 empty] | 2005-04-01 | 0 |  | 2015-11-01 |  | 0.11586 | 0.10187 | 0.12981 |  | 3.8333 | 0.11677 | 0.0081466 | 0.10279 | 0.10406 | 0.10971 | 0.11677 | 0.12382 | 0.12946 | 0.13073 | 0.00092
|  | 2006-05-30 | 0.028 | [9 empty] | 2011-03-07 | 1029.224 | [10 empty] | 2005-04-02 | 0 |  | 2015-12-01 |  | 0.11963 | 0.10393 | 0.1353 |  | 3.9167 | 0.12054 | 0.0091454 | 0.10485 | 0.10627 | 0.11262 | 0.12055 | 0.12846 | 0.13479 | 0.13621 | 0.00091
|  | 2006-06-06 | 0.022 | [9 empty] | 2011-03-14 | 1029.29 | [10 empty] | 2005-04-03 | 0 |  | 2016-01-01 |  | 0.12636 | 0.1076 | 0.14507 |  | 4 | 0.12726 | 0.010924 | 0.10852 | 0.11022 | 0.11781 | 0.12727 | 0.13673 | 0.14428 | 0.14598 | 0.00091
|  | 2006-06-19 | 0.027 | [9 empty] | 2011-03-21 | 1029.343 | [10 empty] | 2005-04-04 | 0 |  | 2016-02-01 |  | 0.12356 | 0.10607 | 0.141 |  | 4.0833 | 0.12446 | 0.010184 | 0.10699 | 0.10858 | 0.11565 | 0.12447 | 0.13329 | 0.14033 | 0.14191 | 0.00091
|  | 2006-06-20 | 0.026 | [9 empty] | 2011-03-24 | 1029.323 | [10 empty] | 2005-04-05 | 0 |  | 2016-03-01 |  | 0.13814 | 0.11403 | 0.16216 |  | 4.1667 | 0.13903 | 0.014033 | 0.11494 | 0.11714 | 0.12688 | 0.13905 | 0.15119 | 0.16089 | 0.16307 | 0.00091
|  | 2006-07-11 | 0.016 | [9 empty] | 2011-03-28 | 1029.347 | [10 empty] | 2005-04-06 | 0 |  | 2016-04-01 |  | 0.12675 | 0.10781 | 0.14563 |  | 4.25 | 0.12765 | 0.011026 | 0.10873 | 0.11045 | 0.1181 | 0.12766 | 0.1372 | 0.14483 | 0.14654 | 0.00091
|  | 2006-07-17 | 0.023 | [9 empty] | 2011-03-31 | 1029.297 | [10 empty] | 2005-04-07 | 0 |  | 2016-05-01 |  | 0.095223 | 0.090631 | 0.099812 |  | 4.3333 | 0.096139 | 0.0026768 | 0.09155 | 0.091966 | 0.093823 | 0.096141 | 0.098458 | 0.10031 | 0.10073 | 0.000918
|  | 2006-07-18 | 0.033 | [9 empty] | 2011-04-04 | 1029.205 | [10 empty] | 2005-04-08 | 0 |  | 2016-06-01 |  | 0.096663 | 0.091416 | 0.10191 |  | 4.4167 | 0.09758 | 0.0030592 | 0.092334 | 0.09281 | 0.094932 | 0.097582 | 0.10023 | 0.10235 | 0.10283 | 0.00092
|  | 2006-07-25 | 0.028 | [9 empty] | 2011-04-07 | 1029.029 | [10 empty] | 2005-04-09 | 0 |  | 2016-07-01 |  | 0.098677 | 0.092512 | 0.10484 |  | 4.5 | 0.099593 | 0.0035938 | 0.093431 | 0.09399 | 0.096483 | 0.099596 | 0.10271 | 0.10519 | 0.10576 | 0.00092
|  | 2006-08-01 | 0.023 | [9 empty] | 2011-04-11 | 1028.858 | [10 empty] | 2005-04-10 | 0 |  | 2016-08-01 |  | 0.10401 | 0.095416 | 0.11259 |  | 4.5833 | 0.10492 | 0.0050078 | 0.096334 | 0.097114 | 0.10059 | 0.10493 | 0.10926 | 0.11273 | 0.11351 | 0.00092
|  | 2006-08-15 | 0.028 | [9 empty] | 2011-04-14 | 1028.728 | [10 empty] | 2005-04-11 | 0 |  | 2016-09-01 |  | 0.10704 | 0.097067 | 0.117 |  | 4.6667 | 0.10795 | 0.0058111 | 0.097984 | 0.09889 | 0.10292 | 0.10796 | 0.11299 | 0.11701 | 0.11791 | 0.00091
|  | 2006-08-21 | 0.026 | [9 empty] | 2011-04-18 | 1028.634 | [10 empty] | 2005-04-12 | 0 |  | 2016-10-01 |  | 0.10961 | 0.09847 | 0.12074 |  | 4.75 | 0.11053 | 0.0064936 | 0.099387 | 0.1004 | 0.10491 | 0.11053 | 0.11615 | 0.12065 | 0.12166 | 0.00092
|  | 2006-08-22 | 0.027 | [9 empty] | 2011-04-21 | 1028.581 | [10 empty] | 2005-04-13 | 0 |  | 2016-11-01 |  | 0.11586 | 0.10187 | 0.12981 |  | 4.8333 | 0.11677 | 0.0081466 | 0.10279 | 0.10406 | 0.10971 | 0.11677 | 0.12382 | 0.12946 | 0.13073 | 0.00092
|  | 2006-08-29 | 0.039 | [9 empty] | 2011-04-25 | 1028.472 | [10 empty] | 2005-04-14 | 0 |  | 2016-12-01 |  | 0.11963 | 0.10393 | 0.1353 |  | 4.9167 | 0.12054 | 0.0091454 | 0.10485 | 0.10627 | 0.11262 | 0.12055 | 0.12846 | 0.13479 | 0.13621 | 0.00091
|  | 2006-09-05 | 0.025 | [9 empty] | 2011-04-28 | 1028.403 | [10 empty] | 2005-04-15 | 0 |  | 2017-01-01 |  | 0.12636 | 0.1076 | 0.14507 |  | 5 | 0.12726 | 0.010924 | 0.10852 | 0.11022 | 0.11781 | 0.12727 | 0.13673 | 0.14428 | 0.14598 | 0.00091
|  | 2006-09-12 | 0.018 | [9 empty] | 2011-05-02 | 1028.536 | [10 empty] | 2005-04-16 | 0 |  | 2017-02-01 |  | 0.12356 | 0.10607 | 0.141 |  | 5.0833 | 0.12446 | 0.010184 | 0.10699 | 0.10858 | 0.11565 | 0.12447 | 0.13329 | 0.14033 | 0.14191 | 0.00091
|  | 2006-10-17 | 0.032 | [9 empty] | 2011-05-05 | 1028.628 | [10 empty] | 2005-04-17 | 0 |  | 2017-03-01 |  | 0.13814 | 0.11403 | 0.16216 |  | 5.1667 | 0.13903 | 0.014033 | 0.11494 | 0.11714 | 0.12688 | 0.13905 | 0.15119 | 0.16089 | 0.16307 | 0.00091
|  | 2006-11-14 | 0.052 | [9 empty] | 2011-05-09 | 1028.54 | [10 empty] | 2005-04-18 | 0 |  | 2017-04-01 |  | 0.12675 | 0.10781 | 0.14563 |  | 5.25 | 0.12765 | 0.011026 | 0.10873 | 0.11045 | 0.1181 | 0.12766 | 0.1372 | 0.14483 | 0.14654 | 0.00091
|  | 2006-12-13 | 0.06 | [9 empty] | 2011-05-12 | 1028.403 | [10 empty] | 2005-04-19 | 0 |  | 2017-05-01 |  | 0.095223 | 0.090631 | 0.099812 |  | 5.3333 | 0.096139 | 0.0026768 | 0.09155 | 0.091966 | 0.093823 | 0.096141 | 0.098458 | 0.10031 | 0.10073 | 0.000918
|  | 2007-01-16 | 0.053 | [9 empty] | 2011-05-16 | 1028.249 | [10 empty] | 2005-04-20 | 0 |  | 2017-06-01 |  | 0.096663 | 0.091416 | 0.10191 |  | 5.4167 | 0.09758 | 0.0030592 | 0.092334 | 0.09281 | 0.094932 | 0.097582 | 0.10023 | 0.10235 | 0.10283 | 0.00092
|  | 2007-02-13 | 0.031 | [9 empty] | 2011-05-19 | 1028.178 | [10 empty] | 2005-04-21 | 0 |  | 2017-07-01 |  | 0.098677 | 0.092512 | 0.10484 |  | 5.5 | 0.099593 | 0.0035938 | 0.093431 | 0.09399 | 0.096483 | 0.099596 | 0.10271 | 0.10519 | 0.10576 | 0.00092
|  | 2007-02-15 | 0.031 | [9 empty] | 2011-05-23 | 1028.087 | [10 empty] | 2005-04-22 | 0 |  | 2017-08-01 |  | 0.10401 | 0.095416 | 0.11259 |  | 5.5833 | 0.10492 | 0.0050078 | 0.096334 | 0.097114 | 0.10059 | 0.10493 | 0.10926 | 0.11273 | 0.11351 | 0.00092
|  | 2007-03-12 | 0.024 | [9 empty] | 2011-05-26 | 1027.989 | [10 empty] | 2005-04-23 | 0 |  | 2017-09-01 |  | 0.10704 | 0.097067 | 0.117 |  | 5.6667 | 0.10795 | 0.0058111 | 0.097984 | 0.09889 | 0.10292 | 0.10796 | 0.11299 | 0.11701 | 0.11791 | 0.00091
|  | 2007-04-10 | 0.22 | [9 empty] | 2011-05-30 | 1027.89 | [10 empty] | 2005-04-24 | 0 |  | 2017-10-01 |  | 0.10961 | 0.09847 | 0.12074 |  | 5.75 | 0.11053 | 0.0064936 | 0.099387 | 0.1004 | 0.10491 | 0.11053 | 0.11615 | 0.12065 | 0.12166 | 0.00092
|  | 2007-04-19 | 0.07 | [9 empty] | 2011-06-06 | 1027.664 | [10 empty] | 2005-04-25 | 0 |  | 2017-11-01 |  | 0.11586 | 0.10187 | 0.12981 |  | 5.8333 | 0.11677 | 0.0081466 | 0.10279 | 0.10406 | 0.10971 | 0.11677 | 0.12382 | 0.12946 | 0.13073 | 0.00092
|  | 2007-05-14 | 0.043 | [9 empty] | 2011-06-09 | 1027.606 | [10 empty] | 2005-04-26 | 0 |  | 2017-12-01 |  | 0.11963 | 0.10393 | 0.1353 |  | 5.9167 | 0.12054 | 0.0091454 | 0.10485 | 0.10627 | 0.11262 | 0.12055 | 0.12846 | 0.13479 | 0.13621 | 0.00091
|  | 2007-05-15 | 0.045 | [9 empty] | 2011-06-13 | 1027.634 | [10 empty] | 2005-04-27 | 0 |  | 2018-01-01 |  | 0.12636 | 0.1076 | 0.14507 |  | 6 | 0.12726 | 0.010924 | 0.10852 | 0.11022 | 0.11781 | 0.12727 | 0.13673 | 0.14428 | 0.14598 | 0.00091
|  | 2007-05-22 | 0.034 | [9 empty] | 2011-06-16 | 1027.641 | [10 empty] | 2005-04-28 | 0 |  | 2018-02-01 |  | 0.12356 | 0.10607 | 0.141 |  | 6.0833 | 0.12446 | 0.010184 | 0.10699 | 0.10858 | 0.11565 | 0.12447 | 0.13329 | 0.14033 | 0.14191 | 0.00091
|  | 2007-05-29 | 0.016 | [9 empty] | 2011-06-20 | 1027.616 | [10 empty] | 2005-04-29 | 0 |  | 2018-03-01 |  | 0.13814 | 0.11403 | 0.16216 |  | 6.1667 | 0.13903 | 0.014033 | 0.11494 | 0.11714 | 0.12688 | 0.13905 | 0.15119 | 0.16089 | 0.16307 | 0.00091
|  | 2007-06-05 | 0.014 | [9 empty] | 2011-06-23 | 1027.643 | [10 empty] | 2005-04-30 | 0 |  | 2018-04-01 |  | 0.12675 | 0.10781 | 0.14563 |  | 6.25 | 0.12765 | 0.011026 | 0.10873 | 0.11045 | 0.1181 | 0.12766 | 0.1372 | 0.14483 | 0.14654 | 0.00091
|  | 2007-06-12 | 0.016 | [9 empty] | 2011-06-27 | 1027.66 | [10 empty] | 2005-05-01 | 0 |  | 2018-05-01 |  | 0.095223 | 0.090631 | 0.099812 |  | 6.3333 | 0.096139 | 0.0026768 | 0.09155 | 0.091966 | 0.093823 | 0.096141 | 0.098458 | 0.10031 | 0.10073 | 0.000918
|  | 2007-06-18 | 0.019 | [9 empty] | 2011-07-04 | 1027.837 | [10 empty] | 2005-05-02 | 0 |  | 2018-06-01 |  | 0.096663 | 0.091416 | 0.10191 |  | 6.4167 | 0.09758 | 0.0030592 | 0.092334 | 0.09281 | 0.094932 | 0.097582 | 0.10023 | 0.10235 | 0.10283 | 0.00092
|  | 2007-06-19 | 0.019 | [9 empty] | 2011-07-07 | 1027.889 | [10 empty] | 2005-05-03 | 166.78 |  | 2018-07-01 |  | 0.098677 | 0.092512 | 0.10484 |  | 6.5 | 0.099593 | 0.0035938 | 0.093431 | 0.09399 | 0.096483 | 0.099596 | 0.10271 | 0.10519 | 0.10576 | 0.00092
|  | 2007-06-26 | 0.02 | [9 empty] | 2011-07-11 | 1027.961 | [10 empty] | 2005-05-04 | 230.41 |  | 2018-08-01 |  | 0.10401 | 0.095416 | 0.11259 |  | 6.5833 | 0.10492 | 0.0050078 | 0.096334 | 0.097114 | 0.10059 | 0.10493 | 0.10926 | 0.11273 | 0.11351 | 0.00092
|  | 2007-07-03 | 0.019 | [9 empty] | 2011-07-14 | 1027.98 | [10 empty] | 2005-05-05 | 254.55 |  | 2018-09-01 |  | 0.10704 | 0.097067 | 0.117 |  | 6.6667 | 0.10795 | 0.0058111 | 0.097984 | 0.09889 | 0.10292 | 0.10796 | 0.11299 | 0.11701 | 0.11791 | 0.00091
|  | 2007-07-10 | 0.066 | [9 empty] | 2011-07-18 | 1027.939 | [10 empty] | 2005-05-06 | 133.86 |  | 2018-10-01 |  | 0.10961 | 0.09847 | 0.12074 |  | 6.75 | 0.11053 | 0.0064936 | 0.099387 | 0.1004 | 0.10491 | 0.11053 | 0.11615 | 0.12065 | 0.12166 | 0.00092
|  | 2007-07-16 | 0.025 | [9 empty] | 2011-07-25 | 1028.053 | [10 empty] | 2005-05-07 | 133.86 |  | 2018-11-01 |  | 0.11586 | 0.10187 | 0.12981 |  | 6.8333 | 0.11677 | 0.0081466 | 0.10279 | 0.10406 | 0.10971 | 0.11677 | 0.12382 | 0.12946 | 0.13073 | 0.00092
|  | 2007-07-17 | 0.023 | [9 empty] | 2011-07-28 | 1028.011 | [10 empty] | 2005-05-08 | 133.86 |  | 2018-12-01 |  | 0.11963 | 0.10393 | 0.1353 |  | 6.9167 | 0.12054 | 0.0091454 | 0.10485 | 0.10627 | 0.11262 | 0.12055 | 0.12846 | 0.13479 | 0.13621 | 0.00091
|  | 2007-07-24 | 0.031 | [9 empty] | 2011-08-01 | 1028.013 | [10 empty] | 2005-05-09 | 133.86 |  | 2019-01-01 |  | 0.12636 | 0.1076 | 0.14507 |  | 7 | 0.12726 | 0.010924 | 0.10852 | 0.11022 | 0.11781 | 0.12727 | 0.13673 | 0.14428 | 0.14598 | 0.00091
|  | 2007-07-31 | 0.022 | [9 empty] | 2011-08-04 | 1028.024 | [10 empty] | 2005-05-10 | 38.246 |  | 2019-02-01 |  | 0.12356 | 0.10607 | 0.141 |  | 7.0833 | 0.12446 | 0.010184 | 0.10699 | 0.10858 | 0.11565 | 0.12447 | 0.13329 | 0.14033 | 0.14191 | 0.00091
|  | 2007-08-07 | 0.026 | [9 empty] | 2011-08-08 | 1028.017 | [10 empty] | 2005-05-11 | 38.246 |  | 2019-03-01 |  | 0.13814 | 0.11403 | 0.16216 |  | 7.1667 | 0.13903 | 0.014033 | 0.11494 | 0.11714 | 0.12688 | 0.13905 | 0.15119 | 0.16089 | 0.16307 | 0.00091
|  | 2007-08-13 | 0.033 | [9 empty] | 2011-08-11 | 1027.981 | [10 empty] | 2005-05-12 | 38.246 |  | 2019-04-01 |  | 0.12675 | 0.10781 | 0.14563 |  | 7.25 | 0.12765 | 0.011026 | 0.10873 | 0.11045 | 0.1181 | 0.12766 | 0.1372 | 0.14483 | 0.14654 | 0.00091
|  | 2007-08-14 | 0.032 | [9 empty] | 2011-08-15 | 1028.003 | [10 empty] | 2005-05-13 | 38.246 |  | 2019-05-01 |  | 0.095223 | 0.090631 | 0.099812 |  | 7.3333 | 0.096139 | 0.0026768 | 0.09155 | 0.091966 | 0.093823 | 0.096141 | 0.098458 | 0.10031 | 0.10073 | 0.000918
|  | 2007-08-21 | 0.0735 | [9 empty] | 2011-08-18 | 1028.016 | [10 empty] | 2005-05-14 | 38.246 |  | 2019-06-01 |  | 0.096663 | 0.091416 | 0.10191 |  | 7.4167 | 0.09758 | 0.0030592 | 0.092334 | 0.09281 | 0.094932 | 0.097582 | 0.10023 | 0.10235 | 0.10283 | 0.00092
|  | 2007-08-28 | 0.034 | [9 empty] | 2011-08-22 | 1028.045 | [10 empty] | 2005-05-15 | 38.246 |  | 2019-07-01 |  | 0.098677 | 0.092512 | 0.10484 |  | 7.5 | 0.099593 | 0.0035938 | 0.093431 | 0.09399 | 0.096483 | 0.099596 | 0.10271 | 0.10519 | 0.10576 | 0.00092
|  | 2007-09-04 | 0.038 | [9 empty] | 2011-08-25 | 1028.054 | [10 empty] | 2005-05-16 | 38.246 |  | 2019-08-01 |  | 0.10401 | 0.095416 | 0.11259 |  | 7.5833 | 0.10492 | 0.0050078 | 0.096334 | 0.097114 | 0.10059 | 0.10493 | 0.10926 | 0.11273 | 0.11351 | 0.00092
|  | 2007-09-10 | 0.038 | [9 empty] | 2011-08-29 | 1028.055 | [10 empty] | 2005-05-17 | 0 |  | 2019-09-01 |  | 0.10704 | 0.097067 | 0.117 |  | 7.6667 | 0.10795 | 0.0058111 | 0.097984 | 0.09889 | 0.10292 | 0.10796 | 0.11299 | 0.11701 | 0.11791 | 0.00091
|  | 2007-09-11 | 0.033 | [9 empty] | 2011-09-01 | 1028.045 | [10 empty] | 2005-05-18 | 0 |  | 2019-10-01 |  | 0.10961 | 0.09847 | 0.12074 |  | 7.75 | 0.11053 | 0.0064936 | 0.099387 | 0.1004 | 0.10491 | 0.11053 | 0.11615 | 0.12065 | 0.12166 | 0.00092
|  | 2007-09-17 | 0.027 | [9 empty] | 2011-09-05 | 1028.03 | [10 empty] | 2005-05-19 | 0 |  | 2019-11-01 |  | 0.11586 | 0.10187 | 0.12981 |  | 7.8333 | 0.11677 | 0.0081466 | 0.10279 | 0.10406 | 0.10971 | 0.11677 | 0.12382 | 0.12946 | 0.13073 | 0.00092
|  | 2007-09-25 | 0.0225 | [9 empty] | 2011-09-08 | 1028.053 | [10 empty] | 2005-05-20 | 0 |  | 2019-12-01 |  | 0.11963 | 0.10393 | 0.1353 |  | 7.9167 | 0.12054 | 0.0091454 | 0.10485 | 0.10627 | 0.11262 | 0.12055 | 0.12846 | 0.13479 | 0.13621 | 0.00091
|  | 2007-10-23 | 0.07 | [9 empty] | 2011-09-12 | 1028.086 | [10 empty] | 2005-05-21 | 0 |  | 2020-01-01 |  | 0.12636 | 0.1076 | 0.14507 |  | 8 | 0.12726 | 0.010924 | 0.10852 | 0.11022 | 0.11781 | 0.12727 | 0.13673 | 0.14428 | 0.14598 | 0.00091
|  | 2007-10-25 | 0.0789 | [9 empty] | 2011-09-15 | 1028.073 | [10 empty] | 2005-05-22 | 0 |  | 2020-02-01 |  | 0.12356 | 0.10607 | 0.141 |  | 8.0833 | 0.12446 | 0.010184 | 0.10699 | 0.10858 | 0.11565 | 0.12447 | 0.13329 | 0.14033 | 0.14191 | 0.00091
|  | 2007-10-29 | 0.069 | [9 empty] | 2011-09-19 | 1028.043 | [10 empty] | 2005-05-23 | 0 |  | 2020-03-01 |  | 0.13814 | 0.11403 | 0.16216 |  | 8.1667 | 0.13903 | 0.014033 | 0.11494 | 0.11714 | 0.12688 | 0.13905 | 0.15119 | 0.16089 | 0.16307 | 0.00091
|  | 2007-11-13 | [10 empty] | 2011-09-22 | 1027.741 | [10 empty] | 2005-05-24 | 0 |  | 2020-04-01 |  | 0.12675 | 0.10781 | 0.14563 |  | 8.25 | 0.12765 | 0.011026 | 0.10873 | 0.11045 | 0.1181 | 0.12766 | 0.1372 | 0.14483 | 0.14654 | 0.00091
|  | 2007-11-14 | 0.051 | [9 empty] | 2011-09-26 | 1027.344 | [10 empty] | 2005-05-25 | 0 |  | 2020-05-01 |  | 0.095223 | 0.090631 | 0.099812 |  | 8.3333 | 0.096139 | 0.0026768 | 0.09155 | 0.091966 | 0.093823 | 0.096141 | 0.098458 | 0.10031 | 0.10073 | 0.000918
|  | 2007-11-21 | 0.0508 | [9 empty] | 2011-09-30 | 1026.939 | [10 empty] | 2005-05-26 | 6.8148 |  | 2020-06-01 |  | 0.096663 | 0.091416 | 0.10191 |  | 8.4167 | 0.09758 | 0.0030592 | 0.092334 | 0.09281 | 0.094932 | 0.097582 | 0.10023 | 0.10235 | 0.10283 | 0.00092
|  | 2007-12-10 | 0.052 | [9 empty] | 2011-10-03 | 1027.022 | [10 empty] | 2005-05-27 | 27.262 |  | 2020-07-01 |  | 0.098677 | 0.092512 | 0.10484 |  | 8.5 | 0.099593 | 0.0035938 | 0.093431 | 0.09399 | 0.096483 | 0.099596 | 0.10271 | 0.10519 | 0.10576 | 0.00092
|  | 2007-12-13 | 0.0517 | [9 empty] | 2011-10-11 | 1027.222 | [10 empty] | 2005-05-28 | 27.262 |  | 2020-08-01 |  | 0.10401 | 0.095416 | 0.11259 |  | 8.5833 | 0.10492 | 0.0050078 | 0.096334 | 0.097114 | 0.10059 | 0.10493 | 0.10926 | 0.11273 | 0.11351 | 0.00092
|  | 2008-01-08 | 0.049 | [9 empty] | 2011-10-17 | 1027.511 | [10 empty] | 2005-05-29 | 27.262 |  | 2020-09-01 |  | 0.10704 | 0.097067 | 0.117 |  | 8.6667 | 0.10795 | 0.0058111 | 0.097984 | 0.09889 | 0.10292 | 0.10796 | 0.11299 | 0.11701 | 0.11791 | 0.00091
|  | 2008-01-24 | 0.0498 | [9 empty] | 2011-10-24 | 1027.579 | [10 empty] | 2005-05-30 | 27.262 |  | 2020-10-01 |  | 0.10961 | 0.09847 | 0.12074 |  | 8.75 | 0.11053 | 0.0064936 | 0.099387 | 0.1004 | 0.10491 | 0.11053 | 0.11615 | 0.12065 | 0.12166 | 0.00092
|  | 2008-02-19 | 0.052 | [9 empty] | 2011-10-31 | 1027.766 | [10 empty] | 2005-05-31 | 55.659 |  | 2020-11-01 |  | 0.11586 | 0.10187 | 0.12981 |  | 8.8333 | 0.11677 | 0.0081466 | 0.10279 | 0.10406 | 0.10971 | 0.11677 | 0.12382 | 0.12946 | 0.13073 | 0.00092
|  | 2008-02-20 | 0.0481 | [9 empty] | 2011-11-07 | 1027.92 | [10 empty] | 2005-06-01 | 55.659 |  | 2020-12-01 |  | 0.11963 | 0.10393 | 0.1353 |  | 8.9167 | 0.12054 | 0.0091454 | 0.10485 | 0.10627 | 0.11262 | 0.12055 | 0.12846 | 0.13479 | 0.13621 | 0.00091
|  | 2008-03-11 | 0.0555 | [9 empty] | 2011-11-14 | 1028.087 | [10 empty] | 2005-06-02 | 30.897 |  | 2021-01-01 |  | 0.12636 | 0.1076 | 0.14507 |  | 9 | 0.12726 | 0.010924 | 0.10852 | 0.11022 | 0.11781 | 0.12727 | 0.13673 | 0.14428 | 0.14598 | 0.00091
|  | 2008-03-18 | 0.058 | [9 empty] | 2011-11-22 | 1028.264 | [10 empty] | 2005-06-03 | 30.897 |  | 2021-02-01 |  | 0.12356 | 0.10607 | 0.141 |  | 9.0833 | 0.12446 | 0.010184 | 0.10699 | 0.10858 | 0.11565 | 0.12447 | 0.13329 | 0.14033 | 0.14191 | 0.00091
|  | 2008-04-14 | 0.1 | [9 empty] | 2011-11-28 | 1027.792 | [10 empty] | 2005-06-04 | 30.897 |  | 2021-03-01 |  | 0.13814 | 0.11403 | 0.16216 |  | 9.1667 | 0.13903 | 0.014033 | 0.11494 | 0.11714 | 0.12688 | 0.13905 | 0.15119 | 0.16089 | 0.16307 | 0.00091
|  | 2008-04-15 | 0.096 | [9 empty] | 2011-12-05 | 1027.617 | [10 empty] | 2005-06-05 | 30.897 |  | 2021-04-01 |  | 0.12675 | 0.10781 | 0.14563 |  | 9.25 | 0.12765 | 0.011026 | 0.10873 | 0.11045 | 0.1181 | 0.12766 | 0.1372 | 0.14483 | 0.14654 | 0.00091
|  | 2008-04-22 | 0.089 | [9 empty] | 2011-12-13 | 1027.339 | [10 empty] | 2005-06-06 | 30.897 |  | 2021-05-01 |  | 0.095223 | 0.090631 | 0.099812 |  | 9.3333 | 0.096139 | 0.0026768 | 0.09155 | 0.091966 | 0.093823 | 0.096141 | 0.098458 | 0.10031 | 0.10073 | 0.000918
|  | 2008-04-29 | 0.1295 | [9 empty] | 2012-01-03 | 1027.796 | [10 empty] | 2005-06-07 | 18.174 |  | 2021-06-01 |  | 0.096663 | 0.091416 | 0.10191 |  | 9.4167 | 0.09758 | 0.0030592 | 0.092334 | 0.09281 | 0.094932 | 0.097582 | 0.10023 | 0.10235 | 0.10283 | 0.00092
|  | 2008-05-06 | 0.12 | [9 empty] | 2012-01-10 | 1027.924 | [10 empty] | 2005-06-08 | 18.174 |  | 2021-07-01 |  | 0.098677 | 0.092512 | 0.10484 |  | 9.5 | 0.099593 | 0.0035938 | 0.093431 | 0.09399 | 0.096483 | 0.099596 | 0.10271 | 0.10519 | 0.10576 | 0.00092
|  | 2008-05-13 | 0.071 | [9 empty] | 2012-01-16 | 1028.014 | [10 empty] | 2005-06-09 | 0 |  | 2021-08-01 |  | 0.10401 | 0.095416 | 0.11259 |  | 9.5833 | 0.10492 | 0.0050078 | 0.096334 | 0.097114 | 0.10059 | 0.10493 | 0.10926 | 0.11273 | 0.11351 | 0.00092
|  | 2008-05-15 | 0.059 | [9 empty] | 2012-01-23 | 1028.152 | [10 empty] | 2005-06-10 | 0 |  | 2021-09-01 |  | 0.10704 | 0.097067 | 0.117 |  | 9.6667 | 0.10795 | 0.0058111 | 0.097984 | 0.09889 | 0.10292 | 0.10796 | 0.11299 | 0.11701 | 0.11791 | 0.00091
|  | 2008-05-20 | 0.034 | [9 empty] | 2012-01-30 | 1028.256 | [10 empty] | 2005-06-11 | 0 |  | 2021-10-01 |  | 0.10961 | 0.09847 | 0.12074 |  | 9.75 | 0.11053 | 0.0064936 | 0.099387 | 0.1004 | 0.10491 | 0.11053 | 0.11615 | 0.12065 | 0.12166 | 0.00092
|  | 2008-05-22 | 0.0266 | [9 empty] | 2012-02-06 | 1028.377 | [10 empty] | 2005-06-12 | 0 |  | 2021-11-01 |  | 0.11586 | 0.10187 | 0.12981 |  | 9.8333 | 0.11677 | 0.0081466 | 0.10279 | 0.10406 | 0.10971 | 0.11677 | 0.12382 | 0.12946 | 0.13073 | 0.00092
|  | 2008-05-26 | 0.0673 | [9 empty] | 2012-02-13 | 1028.523 | [10 empty] | 2005-06-13 | 0 |  | 2021-12-01 |  | 0.11963 | 0.10393 | 0.1353 |  | 9.9167 | 0.12054 | 0.0091454 | 0.10485 | 0.10627 | 0.11262 | 0.12055 | 0.12846 | 0.13479 | 0.13621 | 0.00091
|  | 2008-05-27 | 0.025 | [9 empty] | 2012-02-20 | 1028.576 | [10 empty] | 2005-06-14 | 0 |  | 2022-01-01 |  | 0.12636 | 0.1076 | 0.14507 |  | 10 | 0.12726 | 0.010924 | 0.10852 | 0.11022 | 0.11781 | 0.12727 | 0.13673 | 0.14428 | 0.14598 | 0.00091
|  | 2008-06-03 | 0.015 | [9 empty] | 2012-02-27 | 1028.651 | [10 empty] | 2005-06-15 | 0 | [12 empty] | 10
|  | 2008-06-10 | 0.025 | [9 empty] | 2012-03-05 | 1028.722 | [10 empty] | 2005-06-16 | 0
|  | 2008-06-16 | 0.021 | [9 empty] | 2012-03-12 | 1028.799 | [10 empty] | 2005-06-17 | 0
|  | 2008-06-17 | 0.018 | [9 empty] | 2012-03-19 | 1028.862 | [10 empty] | 2005-06-18 | 0
|  | 2008-06-24 | 0.02595 | [9 empty] | 2012-03-26 | 1028.93 | [10 empty] | 2005-06-19 | 0
|  | 2008-07-01 | 0.041 | [9 empty] | 2012-04-02 | 1029.005 | [10 empty] | 2005-06-20 | 0
|  | 2008-07-08 | 0.026 | [9 empty] | 2012-01-01 | 1027.796 | 1027.796 | 1027.796 | [8 empty] | 2005-06-21 | 0
|  | 2008-07-14 | 0.022 | [9 empty] | 2012-02-01 | 1027.1583 | 1027.1583 | 1027.1583 | [8 empty] | 2005-06-22 | 0
|  | 2008-07-16 | 0.031 | [9 empty] | 2012-03-01 | 1026.8325 | 1026.8325 | 1027.3612 | [8 empty] | 2005-06-23 | 0
|  | 2008-07-22 | 0.022 | [9 empty] | 2012-04-01 | 1026.6663 | 1026.6663 | 1027.5592 | [8 empty] | 2005-06-24 | 0
|  | 2008-07-30 | 0.0246 | [9 empty] | 2012-05-01 | 1026.5831 | 1026.5831 | 1027.7728 | [8 empty] | 2005-06-25 | 0
|  | 2008-07-31 | 0.027 | [9 empty] | 2012-06-01 | 1026.5427 | 1026.5425 | 1029.4474 | [8 empty] | 2005-06-26 | 0
|  | 2008-08-05 | 0.033 | [9 empty] | 2012-07-01 | 1026.5214 | 1026.5212 | 1028.0145 | [8 empty] | 2005-06-27 | 0
|  | 2008-08-11 | 0.028 | [9 empty] | 2012-08-01 | 1026.5107 | 1026.5106 | 1029.4451 | [8 empty] | 2005-06-28 | 60.203
|  | 2008-08-12 | 0.032 | [9 empty] | 2012-09-01 | 1026.8893 | 1026.5054 | 1029.4597 | [8 empty] | 2005-06-29 | 60.203
|  | 2008-08-19 | 0.031 | [9 empty] | 2012-10-01 | 1026.6947 | 1026.5027 | 1028.0208 | [8 empty] | 2005-06-30 | 102.23
|  | 2008-08-28 | 0.018 | [9 empty] | 2012-11-01 | 1026.5974 | 1026.5013 | 1028.7297 | [8 empty] | 2005-07-01 | 79.513
|  | 2008-09-02 | 0.023 | [9 empty] | 2012-12-01 | 1026.5487 | 1026.5006 | 1029.1625 | [8 empty] | 2005-07-02 | 79.513
|  | 2008-09-02 09:20 | [10 empty] | 2013-01-01 | 1026.5243 | 1026.5004 | 1029.4153 | [8 empty] | 2005-07-03 | 79.513
|  | 2008-09-09 | 0.016 | [9 empty] | 2013-02-01 | 1026.5122 | 1026.5001 | 1029.3314 | [8 empty] | 2005-07-04 | 79.513
|  | 2008-09-09 11:45 | [10 empty] | 2013-03-01 | 1026.5061 | 1026.5001 | 1029.4634 | [8 empty] | 2005-07-05 | 79.513
|  | 2008-09-15 | 0.025 | [9 empty] | 2013-04-01 | 1026.5031 | 1026.5 | 1029.4855 | [8 empty] | 2005-07-06 | 41.649
|  | 2008-09-15 11:50 | [10 empty] | 2013-05-01 | 1026.5016 | 1026.5 | 1029.4534 | [8 empty] | 2005-07-07 | 41.649
|  | 2008-09-16 | 0.023 | [9 empty] | 2013-06-01 | 1026.5061 | 1026.5 | 1029.4481 | [8 empty] | 2005-07-08 | 41.649
|  | 2008-09-16 09:05 | [10 empty] | 2013-07-01 | 1026.5034 | 1026.5 | 1029.4376 | [8 empty] | 2005-07-09 | 0
|  | 2008-09-18 | 0.0249 | [9 empty] | 2013-08-01 | 1027.2614 | 1026.5 | 1029.4453 | [8 empty] | 2005-07-10 | 0
|  | 2008-09-23 | 0.031 | [9 empty] | 2013-09-01 | 1026.8896 | 1026.5 | 1029.4597 | [8 empty] | 2005-07-11 | 0
|  | 2008-09-23 08:30 | 0.031 | [9 empty] | 2013-10-01 | 1026.6948 | 1026.5 | 1029.478 | [8 empty] | 2005-07-12 | 56.98
|  | 2008-09-30 | 0.036 | [9 empty] | 2013-11-01 | 1026.5974 | 1026.5 | 1029.4968 | [8 empty] | 2005-07-13 | 56.98
|  | 2008-09-30 08:50 | [10 empty] | 2013-12-01 | 1026.5513 | 1026.5 | 1029.5 | [8 empty] | 2005-07-14 | 56.98
|  | 2008-10-07 | 0.029367 | [9 empty] | 2014-01-01 | 1026.5256 | 1026.5 | 1029.5 | [8 empty] | 2005-07-15 | 56.98
|  | 2008-10-07 11:00 | [10 empty] | 2014-02-01 | 1026.5129 | 1026.5 | 1028.4045 | [8 empty] | 2005-07-16 | 56.98
|  | 2008-10-14 | 0.059 | [9 empty] | 2014-03-01 | 1026.5104 | 1026.5 | 1028.5836 | [8 empty] | 2005-07-17 | 56.98
|  | 2008-10-14 11:40 | [10 empty] | 2014-04-01 | 1026.5125 | 1026.5 | 1028.7546 | [8 empty] | 2005-07-18 | 56.98
|  | 2008-10-15 | 0.06 | [9 empty] | 2014-05-01 | 1026.511 | 1026.5 | 1028.9202 | [8 empty] | 2005-07-19 | 42.517
|  | 2008-10-15 16:10 | [10 empty] | 2014-06-01 | 1029.4432 | 1026.5 | 1029.4481 | [8 empty] | 2005-07-20 | 42.517
|  | 2008-10-21 | 0.076 | [9 empty] | 2014-07-01 | 1028.0125 | 1026.5 | 1029.4376 | [8 empty] | 2005-07-21 | 42.517
|  | 2008-10-21 11:50 | [10 empty] | 2014-08-01 | 1027.267 | 1026.5 | 1029.4453 | [8 empty] | 2005-07-22 | 42.517
|  | 2008-11-03 | [10 empty] | 2014-09-01 | 1026.8898 | 1026.5 | 1029.4597 | [8 empty] | 2005-07-23 | 42.517
|  | 2008-11-04 | 0.062 | [9 empty] | 2014-10-01 | 1026.6948 | 1026.5 | 1029.4786 | [8 empty] | 2005-07-24 | 42.517
|  | 2008-11-04 10:00 | [10 empty] | 2014-11-01 | 1026.5974 | 1026.5 | 1029.4968 | [8 empty] | 2005-07-25 | 42.517
|  | 2008-12-01 | 0.075 | [9 empty] | 2014-12-01 | 1026.5487 | 1026.5 | 1029.5 | [8 empty] | 2005-07-26 | 42.517
|  | 2008-12-01 11:55 | [10 empty] | 2015-01-01 | 1026.5244 | 1026.5 | 1029.5 | [8 empty] | 2005-07-27 | 42.791
|  | 2008-12-10 | 0.0624 | [9 empty] | 2015-02-01 | 1026.5122 | 1026.5 | 1029.5 | [8 empty] | 2005-07-28 | 42.791
|  | 2009-02-02 | 0.1 | [9 empty] | 2015-03-01 | 1026.5104 | 1026.5 | 1029.5 | [8 empty] | 2005-07-29 | 42.791
|  | 2009-03-03 | 0.088 | [9 empty] | 2015-04-01 | 1026.5154 | 1026.5 | 1029.4916 | [8 empty] | 2005-07-30 | 42.791
|  | 2009-03-03 15:45 | 0.088 | [9 empty] | 2015-05-01 | 1026.5122 | 1026.5 | 1029.4537 | [8 empty] | 2005-07-31 | 42.791
|  | 2009-04-02 | 0.131 | [9 empty] | 2015-06-01 | 1029.443 | 1026.5 | 1029.4481 | [8 empty] | 2005-08-01 | 42.791
|  | 2009-04-02 10:45 | 0.131 | [9 empty] | 2015-07-01 | 1028.0122 | 1026.5 | 1029.4265 | [8 empty] | 2005-08-02 | 30.722
|  | 2009-04-07 10:00 | [10 empty] | 2015-08-01 | 1027.2666 | 1026.5 | 1029.4453 | [8 empty] | 2005-08-03 | 30.722
|  | 2009-04-08 | 0.146 | [9 empty] | 2015-09-01 | 1026.8898 | 1026.5 | 1029.4597 | [8 empty] | 2005-08-04 | 30.722
|  | 2009-04-08 08:20 | 0.146 | [9 empty] | 2015-10-01 | 1026.6948 | 1026.5 | 1029.4774 | [8 empty] | 2005-08-05 | 30.722
|  | 2009-04-16 | 0.156 | [9 empty] | 2015-11-01 | 1026.5974 | 1026.5 | 1029.4968 | [8 empty] | 2005-08-06 | 30.722
|  | 2009-04-16 05:30 | 0.156 | [9 empty] | 2015-12-01 | 1026.5487 | 1026.5 | 1029.5 | [8 empty] | 2005-08-07 | 30.722
|  | 2009-04-23 | 0.16 | [9 empty] | 2016-01-01 | 1026.5244 | 1026.5 | 1029.5 | [8 empty] | 2005-08-08 | 30.722
|  | 2009-04-23 05:25 | 0.16 | [9 empty] | 2016-02-01 | 1026.5122 | 1026.5 | 1029.5 | [8 empty] | 2005-08-09 | 42.321
|  | 2009-04-29 | 0.183 | [9 empty] | 2016-03-01 | 1026.5093 | 1026.5 | 1029.5 | [8 empty] | 2005-08-10 | 42.321
|  | 2009-04-29 05:20 | 0.183 | [9 empty] | 2016-04-01 | 1026.5146 | 1026.5 | 1029.4915 | [8 empty] | 2005-08-11 | 42.321
|  | 2009-05-07 | 0.143 | [9 empty] | 2016-05-01 | 1026.5319 | 1026.5 | 1029.4535 | [8 empty] | 2005-08-12 | 42.321
|  | 2009-05-07 15:00 | 0.143 | [9 empty] | 2016-06-01 | 1029.4429 | 1026.5 | 1029.4481 | [8 empty] | 2005-08-13 | 42.321
|  | 2009-05-14 | 0.0506 | [9 empty] | 2016-07-01 | 1028.0122 | 1026.5 | 1029.4376 | [8 empty] | 2005-08-14 | 42.321
|  | 2009-05-14 05:15 | 0.0506 | [9 empty] | 2016-08-01 | 1027.2667 | 1026.5 | 1029.4453 | [8 empty] | 2005-08-15 | 42.321
|  | 2009-05-14 05:25 | [10 empty] | 2016-09-01 | 1026.8895 | 1026.5 | 1029.4545 | [8 empty] | 2005-08-16 | 41.694
|  | 2009-05-21 | 0.0439 | [9 empty] | 2016-10-01 | 1026.6947 | 1026.5 | 1029.4763 | [8 empty] | 2005-08-17 | 41.694
|  | 2009-05-21 05:20 | 0.0439 | [9 empty] | 2016-11-01 | 1026.5974 | 1026.5 | 1029.4968 | [8 empty] | 2005-08-18 | 41.694
|  | 2009-05-31 | 0.0176 | [9 empty] | 2016-12-01 | 1026.5487 | 1026.5 | 1029.5 | [8 empty] | 2005-08-19 | 41.694
|  | 2009-05-31 06:10 | 0.0176 | [9 empty] | 2017-01-01 | 1026.5243 | 1026.5 | 1029.5 | [8 empty] | 2005-08-20 | 41.694
|  | 2009-06-07 | 0.0132 | [9 empty] | 2017-02-01 | 1026.5122 | 1026.5 | 1028.9595 | [8 empty] | 2005-08-21 | 41.694
|  | 2009-06-07 16:40 | 0.0132 | [9 empty] | 2017-03-01 | 1026.512 | 1026.5 | 1028.3721 | [8 empty] | 2005-08-22 | 41.694
|  | 2009-06-08 | 0.0182 | [9 empty] | 2017-04-01 | 1026.5244 | 1026.5 | 1028.4971 | [8 empty] | 2005-08-23 | 17.007
|  | 2009-06-08 11:55 | 0.0182 | [9 empty] | 2017-05-01 | 1026.6815 | 1026.5 | 1028.6567 | [8 empty] | 2005-08-24 | 17.007
|  | 2009-06-14 | 0.0221 | [9 empty] | 2017-06-01 | 1029.4436 | 1026.5 | 1029.4481 | [8 empty] | 2005-08-25 | 17.007
|  | 2009-06-14 11:55 | 0.0221 | [9 empty] | 2017-07-01 | 1028.0125 | 1026.5 | 1029.4376 | [8 empty] | 2005-08-26 | 17.007
|  | 2009-06-21 | 0.0375 | [9 empty] | 2017-08-01 | 1027.2668 | 1026.5 | 1029.4453 | [8 empty] | 2005-08-27 | 17.007
|  | 2009-06-21 01:10 | [10 empty] | 2017-09-01 | 1026.8895 | 1026.5 | 1029.4556 | [8 empty] | 2005-08-28 | 17.007
|  | 2009-06-21 13:10 | 0.0375 | [9 empty] | 2017-10-01 | 1026.6947 | 1026.5 | 1029.4777 | [8 empty] | 2005-08-29 | 17.007
|  | 2009-06-28 | 0.0379 | [9 empty] | 2017-11-01 | 1026.5974 | 1026.5 | 1029.4968 | [8 empty] | 2005-08-30 | 17.007
|  | 2009-06-28 06:05 | 0.0379 | [9 empty] | 2017-12-01 | 1026.5487 | 1026.5 | 1029.5 | [8 empty] | 2005-08-31 | 0
|  | 2009-07-05 | 0.033 | [9 empty] | 2018-01-01 | 1026.5244 | 1026.5 | 1029.5 | [8 empty] | 2005-09-01 | 0
|  | 2009-07-05 05:10 | 0.028 | [9 empty] | 2018-02-01 | 1026.5122 | 1026.5 | 1029.2833 | [8 empty] | 2005-09-02 | 0
|  | 2009-07-12 | 0.03 | [9 empty] | 2018-03-01 | 1026.5336 | 1026.5 | 1029.4393 | [8 empty] | 2005-09-03 | 0
|  | 2009-07-12 08:50 | 0.0337 | [9 empty] | 2018-04-01 | 1026.521 | 1026.5 | 1029.4916 | [8 empty] | 2005-09-04 | 0
|  | 2009-07-13 | 0.0402 | [9 empty] | 2018-05-01 | 1026.512 | 1026.5 | 1029.4531 | [8 empty] | 2005-09-05 | 0
|  | 2009-07-13 10:00 | 0.0402 | [9 empty] | 2018-06-01 | 1029.4437 | 1026.5 | 1029.4481 | [8 empty] | 2005-09-06 | 0
|  | 2009-07-19 | 0.0607 | [9 empty] | 2018-07-01 | 1028.0126 | 1026.5 | 1029.4048 | [8 empty] | 2005-09-07 | 0
|  | 2009-07-19 10:15 | 0.0607 | [9 empty] | 2018-08-01 | 1027.2668 | 1026.5 | 1029.4453 | [8 empty] | 2005-09-08 | 0
|  | 2009-07-26 08:45 | 0.0673 | [9 empty] | 2018-09-01 | 1026.8898 | 1026.5 | 1029.4597 | [8 empty] | 2005-09-09 | 0
|  | 2009-08-02 | 0.0462 | [9 empty] | 2018-10-01 | 1026.6948 | 1026.5 | 1029.4781 | [8 empty] | 2005-09-10 | 0
|  | 2009-08-02 14:55 | 0.07 | [9 empty] | 2018-11-01 | 1026.5974 | 1026.5 | 1029.4968 | [8 empty] | 2005-09-11 | 0
|  | 2009-08-09 | 0.0457 | [9 empty] | 2018-12-01 | 1026.5487 | 1026.5 | 1029.5 | [8 empty] | 2005-09-12 | 0
|  | 2009-08-09 16:50 | 0.0457 | [9 empty] | 2019-01-01 | 1026.5244 | 1026.5 | 1029.5 | [8 empty] | 2005-09-13 | 0
|  | 2009-08-15 | 0.0483 | [9 empty] | 2019-02-01 | 1026.5122 | 1026.5 | 1029.5 | [8 empty] | 2005-09-14 | 0
|  | 2009-08-15 13:25 | 0.0483 | [9 empty] | 2019-03-01 | 1026.5242 | 1026.5 | 1029.5 | [8 empty] | 2005-09-15 | 0
|  | 2009-08-23 | 0.0327 | [9 empty] | 2019-04-01 | 1026.5244 | 1026.5 | 1029.4915 | [8 empty] | 2005-09-16 | 0
|  | 2009-08-23 11:00 | 0.0327 | [9 empty] | 2019-05-01 | 1026.6515 | 1026.5 | 1029.4536 | [8 empty] | 2005-09-17 | 0
|  | 2009-08-30 | 0.0407 | [9 empty] | 2019-06-01 | 1029.4438 | 1026.5 | 1029.4481 | [8 empty] | 2005-09-18 | 0
|  | 2009-08-30 09:15 | 0.0407 | [9 empty] | 2019-07-01 | 1028.0127 | 1026.5 | 1028.0859 | [8 empty] | 2005-09-19 | 0
|  | 2009-09-02 19:15 | 0.042 | [9 empty] | 2019-08-01 | 1027.2671 | 1026.5 | 1029.4309 | [8 empty] | 2005-09-20 | 106.06
|  | 2009-09-03 | 0.042 | [9 empty] | 2019-09-01 | 1026.8895 | 1026.5 | 1029.4545 | [8 empty] | 2005-09-21 | 106.06
|  | 2009-09-06 | 0.0511 | [9 empty] | 2019-10-01 | 1026.6947 | 1026.5 | 1029.4771 | [8 empty] | 2005-09-22 | 106.06
|  | 2009-09-06 09:10 | 0.0511 | [9 empty] | 2019-11-01 | 1026.5974 | 1026.5 | 1029.4968 | [8 empty] | 2005-09-23 | 143.19
|  | 2009-09-13 | 0.0577 | [9 empty] | 2019-12-01 | 1026.5487 | 1026.5 | 1029.5 | [8 empty] | 2005-09-24 | 143.19
|  | 2009-09-13 08:20 | 0.0577 | [9 empty] | 2020-01-01 | 1026.5244 | 1026.5 | 1029.5 | [8 empty] | 2005-09-25 | 143.19
|  | 2009-09-20 | 0.0611 | [9 empty] | 2020-02-01 | 1026.5122 | 1026.5 | 1029.5 | [8 empty] | 2005-09-26 | 143.19
|  | 2009-09-20 09:40 | 0.0611 | [9 empty] | 2020-03-01 | 1026.5079 | 1026.5 | 1029.5 | [8 empty] | 2005-09-27 | 197.5
|  | 2009-09-24 11:40 | 0.125 | [9 empty] | 2020-04-01 | 1026.5076 | 1026.5 | 1029.4917 | [8 empty] | 2005-09-28 | 244.55
|  | 2009-09-24 17:10 | 0.0159 | [9 empty] | 2020-05-01 | 1026.564 | 1026.5 | 1029.4531 | [8 empty] | 2005-09-29 | 244.55
|  | 2009-10-07 | 0.0836 | [9 empty] | 2020-06-01 | 1029.4421 | 1026.5 | 1029.4481 | [8 empty] | 2005-09-30 | 215.15
|  | 2009-10-07 11:40 | 0.082 | [9 empty] | 2020-07-01 | 1028.0118 | 1026.5 | 1028.6509 | [8 empty] | 2005-10-01 | 215.15
|  | 2009-10-07 17:49 | 0.0836 | [9 empty] | 2020-08-01 | 1027.2665 | 1026.5 | 1029.4309 | [8 empty] | 2005-10-02 | 215.15
|  | 2009-10-07 17:56 | 0.032 | [9 empty] | 2020-09-01 | 1026.8896 | 1026.5 | 1029.4597 | [8 empty] | 2005-10-03 | 215.15
|  | 2009-10-08 11:22 | 0.097 | [9 empty] | 2020-10-01 | 1026.6948 | 1026.5 | 1029.4789 | [8 empty] | 2005-10-04 | 226.2
|  | 2009-10-08 14:30 | 0.084 | [9 empty] | 2020-11-01 | 1026.5974 | 1026.5 | 1029.4968 | [8 empty] | 2005-10-05 | 226.2
|  | 2009-10-09 10:02 | 0.043 | [9 empty] | 2020-12-01 | 1026.5487 | 1026.5 | 1029.5 | [8 empty] | 2005-10-06 | 0
|  | 2009-10-09 14:49 | 0.094 | [9 empty] | 2021-01-01 | 1026.5244 | 1026.5 | 1029.5 | [8 empty] | 2005-10-07 | 0
|  | 2009-10-10 10:53 | 0.056 | [9 empty] | 2021-02-01 | 1026.5122 | 1026.5 | 1029.5 | [8 empty] | 2005-10-08 | 0
|  | 2009-10-10 14:38 | 0.094 | [9 empty] | 2021-03-01 | 1026.5403 | 1026.5 | 1029.5 | [8 empty] | 2005-10-09 | 0
|  | 2009-10-11 11:55 | 0.038 | [9 empty] | 2021-04-01 | 1026.5244 | 1026.5 | 1029.4915 | [8 empty] | 2005-10-10 | 0
|  | 2009-10-11 14:40 | 0.102 | [9 empty] | 2021-05-01 | 1026.5122 | 1026.5 | 1029.4531 | [8 empty] | 2005-10-11 | 0
|  | 2009-10-12 12:05 | 0.055 | [9 empty] | 2021-06-01 | 1029.4425 | 1026.5 | 1029.4481 | [8 empty] | 2005-10-12 | 0
|  | 2009-10-12 14:35 | 0.1 | [9 empty] | 2021-07-01 | 1028.012 | 1026.5 | 1029.4048 | [8 empty] | 2005-10-13 | 0
|  | 2009-10-16 17:40 | 0.071 | [9 empty] | 2021-08-01 | 1027.2667 | 1026.5 | 1029.4453 | [8 empty] | 2005-10-14 | 0
|  | 2009-10-17 | 0.0895 | [9 empty] | 2021-09-01 | 1026.8898 | 1026.5 | 1029.4597 | [8 empty] | 2005-10-15 | 0
|  | 2009-10-17 12:25 | 0.115 | [9 empty] | 2021-10-01 | 1026.6948 | 1026.5 | 1029.478 | [8 empty] | 2005-10-16 | 0
|  | 2009-10-17 12:35 | [10 empty] | 2021-11-01 | 1026.5974 | 1026.5 | 1028.6509 | [8 empty] | 2005-10-17 | 0
|  | 2009-10-17 16:50 | 0.114 | [9 empty] | 2021-12-01 | 1026.5487 | 1026.5 | 1028.9941 | [8 empty] | 2005-10-18 | 0
|  | 2009-10-18 10:40 | 0.04 | [9 empty] | 2022-01-01 | 1026.5244 | 1026.5 | 1029.2677 | [8 empty] | 2005-10-19 | 0
|  | 2009-10-18 15:44 | 0.12 | [21 empty] | 2005-10-20 | 0
|  | 2009-10-19 11:35 | 0.053 | [21 empty] | 2005-10-21 | 0
|  | 2009-10-19 16:58 | 0.096 | [21 empty] | 2005-10-22 | 0
|  | 2009-10-20 13:05 | 0.067667 | [21 empty] | 2005-10-23 | 0
|  | 2009-10-20 16:15 | 0.091 | [21 empty] | 2005-10-24 | 0
|  | 2009-10-21 12:58 | 0.062 | [21 empty] | 2005-10-25 | 0
|  | 2009-10-21 15:28 | 0.101 | [21 empty] | 2005-10-26 | 0
|  | 2009-10-22 12:21 | 0.04 | [21 empty] | 2005-10-27 | 0
|  | 2009-10-22 15:15 | 0.111 | [21 empty] | 2005-10-28 | 0
|  | 2009-10-23 12:50 | 0.084 | [21 empty] | 2005-10-29 | 0
|  | 2009-10-23 15:30 | 0.112 | [21 empty] | 2005-10-30 | 0
|  | 2009-10-24 15:31 | 0.05 | [21 empty] | 2005-10-31 | 0
|  | 2009-10-24 16:30 | 0.125 | [21 empty] | 2005-11-01 | 0
|  | 2009-10-25 | 0.0959 | [21 empty] | 2005-11-02 | 0
|  | 2009-10-25 13:40 | 0.086 | [21 empty] | 2005-11-03 | 0
|  | 2009-10-25 15:45 | 0.118 | [21 empty] | 2005-11-04 | 0
|  | 2009-10-26 12:40 | 0.089 | [21 empty] | 2005-11-05 | 0
|  | 2009-10-26 15:45 | 0.129 | [21 empty] | 2005-11-06 | 0
|  | 2009-10-27 10:57 | 0.121 | [21 empty] | 2005-11-07 | 0
|  | 2009-10-27 15:40 | 0.098 | [21 empty] | 2005-11-08 | 0
|  | 2009-10-28 11:23 | 0.081 | [21 empty] | 2005-11-09 | 0
|  | 2009-10-28 15:24 | 0.099 | [21 empty] | 2005-11-10 | 0
|  | 2009-10-29 14:09 | 0.081 | [21 empty] | 2005-11-11 | 0
|  | 2009-10-29 15:44 | 0.09 | [21 empty] | 2005-11-12 | 0
|  | 2009-10-30 11:28 | 0.082 | [21 empty] | 2005-11-13 | 0
|  | 2009-10-30 15:48 | 0.089 | [21 empty] | 2005-11-14 | 0
|  | 2009-10-31 11:24 | 0.065 | [21 empty] | 2005-11-15 | 0
|  | 2009-10-31 15:17 | 0.078 | [21 empty] | 2005-11-16 | 0
|  | 2009-11-01 | 0.095 | [21 empty] | 2005-11-17 | 0
|  | 2009-11-01 12:16 | 0.119 | [21 empty] | 2005-11-18 | 0
|  | 2009-11-01 15:52 | 0.092 | [21 empty] | 2005-11-19 | 0
|  | 2009-11-04 | 0.03 | [21 empty] | 2005-11-20 | 0
|  | 2009-11-04 15:09 | 0.03 | [21 empty] | 2005-11-21 | 0
|  | 2009-12-01 | 0.0331 | [21 empty] | 2005-11-22 | 0
|  | 2009-12-01 14:33 | [22 empty] | 2005-11-23 | 0
|  | 2009-12-01 14:43 | 0.0331 | [21 empty] | 2005-11-24 | 0
|  | 2010-01-11 | 0.0431 | [21 empty] | 2005-11-25 | 0
|  | 2010-01-11 12:32 | 0.0431 | [21 empty] | 2005-11-26 | 0
|  | 2010-02-22 | 0.022 | [21 empty] | 2005-11-27 | 0
|  | 2010-02-22 14:20 | 0.022 | [21 empty] | 2005-11-28 | 0
|  | 2010-03-10 | 0.0241 | [21 empty] | 2005-11-29 | 0
|  | 2010-03-10 08:52 | 0.0241 | [21 empty] | 2005-11-30 | 0
|  | 2010-03-22 | 0.0321 | [21 empty] | 2005-12-01 | 0
|  | 2010-03-22 07:20 | 3.2e-05 | [21 empty] | 2005-12-02 | 0
|  | 2010-03-22 17:46 | 0.032 | [21 empty] | 2005-12-03 | 0
|  | 2010-03-23 07:25 | 5.5e-05 | [21 empty] | 2005-12-04 | 0
|  | 2010-03-23 13:10 | 0.055 | [21 empty] | 2005-12-05 | 0
|  | 2010-03-24 08:42 | 0.000145 | [21 empty] | 2005-12-06 | 0
|  | 2010-03-24 09:23 | 0.145 | [21 empty] | 2005-12-07 | 0
|  | 2010-03-25 07:14 | 0.086 | [21 empty] | 2005-12-08 | 0
|  | 2010-03-25 08:13 | 8.6e-05 | [21 empty] | 2005-12-09 | 0
|  | 2010-03-25 10:41 | 8.15e-05 | [21 empty] | 2005-12-10 | 0
|  | 2010-03-25 14:49 | 0.0815 | [21 empty] | 2005-12-11 | 0
|  | 2010-03-26 08:06 | 0.098 | [21 empty] | 2005-12-12 | 0
|  | 2010-03-26 09:10 | 9.8e-05 | [21 empty] | 2005-12-13 | 0
|  | 2010-03-27 07:30 | 0.082 | [21 empty] | 2005-12-14 | 0
|  | 2010-03-27 07:51 | 8.2e-05 | [21 empty] | 2005-12-15 | 0
|  | 2010-03-28 07:35 | 0.0915 | [21 empty] | 2005-12-16 | 0
|  | 2010-03-28 17:51 | 9.15e-05 | [21 empty] | 2005-12-17 | 0
|  | 2010-03-29 08:32 | 0.091 | [21 empty] | 2005-12-18 | 0
|  | 2010-03-29 13:21 | 9.1e-05 | [21 empty] | 2005-12-19 | 0
|  | 2010-03-30 | 0.101 | [21 empty] | 2005-12-20 | 0
|  | 2010-03-30 07:04 | 9e-05 | [21 empty] | 2005-12-21 | 0
|  | 2010-03-30 08:06 | 0.087 | [21 empty] | 2005-12-22 | 0
|  | 2010-03-30 09:11 | 8.7e-05 | [21 empty] | 2005-12-23 | 0
|  | 2010-03-30 10:50 | 0.09 | [21 empty] | 2005-12-24 | 0
|  | 2010-03-31 09:03 | 0.0795 | [21 empty] | 2005-12-25 | 0
|  | 2010-03-31 14:46 | 7.95e-05 | [21 empty] | 2005-12-26 | 0
|  | 2010-04-01 07:57 | 0.0805 | [21 empty] | 2005-12-27 | 0
|  | 2010-04-01 08:00 | 8.05e-05 | [21 empty] | 2005-12-28 | 0
|  | 2010-04-05 07:20 | 2.75e-05 | [21 empty] | 2005-12-29 | 0
|  | 2010-04-05 07:25 | 5.9e-05 | [21 empty] | 2005-12-30 | 0
|  | 2010-04-05 08:09 | 0.0275 | [21 empty] | 2005-12-31 | 0
|  | 2010-04-05 11:09 | 0.059 | [21 empty] | 2006-01-01 | 0
|  | 2010-04-06 | 0.11 | [21 empty] | 2006-01-02 | 0
|  | 2010-04-06 08:24 | 0.0915 | [21 empty] | 2006-01-03 | 0
|  | 2010-04-06 08:42 | 9.15e-05 | [21 empty] | 2006-01-04 | 0
|  | 2010-04-07 08:13 | 8.85e-05 | [21 empty] | 2006-01-05 | 0
|  | 2010-04-07 08:48 | 0.0885 | [21 empty] | 2006-01-06 | 0
|  | 2010-04-08 10:41 | 8.85e-05 | [21 empty] | 2006-01-07 | 0
|  | 2010-04-08 10:43 | 0.0885 | [21 empty] | 2006-01-08 | 0
|  | 2010-04-09 07:55 | 0.0945 | [21 empty] | 2006-01-09 | 0
|  | 2010-04-09 09:10 | 9.45e-05 | [21 empty] | 2006-01-10 | 0
|  | 2010-04-10 07:30 | 0.089 | [21 empty] | 2006-01-11 | 0
|  | 2010-04-10 07:51 | 8.9e-05 | [21 empty] | 2006-01-12 | 0
|  | 2010-04-11 07:50 | 0.0635 | [21 empty] | 2006-01-13 | 0
|  | 2010-04-11 10:54 | 6.35e-05 | [21 empty] | 2006-01-14 | 0
|  | 2010-04-12 08:14 | 0.0645 | [21 empty] | 2006-01-15 | 0
|  | 2010-04-12 08:36 | 6.45e-05 | [21 empty] | 2006-01-16 | 0
|  | 2010-04-13 | 0.0925 | [21 empty] | 2006-01-17 | 0
|  | 2010-04-13 08:57 | 7.35e-05 | [21 empty] | 2006-01-18 | 0
|  | 2010-04-13 09:04 | 0.0735 | [21 empty] | 2006-01-19 | 0
|  | 2010-04-14 08:20 | 0.059 | [21 empty] | 2006-01-20 | 0
|  | 2010-04-14 10:34 | 5.9e-05 | [21 empty] | 2006-01-21 | 0
|  | 2010-04-15 08:05 | 0.063 | [21 empty] | 2006-01-22 | 0
|  | 2010-04-15 08:07 | 6.3e-05 | [21 empty] | 2006-01-23 | 0
|  | 2010-04-20 | 0.0738 | [21 empty] | 2006-01-24 | 0
|  | 2010-04-20 14:16 | 9.3e-05 | [21 empty] | 2006-01-25 | 0
|  | 2010-04-20 14:43 | 0.093 | [21 empty] | 2006-01-26 | 0
|  | 2010-04-23 07:34 | 0.056 | [21 empty] | 2006-01-27 | 0
|  | 2010-04-23 07:40 | 5.6e-05 | [21 empty] | 2006-01-28 | 0
|  | 2010-04-25 07:40 | 6.4e-05 | [21 empty] | 2006-01-29 | 0
|  | 2010-04-25 07:44 | 0.064 | [21 empty] | 2006-01-30 | 0
|  | 2010-04-26 08:30 | 3.5e-05 | [21 empty] | 2006-01-31 | 6.8154
|  | 2010-04-26 08:43 | 0.035 | [21 empty] | 2006-02-01 | 6.8154
|  | 2010-04-27 | 0.0427 | [21 empty] | 2006-02-02 | 6.8154
|  | 2010-04-27 01:50 | 0.034 | [21 empty] | 2006-02-03 | 6.8154
|  | 2010-04-27 09:10 | 3.4e-05 | [21 empty] | 2006-02-04 | 6.8154
|  | 2010-04-27 13:50 | 0.0427 | [21 empty] | 2006-02-05 | 6.8154
|  | 2010-04-29 08:26 | 3.6e-05 | [21 empty] | 2006-02-06 | 6.8154
|  | 2010-04-29 15:35 | 0.036 | [21 empty] | 2006-02-07 | 6.8154
|  | 2010-05-02 08:12 | 5.1e-05 | [21 empty] | 2006-02-08 | 6.8154
|  | 2010-05-02 09:05 | 0.051 | [21 empty] | 2006-02-09 | 6.8154
|  | 2010-05-02 14:15 | [22 empty] | 2006-02-10 | 6.8154
|  | 2010-05-03 07:40 | 4.65e-05 | [21 empty] | 2006-02-11 | 6.8154
|  | 2010-05-03 08:29 | 0.0465 | [21 empty] | 2006-02-12 | 6.8154
|  | 2010-05-04 | 0.063 | [21 empty] | 2006-02-13 | 6.8154
|  | 2010-05-04 07:40 | 6.6e-05 | [21 empty] | 2006-02-14 | 0
|  | 2010-05-04 08:37 | 0.066 | [21 empty] | 2006-02-15 | 0
|  | 2010-05-04 08:49 | 0.063 | [21 empty] | 2006-02-16 | 5.9065
|  | 2010-05-05 08:20 | 6.4e-05 | [21 empty] | 2006-02-17 | 5.9065
|  | 2010-05-05 08:41 | 0.064 | [21 empty] | 2006-02-18 | 5.9065
|  | 2010-05-06 08:21 | 8.5e-05 | [21 empty] | 2006-02-19 | 5.9065
|  | 2010-05-06 08:50 | 0.085 | [21 empty] | 2006-02-20 | 5.9065
|  | 2010-05-07 06:35 | 0.058 | [21 empty] | 2006-02-21 | 129.49
|  | 2010-05-07 14:36 | 5.8e-05 | [21 empty] | 2006-02-22 | 141.99
|  | 2010-05-08 08:04 | 0.06 | [21 empty] | 2006-02-23 | 141.99
|  | 2010-05-08 08:52 | 6e-05 | [21 empty] | 2006-02-24 | 210.14
|  | 2010-05-09 08:13 | 0.065 | [21 empty] | 2006-02-25 | 210.14
|  | 2010-05-09 08:30 | 6.5e-05 | [21 empty] | 2006-02-26 | 210.14
|  | 2010-05-10 08:19 | 0.059 | [21 empty] | 2006-02-27 | 210.14
|  | 2010-05-10 12:15 | 5.9e-05 | [21 empty] | 2006-02-28 | 177.51
|  | 2010-05-11 | 0.0454 | [21 empty] | 2006-03-01 | 177.51
|  | 2010-05-11 08:20 | 0.046 | [21 empty] | 2006-03-02 | 208.47
|  | 2010-05-11 09:04 | [22 empty] | 2006-03-03 | 181.04
|  | 2010-05-11 13:55 | 4.6e-05 | [21 empty] | 2006-03-04 | 181.04
|  | 2010-05-12 08:39 | 0.059 | [21 empty] | 2006-03-05 | 195.3
|  | 2010-05-12 13:55 | 5.9e-05 | [21 empty] | 2006-03-06 | 195.3
|  | 2010-05-13 07:37 | 0.051 | [21 empty] | 2006-03-07 | 194.21
|  | 2010-05-13 16:52 | 5.1e-05 | [21 empty] | 2006-03-08 | 194.21
|  | 2010-05-14 07:46 | 0.052 | [21 empty] | 2006-03-09 | 208.47
|  | 2010-05-14 13:55 | 5.2e-05 | [21 empty] | 2006-03-10 | 0
|  | 2010-05-15 07:24 | 0.054 | [21 empty] | 2006-03-11 | 0
|  | 2010-05-15 07:54 | 5.4e-05 | [21 empty] | 2006-03-12 | 0
|  | 2010-05-16 08:03 | 0.043 | [21 empty] | 2006-03-13 | 0
|  | 2010-05-16 08:32 | 4.3e-05 | [21 empty] | 2006-03-14 | 0
|  | 2010-05-17 08:27 | 0.04 | [21 empty] | 2006-03-15 | 0
|  | 2010-05-17 13:56 | 4e-05 | [21 empty] | 2006-03-16 | 0
|  | 2010-05-18 | 0.0385 | [21 empty] | 2006-03-17 | 0
|  | 2010-05-18 08:34 | 0.034 | [21 empty] | 2006-03-18 | 0
|  | 2010-05-18 09:00 | 3.4e-05 | [21 empty] | 2006-03-19 | 0
|  | 2010-05-18 11:02 | 0.0385 | [21 empty] | 2006-03-20 | 0
|  | 2010-05-18 14:43 | [22 empty] | 2006-03-21 | 0
|  | 2010-05-19 | 0.0398 | [21 empty] | 2006-03-22 | 0
|  | 2010-05-19 08:25 | 0.033 | [21 empty] | 2006-03-23 | 0
|  | 2010-05-19 15:36 | 3.3e-05 | [21 empty] | 2006-03-24 | 0
|  | 2010-05-20 08:00 | 3.8e-05 | [21 empty] | 2006-03-25 | 0
|  | 2010-05-20 08:18 | 0.038 | [21 empty] | 2006-03-26 | 0
|  | 2010-05-21 08:36 | 0.026 | [21 empty] | 2006-03-27 | 0
|  | 2010-05-21 09:00 | 2.6e-05 | [21 empty] | 2006-03-28 | 0
|  | 2010-05-22 07:50 | 2.2e-05 | [21 empty] | 2006-03-29 | 0
|  | 2010-05-22 08:05 | 0.022 | [21 empty] | 2006-03-30 | 0
|  | 2010-05-23 08:16 | 0.026 | [21 empty] | 2006-03-31 | 0
|  | 2010-05-23 08:35 | 2.6e-05 | [21 empty] | 2006-04-01 | 0
|  | 2010-05-24 07:33 | 0.024 | [21 empty] | 2006-04-02 | 0
|  | 2010-05-24 08:49 | 2.4e-05 | [21 empty] | 2006-04-03 | 0
|  | 2010-05-25 | 0.0226 | [21 empty] | 2006-04-04 | 0
|  | 2010-05-25 08:40 | 0.022 | [21 empty] | 2006-04-05 | 0
|  | 2010-05-25 08:48 | 2.2e-05 | [21 empty] | 2006-04-06 | 0
|  | 2010-05-25 13:50 | [22 empty] | 2006-04-07 | 0
|  | 2010-05-26 08:19 | 0.024 | [21 empty] | 2006-04-08 | 0
|  | 2010-05-26 08:56 | 2.4e-05 | [21 empty] | 2006-04-09 | 0
|  | 2010-05-27 06:43 | 2.8e-05 | [21 empty] | 2006-04-10 | 0
|  | 2010-05-27 09:07 | 0.028 | [21 empty] | 2006-04-11 | 0
|  | 2010-06-01 | 0.0426 | [21 empty] | 2006-04-12 | 0
|  | 2010-06-01 08:40 | 0.0426 | [21 empty] | 2006-04-13 | 0
|  | 2010-06-01 08:45 | [22 empty] | 2006-04-14 | 0
|  | 2010-06-08 | 0.0399 | [21 empty] | 2006-04-15 | 0
|  | 2010-06-08 07:55 | 4e-05 | [21 empty] | 2006-04-16 | 0
|  | 2010-06-08 08:36 | 0.04 | [21 empty] | 2006-04-17 | 0
|  | 2010-06-15 | 0.0484 | [21 empty] | 2006-04-18 | 0
|  | 2010-06-15 08:07 | 4.6e-05 | [21 empty] | 2006-04-19 | 0
|  | 2010-06-15 09:01 | 0.046 | [21 empty] | 2006-04-20 | 0
|  | 2010-06-15 09:11 | [22 empty] | 2006-04-21 | 0
|  | 2010-06-22 | 0.0455 | [21 empty] | 2006-04-22 | 0
|  | 2010-06-22 08:25 | 0.000114 | [21 empty] | 2006-04-23 | 0
|  | 2010-06-22 09:56 | 0.114 | [21 empty] | 2006-04-24 | 0
|  | 2010-06-24 08:05 | 4.4e-05 | [21 empty] | 2006-04-25 | 0
|  | 2010-06-24 09:13 | 0.044 | [21 empty] | 2006-04-26 | 0
|  | 2010-06-29 | 0.0493 | [21 empty] | 2006-04-27 | 0
|  | 2010-06-29 08:31 | 4.7e-05 | [21 empty] | 2006-04-28 | 0
|  | 2010-06-29 09:50 | 0.047 | [21 empty] | 2006-04-29 | 0
|  | 2010-06-29 09:55 | [22 empty] | 2006-04-30 | 0
|  | 2010-07-06 | 0.0334 | [21 empty] | 2006-05-01 | 0
|  | 2010-07-06 07:32 | 4.8e-05 | [21 empty] | 2006-05-02 | 39.756
|  | 2010-07-06 09:56 | 0.048 | [21 empty] | 2006-05-03 | 39.756
|  | 2010-07-13 | 0.0429 | [21 empty] | 2006-05-04 | 58.158
|  | 2010-07-13 07:37 | 4e-05 | [21 empty] | 2006-05-05 | 58.158
|  | 2010-07-13 08:45 | 0.04 | [21 empty] | 2006-05-06 | 58.158
|  | 2010-07-20 | 0.0583 | [21 empty] | 2006-05-07 | 58.158
|  | 2010-07-20 07:34 | 4.6e-05 | [21 empty] | 2006-05-08 | 58.158
|  | 2010-07-20 10:08 | 0.046 | [21 empty] | 2006-05-09 | 270.34
|  | 2010-07-27 | 0.0726 | [21 empty] | 2006-05-10 | 270.34
|  | 2010-07-27 07:55 | 6.3e-05 | [21 empty] | 2006-05-11 | 270.34
|  | 2010-07-27 09:01 | 0.063 | [21 empty] | 2006-05-12 | 108.25
|  | 2010-07-27 09:11 | [22 empty] | 2006-05-13 | 108.25
|  | 2010-08-03 | 0.0179 | [21 empty] | 2006-05-14 | 108.25
|  | 2010-08-03 13:14 | 0.019 | [21 empty] | 2006-05-15 | 108.25
|  | 2010-08-03 14:50 | 0.019 | [21 empty] | 2006-05-16 | 0
|  | 2010-08-10 | 0.0614 | [21 empty] | 2006-05-17 | 0
|  | 2010-08-10 08:23 | 5.4e-05 | [21 empty] | 2006-05-18 | 0
|  | 2010-08-10 08:56 | 0.054 | [21 empty] | 2006-05-19 | 0
|  | 2010-08-17 | 0.052 | [21 empty] | 2006-05-20 | 0
|  | 2010-08-17 08:29 | 5.1e-05 | [21 empty] | 2006-05-21 | 0
|  | 2010-08-17 08:50 | 0.051 | [21 empty] | 2006-05-22 | 0
|  | 2010-08-24 | 0.0424 | [21 empty] | 2006-05-23 | 0
|  | 2010-08-24 08:22 | 3.7e-05 | [21 empty] | 2006-05-24 | 104.24
|  | 2010-08-24 08:40 | 0.037 | [21 empty] | 2006-05-25 | 104.24
|  | 2010-08-24 08:45 | [22 empty] | 2006-05-26 | 105.33
|  | 2010-08-31 | 0.0496 | [21 empty] | 2006-05-27 | 105.33
|  | 2010-08-31 08:14 | 4.6e-05 | [21 empty] | 2006-05-28 | 105.33
|  | 2010-08-31 14:10 | 0.046 | [21 empty] | 2006-05-29 | 105.33
|  | 2010-09-07 | 0.0411 | [21 empty] | 2006-05-30 | 89.24
|  | 2010-09-07 08:25 | 0.000101 | [21 empty] | 2006-05-31 | 89.24
|  | 2010-09-07 09:30 | 0.101 | [21 empty] | 2006-06-01 | 89.24
|  | 2010-10-21 | 0.0239 | [21 empty] | 2006-06-02 | 0
|  | 2010-10-21 11:30 | 0.0239 | [21 empty] | 2006-06-03 | 0
|  | 2010-11-03 14:10 | 0.0347 | [21 empty] | 2006-06-04 | 0
|  | 2010-11-09 | 0.036 | [21 empty] | 2006-06-05 | 0
|  | 2010-11-09 16:28 | 0.036 | [21 empty] | 2006-06-06 | 0
|  | 2010-11-17 07:27 | 0.000118 | [21 empty] | 2006-06-07 | 0
|  | 2010-11-17 07:59 | 0.000113 | [21 empty] | 2006-06-08 | 0
|  | 2010-11-17 08:10 | 0.000117 | [21 empty] | 2006-06-09 | 0
|  | 2010-11-17 08:30 | 0.000119 | [21 empty] | 2006-06-10 | 0
|  | 2010-11-17 12:20 | 0.113 | [21 empty] | 2006-06-11 | 0
|  | 2010-11-17 15:16 | 0.117 | [21 empty] | 2006-06-12 | 0
|  | 2010-11-17 16:40 | 0.118 | [21 empty] | 2006-06-13 | 2.9258
|  | 2010-11-17 16:41 | 0.119 | [21 empty] | 2006-06-14 | 2.9258
|  | 2010-11-18 | 0.135 | [21 empty] | 2006-06-15 | 2.9258
|  | 2010-11-18 08:15 | 0.00011 | [21 empty] | 2006-06-16 | 2.9258
|  | 2010-11-18 10:30 | 0.11 | [21 empty] | 2006-06-17 | 2.9258
|  | 2010-11-19 09:03 | 0.000109 | [21 empty] | 2006-06-18 | 2.9258
|  | 2010-11-19 11:25 | 0.109 | [21 empty] | 2006-06-19 | 2.9258
|  | 2010-11-20 07:48 | 0.000109 | [21 empty] | 2006-06-20 | 2.9258
|  | 2010-11-20 10:00 | 0.109 | [21 empty] | 2006-06-21 | 2.9258
|  | 2010-11-21 07:44 | 0.000104 | [21 empty] | 2006-06-22 | 87.046
|  | 2010-11-21 10:00 | 0.104 | [21 empty] | 2006-06-23 | 87.046
|  | 2010-11-22 07:50 | 0.000104 | [21 empty] | 2006-06-24 | 87.046
|  | 2010-11-22 09:55 | 0.104 | [21 empty] | 2006-06-25 | 87.046
|  | 2010-11-23 08:15 | 0.000101 | [21 empty] | 2006-06-26 | 87.046
|  | 2010-11-23 10:08 | 0.101 | [21 empty] | 2006-06-27 | 87.046
|  | 2010-11-24 08:25 | 9.9e-05 | [21 empty] | 2006-06-28 | 0
|  | 2010-11-24 08:37 | 0.0001 | [21 empty] | 2006-06-29 | 0
|  | 2010-11-24 09:19 | 0.099 | [21 empty] | 2006-06-30 | 0
|  | 2010-11-24 17:02 | 0.1 | [21 empty] | 2006-07-01 | 0
|  | 2010-11-25 | 0.13 | [21 empty] | 2006-07-02 | 0
|  | 2010-11-25 07:50 | 9.2e-05 | [21 empty] | 2006-07-03 | 0
|  | 2010-11-25 08:24 | 0.000101 | [21 empty] | 2006-07-04 | 0
|  | 2010-11-25 10:06 | 0.101 | [21 empty] | 2006-07-05 | 0
|  | 2010-11-25 16:20 | 0.092 | [21 empty] | 2006-07-06 | 0
|  | 2010-11-26 06:51 | 9.3e-05 | [21 empty] | 2006-07-07 | 0
|  | 2010-11-26 06:55 | 8.8e-05 | [21 empty] | 2006-07-08 | 0
|  | 2010-11-26 10:05 | 0.088 | [21 empty] | 2006-07-09 | 0
|  | 2010-11-26 17:10 | 0.093 | [21 empty] | 2006-07-10 | 0
|  | 2010-11-27 08:10 | 8.7e-05 | [21 empty] | 2006-07-11 | 21.944
|  | 2010-11-27 08:26 | 8.9e-05 | [21 empty] | 2006-07-12 | 21.944
|  | 2010-11-27 08:55 | 0.087 | [21 empty] | 2006-07-13 | 21.944
|  | 2010-11-27 17:55 | 0.089 | [21 empty] | 2006-07-14 | 0
|  | 2010-11-28 08:12 | 8.6e-05 | [21 empty] | 2006-07-15 | 0
|  | 2010-11-28 08:25 | 8.8e-05 | [21 empty] | 2006-07-16 | 0
|  | 2010-11-28 08:32 | 0.088 | [21 empty] | 2006-07-17 | 0
|  | 2010-11-28 16:00 | 0.086 | [21 empty] | 2006-07-18 | 0
|  | 2010-11-29 07:45 | 8.9e-05 | [21 empty] | 2006-07-19 | 0
|  | 2010-11-29 07:55 | 9.1e-05 | [21 empty] | 2006-07-20 | 1.7553
|  | 2010-11-29 09:51 | 0.091 | [21 empty] | 2006-07-21 | 1.7553
|  | 2010-11-29 15:09 | 0.089 | [21 empty] | 2006-07-22 | 1.7553
|  | 2010-11-30 08:10 | 8.9e-05 | [21 empty] | 2006-07-23 | 1.7553
|  | 2010-11-30 08:21 | 9e-05 | [21 empty] | 2006-07-24 | 1.7553
|  | 2010-11-30 12:02 | 0.089 | [21 empty] | 2006-07-25 | 25.393
|  | 2010-11-30 15:23 | 0.09 | [21 empty] | 2006-07-26 | 25.393
|  | 2010-12-01 08:17 | 8.3e-05 | [21 empty] | 2006-07-27 | 25.393
|  | 2010-12-01 08:28 | 8.5e-05 | [21 empty] | 2006-07-28 | 25.393
|  | 2010-12-01 08:37 | 0.085 | [21 empty] | 2006-07-29 | 25.393
|  | 2010-12-01 15:25 | 0.083 | [21 empty] | 2006-07-30 | 25.393
|  | 2010-12-02 | 0.108 | [21 empty] | 2006-07-31 | 25.393
|  | 2010-12-02 08:10 | 8.7e-05 | [21 empty] | 2006-08-01 | 0
|  | 2010-12-02 08:42 | 0.087 | [21 empty] | 2006-08-02 | 0
|  | 2011-01-18 14:10 | 0.0296 | [21 empty] | 2006-08-03 | 0
|  | 2011-02-01 16:21 | 0.0256 | [21 empty] | 2006-08-04 | 0
|  | 2011-03-14 14:12 | 0.0259 | [21 empty] | 2006-08-05 | 0
|  | 2011-03-24 17:23 | 0.125 | [21 empty] | 2006-08-06 | 0
|  | 2011-03-29 14:02 | 0.109 | [21 empty] | 2006-08-07 | 0
|  | 2011-04-05 08:42 | 0.109 | [21 empty] | 2006-08-08 | 52.666
|  | 2011-04-12 09:35 | 0.113 | [21 empty] | 2006-08-09 | 52.666
|  | 2011-04-19 09:47 | 0.107 | [21 empty] | 2006-08-10 | 52.666
|  | 2011-04-26 11:29 | 0.0975 | [21 empty] | 2006-08-11 | 52.666
|  | 2011-05-03 14:30 | 0.189 | [21 empty] | 2006-08-12 | 52.666
|  | 2011-05-04 14:45 | 0.0628 | [21 empty] | 2006-08-13 | 52.666
|  | 2011-05-10 08:37 | 0.0997 | [21 empty] | 2006-08-14 | 52.666
|  | 2011-05-17 09:07 | 0.0625 | [21 empty] | 2006-08-15 | 0
|  | 2011-05-24 09:10 | 0.0226 | [21 empty] | 2006-08-16 | 0
|  | 2011-05-31 10:15 | 0.0138 | [21 empty] | 2006-08-17 | 0
|  | 2011-06-07 09:45 | 0.074 | [21 empty] | 2006-08-18 | 0
|  | 2011-06-14 14:09 | 0.0186 | [21 empty] | 2006-08-19 | 0
|  | 2011-06-21 11:10 | 0.0137 | [21 empty] | 2006-08-20 | 0
|  | 2011-06-28 11:22 | 0.0194 | [21 empty] | 2006-08-21 | 0
|  | 2011-07-05 09:50 | 0.0206 | [21 empty] | 2006-08-22 | 0
|  | 2011-07-12 08:51 | 0.019 | [21 empty] | 2006-08-23 | 0
|  | 2011-07-19 09:19 | 0.0223 | [21 empty] | 2006-08-24 | 0
|  | 2011-07-26 08:44 | 0.0356 | [21 empty] | 2006-08-25 | 0
|  | 2011-08-02 08:28 | 0.0351 | [21 empty] | 2006-08-26 | 0
|  | 2011-08-09 08:49 | 0.0276 | [21 empty] | 2006-08-27 | 0
|  | 2011-08-16 08:51 | 0.0161 | [21 empty] | 2006-08-28 | 0
|  | 2011-08-23 08:35 | 0.0166 | [21 empty] | 2006-08-29 | 98.749
|  | 2011-08-25 11:31 | 0.0166 | [21 empty] | 2006-08-30 | 80.567
|  | 2011-08-30 08:54 | 0.0182 | [21 empty] | 2006-08-31 | 80.567
|  | 2011-09-06 08:47 | 0.0236 | [21 empty] | 2006-09-01 | 80.567
|  | 2011-09-13 09:45 | 0.0211 | [21 empty] | 2006-09-02 | 80.567
|  | 2011-09-20 09:06 | 0.0247 | [21 empty] | 2006-09-03 | 80.567
|  | 2011-09-27 09:55 | 0.0296 | [21 empty] | 2006-09-04 | 80.567
|  | 2011-10-25 13:40 | 0.0263 | [21 empty] | 2006-09-05 | 80.567
|  | 2011-11-23 09:20 | 0.0861 | [21 empty] | 2006-09-06 | 0
|  | 2011-11-29 09:35 | 0.102 | [21 empty] | 2006-09-07 | 0
|  | 2011-12-08 08:00 | 0.146 | [21 empty] | 2006-09-08 | 0
|  | 2012-01-18 15:20 | 0.031 | [21 empty] | 2006-09-09 | 0
|  | 2012-02-02 12:52 | 0.0281 | [21 empty] | 2006-09-10 | 0
| 41275 | 2012-03-05 11:30 | 0.0322 | [21 empty] | 2006-09-11 | 0
| 0 | 2012-01-01 | 0.043562 | 0.03505 | 0.061341 | [19 empty] | 2006-09-12 | 0
| 0 | 2012-02-01 | 0.035739 | 0.019279 | 0.048247 | [19 empty] | 2006-09-13 | 7.2103
| 0 | 2012-03-01 | 0.034746 | 0.020029 | 0.049816 | [19 empty] | 2006-09-14 | 7.2103
| 0 | 2012-04-01 | 0.029226 | 0.023132 | 0.037673 | [19 empty] | 2006-09-15 | 7.2103
| 1 | 2012-05-01 | 0.028536 | 0.0079858 | 0.073743 | 0.028536 | 0.0079858 | 0.073743 | [16 empty] | 2006-09-16 | 7.2103
| 1 | 2012-06-01 | 0.032119 | 0.015519 | 0.055884 | 0.032119 | 0.015519 | 0.055884 | [16 empty] | 2006-09-17 | 7.2103
| 1 | 2012-07-01 | 0.033496 | 0.014386 | 0.05638 | 0.033496 | 0.014386 | 0.05638 | [16 empty] | 2006-09-18 | 7.2103
| 1 | 2012-08-01 | 0.023861 | 0.0076179 | 0.045071 | 0.023861 | 0.0076179 | 0.045071 | [16 empty] | 2006-09-19 | 7.2103
| 1 | 2012-09-01 | 0.025991 | 0.020403 | 0.034157 | 0.025991 | 0.020403 | 0.034157 | [16 empty] | 2006-09-20 | 250.16
| 0 | 2012-10-01 | 0.022918 | 0.014072 | 0.032554 | [19 empty] | 2006-09-21 | 239.19
| 0 | 2012-11-01 | 0.025265 | 0.016931 | 0.034619 | [19 empty] | 2006-09-22 | 0
| 0 | 2012-12-01 | 0.023861 | 0.013529 | 0.036898 | [19 empty] | 2006-09-23 | 0
| 0 | 2013-01-01 | 0.026804 | 0.012317 | 0.03781 | [19 empty] | 2006-09-24 | 0
| 0 | 2013-02-01 | 0.026947 | 0.018336 | 0.039613 | [19 empty] | 2006-09-25 | 0
| 0 | 2013-03-01 | 0.029128 | 0.013048 | 0.047342 | [19 empty] | 2006-09-26 | 0
| 0 | 2013-04-01 | 0.027958 | 0.017319 | 0.039554 | [19 empty] | 2006-09-27 | 0
| 1 | 2013-05-01 | 0.032377 | 0.0072784 | 0.06812 | 0.032377 | 0.0072784 | 0.06812 | [16 empty] | 2006-09-28 | 0
| 1 | 2013-06-01 | 0.027767 | 0.012265 | 0.050612 | 0.027767 | 0.012265 | 0.050612 | [16 empty] | 2006-09-29 | 0
| 1 | 2013-07-01 | 0.029692 | 0.015437 | 0.048096 | 0.029692 | 0.015437 | 0.048096 | [16 empty] | 2006-09-30 | 0
| 1 | 2013-08-01 | 0.023364 | 0.0083702 | 0.038339 | 0.023364 | 0.0083702 | 0.038339 | [16 empty] | 2006-10-01 | 0
| 1 | 2013-09-01 | 0.025453 | 0.018888 | 0.0314 | 0.025453 | 0.018888 | 0.0314 | [16 empty] | 2006-10-02 | 0
| 0 | 2013-10-01 | 0.022454 | 0.015609 | 0.033956 | [19 empty] | 2006-10-03 | 0
| 0 | 2013-11-01 | 0.025209 | 0.016849 | 0.034868 | [19 empty] | 2006-10-04 | 0
| 0 | 2013-12-01 | 0.023464 | 0.012956 | 0.031759 | [19 empty] | 2006-10-05 | 0
| 0 | 2014-01-01 | 0.025875 | 0.017363 | 0.039254 | [19 empty] | 2006-10-06 | 0
| 0 | 2014-02-01 | 0.025318 | 0.018766 | 0.038578 | [19 empty] | 2006-10-07 | 0
| 0 | 2014-03-01 | 0.028669 | 0.015081 | 0.046831 | [19 empty] | 2006-10-08 | 0
| 0 | 2014-04-01 | 0.026895 | 0.017165 | 0.033625 | [19 empty] | 2006-10-09 | 0
| 1 | 2014-05-01 | 0.02477 | 0.0077573 | 0.070124 | 0.02477 | 0.0077573 | 0.070124 | [16 empty] | 2006-10-10 | 0
| 1 | 2014-06-01 | 0.024638 | 0.011437 | 0.05542 | 0.024638 | 0.011437 | 0.05542 | [16 empty] | 2006-10-11 | 0
| 1 | 2014-07-01 | 0.029553 | 0.011733 | 0.046134 | 0.029553 | 0.011733 | 0.046134 | [16 empty] | 2006-10-12 | 0
| 1 | 2014-08-01 | 0.02345 | 0.0076786 | 0.036286 | 0.02345 | 0.0076786 | 0.036286 | [16 empty] | 2006-10-13 | 0
| 1 | 2014-09-01 | 0.025271 | 0.01789 | 0.033464 | 0.025271 | 0.01789 | 0.033464 | [16 empty] | 2006-10-14 | 0
| 0 | 2014-10-01 | 0.02341 | 0.012238 | 0.032416 | [19 empty] | 2006-10-15 | 0
| 0 | 2014-11-01 | 0.025739 | 0.017816 | 0.033862 | [19 empty] | 2006-10-16 | 0
| 0 | 2014-12-01 | 0.023367 | 0.012184 | 0.03219 | [19 empty] | 2006-10-17 | 0
| 0 | 2015-01-01 | 0.025752 | 0.014567 | 0.037556 | [19 empty] | 2006-10-18 | 0
| 0 | 2015-02-01 | 0.025092 | 0.016765 | 0.03554 | [19 empty] | 2006-10-19 | 0
| 0 | 2015-03-01 | 0.028761 | 0.012041 | 0.040647 | [19 empty] | 2006-10-20 | 0
| 0 | 2015-04-01 | 0.026815 | 0.017452 | 0.036427 | [19 empty] | 2006-10-21 | 0
| 1 | 2015-05-01 | 0.026675 | 0.007759 | 0.066499 | 0.026675 | 0.007759 | 0.066499 | [16 empty] | 2006-10-22 | 0
| 1 | 2015-06-01 | 0.029413 | 0.011639 | 0.050883 | 0.029413 | 0.011639 | 0.050883 | [16 empty] | 2006-10-23 | 0
| 1 | 2015-07-01 | 0.030254 | 0.011685 | 0.04636 | 0.030254 | 0.011685 | 0.04636 | [16 empty] | 2006-10-24 | 0
| 1 | 2015-08-01 | 0.023296 | 0.0076532 | 0.040185 | 0.023296 | 0.0076532 | 0.040185 | [16 empty] | 2006-10-25 | 0
| 1 | 2015-09-01 | 0.024927 | 0.018172 | 0.031666 | 0.024927 | 0.018172 | 0.031666 | [16 empty] | 2006-10-26 | 0
| 0 | 2015-10-01 | 0.023014 | 0.013787 | 0.032299 | [19 empty] | 2006-10-27 | 0
| 0 | 2015-11-01 | 0.024822 | 0.01667 | 0.03339 | [19 empty] | 2006-10-28 | 0
| 0 | 2015-12-01 | 0.022978 | 0.014789 | 0.029593 | [19 empty] | 2006-10-29 | 0
| 0 | 2016-01-01 | 0.02488 | 0.013125 | 0.035272 | [19 empty] | 2006-10-30 | 0
| 0 | 2016-02-01 | 0.024442 | 0.016275 | 0.033664 | [19 empty] | 2006-10-31 | 0
| 0 | 2016-03-01 | 0.028273 | 0.0093939 | 0.04768 | [19 empty] | 2006-11-01 | 0
| 0 | 2016-04-01 | 0.025781 | 0.015563 | 0.034732 | [19 empty] | 2006-11-02 | 0
| 1 | 2016-05-01 | 0.030359 | 0.0078077 | 0.079527 | 0.030359 | 0.0078077 | 0.079527 | [16 empty] | 2006-11-03 | 0
| 1 | 2016-06-01 | 0.030156 | 0.015215 | 0.05906 | 0.030156 | 0.015215 | 0.05906 | [16 empty] | 2006-11-04 | 0
| 1 | 2016-07-01 | 0.028849 | 0.016718 | 0.04578 | 0.028849 | 0.016718 | 0.04578 | [16 empty] | 2006-11-05 | 0
| 1 | 2016-08-01 | 0.024082 | 0.0078029 | 0.035973 | 0.024082 | 0.0078029 | 0.035973 | [16 empty] | 2006-11-06 | 0
| 1 | 2016-09-01 | 0.02543 | 0.013504 | 0.03244 | 0.02543 | 0.013504 | 0.03244 | [16 empty] | 2006-11-07 | 0
| 0 | 2016-10-01 | 0.023123 | 0.013164 | 0.032323 | [19 empty] | 2006-11-08 | 0
| 0 | 2016-11-01 | 0.02465 | 0.013808 | 0.035442 | [19 empty] | 2006-11-09 | 0
| 0 | 2016-12-01 | 0.022686 | 0.013036 | 0.031265 | [19 empty] | 2006-11-10 | 0
| 0 | 2017-01-01 | 0.024895 | 0.01368 | 0.042209 | [19 empty] | 2006-11-11 | 0
| 0 | 2017-02-01 | 0.024195 | 0.017557 | 0.038917 | [19 empty] | 2006-11-12 | 0
| 0 | 2017-03-01 | 0.029012 | 0.017254 | 0.042695 | [19 empty] | 2006-11-13 | 0
| 0 | 2017-04-01 | 0.025733 | 0.016094 | 0.035017 | [19 empty] | 2006-11-14 | 0
| 1 | 2017-05-01 | 0.027829 | 0.0076938 | 0.057295 | 0.027829 | 0.0076938 | 0.057295 | [16 empty] | 2006-11-15 | 0
| 1 | 2017-06-01 | 0.028219 | 0.013038 | 0.048111 | 0.028219 | 0.013038 | 0.048111 | [16 empty] | 2006-11-16 | 0
| 1 | 2017-07-01 | 0.029861 | 0.011535 | 0.041455 | 0.029861 | 0.011535 | 0.041455 | [16 empty] | 2006-11-17 | 0
| 1 | 2017-08-01 | 0.022529 | 0.0077083 | 0.040589 | 0.022529 | 0.0077083 | 0.040589 | [16 empty] | 2006-11-18 | 0
| 1 | 2017-09-01 | 0.025317 | 0.015584 | 0.031389 | 0.025317 | 0.015584 | 0.031389 | [16 empty] | 2006-11-19 | 0
| 0 | 2017-10-01 | 0.023145 | 0.013347 | 0.035645 | [19 empty] | 2006-11-20 | 0
| 0 | 2017-11-01 | 0.02548 | 0.015822 | 0.034424 | [19 empty] | 2006-11-21 | 0
| 0 | 2017-12-01 | 0.022941 | 0.010992 | 0.03009 | [19 empty] | 2006-11-22 | 0
| 0 | 2018-01-01 | 0.024894 | 0.014096 | 0.037757 | [19 empty] | 2006-11-23 | 0
| 0 | 2018-02-01 | 0.024692 | 0.017545 | 0.032941 | [19 empty] | 2006-11-24 | 0
| 0 | 2018-03-01 | 0.028074 | 0.012507 | 0.038684 | [19 empty] | 2006-11-25 | 0
| 0 | 2018-04-01 | 0.026562 | 0.018713 | 0.041232 | [19 empty] | 2006-11-26 | 0
| 1 | 2018-05-01 | 0.025532 | 0.0077854 | 0.061933 | 0.025532 | 0.0077854 | 0.061933 | [16 empty] | 2006-11-27 | 0
| 1 | 2018-06-01 | 0.028563 | 0.015754 | 0.055879 | 0.028563 | 0.015754 | 0.055879 | [16 empty] | 2006-11-28 | 0
| 1 | 2018-07-01 | 0.029642 | 0.0090172 | 0.040447 | 0.029642 | 0.0090172 | 0.040447 | [16 empty] | 2006-11-29 | 0
| 1 | 2018-08-01 | 0.023487 | 0.0084766 | 0.037947 | 0.023487 | 0.0084766 | 0.037947 | [16 empty] | 2006-11-30 | 0
| 1 | 2018-09-01 | 0.02511 | 0.014853 | 0.032167 | 0.02511 | 0.014853 | 0.032167 | [16 empty] | 2006-12-01 | 0
| 0 | 2018-10-01 | 0.022674 | 0.013495 | 0.030237 | [19 empty] | 2006-12-02 | 0
| 0 | 2018-11-01 | 0.025082 | 0.017634 | 0.032919 | [19 empty] | 2006-12-03 | 0
| 0 | 2018-12-01 | 0.023482 | 0.012284 | 0.030253 | [19 empty] | 2006-12-04 | 0
| 0 | 2019-01-01 | 0.024505 | 0.015575 | 0.039908 | [19 empty] | 2006-12-05 | 0
| 0 | 2019-02-01 | 0.024136 | 0.015595 | 0.052162 | [19 empty] | 2006-12-06 | 0
| 0 | 2019-03-01 | 0.027974 | 0.010556 | 0.049835 | [19 empty] | 2006-12-07 | 0
| 0 | 2019-04-01 | 0.026081 | 0.018574 | 0.036637 | [19 empty] | 2006-12-08 | 0
| 1 | 2019-05-01 | 0.026308 | 0.0074803 | 0.074 | 0.026308 | 0.0074803 | 0.074 | [16 empty] | 2006-12-09 | 0
| 1 | 2019-06-01 | 0.027222 | 0.015556 | 0.052017 | 0.027222 | 0.015556 | 0.052017 | [16 empty] | 2006-12-10 | 0
| 1 | 2019-07-01 | 0.030231 | 0.017385 | 0.046158 | 0.030231 | 0.017385 | 0.046158 | [16 empty] | 2006-12-11 | 0
| 1 | 2019-08-01 | 0.02439 | 0.0078204 | 0.043182 | 0.02439 | 0.0078204 | 0.043182 | [16 empty] | 2006-12-12 | 0
| 1 | 2019-09-01 | 0.025558 | 0.018112 | 0.031142 | 0.025558 | 0.018112 | 0.031142 | [16 empty] | 2006-12-13 | 0
| 0 | 2019-10-01 | 0.022921 | 0.012399 | 0.038402 | [19 empty] | 2006-12-14 | 0
| 0 | 2019-11-01 | 0.025384 | 0.01677 | 0.035757 | [19 empty] | 2006-12-15 | 0
| 0 | 2019-12-01 | 0.022255 | 0.013643 | 0.036681 | [19 empty] | 2006-12-16 | 0
| 0 | 2020-01-01 | 0.024965 | 0.015279 | 0.032775 | [19 empty] | 2006-12-17 | 0
| 0 | 2020-02-01 | 0.024735 | 0.014213 | 0.033929 | [19 empty] | 2006-12-18 | 0
| 0 | 2020-03-01 | 0.028251 | 0.015709 | 0.047755 | [19 empty] | 2006-12-19 | 0
| 0 | 2020-04-01 | 0.026078 | 0.012879 | 0.034525 | [19 empty] | 2006-12-20 | 0
| 1 | 2020-05-01 | 0.029527 | 0.0076059 | 0.068537 | 0.029527 | 0.0076059 | 0.068537 | [16 empty] | 2006-12-21 | 0
| 1 | 2020-06-01 | 0.029199 | 0.0151 | 0.057427 | 0.029199 | 0.0151 | 0.057427 | [16 empty] | 2006-12-22 | 0
| 1 | 2020-07-01 | 0.029959 | 0.014916 | 0.04341 | 0.029959 | 0.014916 | 0.04341 | [16 empty] | 2006-12-23 | 0
| 1 | 2020-08-01 | 0.023314 | 0.0076719 | 0.039535 | 0.023314 | 0.0076719 | 0.039535 | [16 empty] | 2006-12-24 | 0
| 1 | 2020-09-01 | 0.025215 | 0.01091 | 0.033138 | 0.025215 | 0.01091 | 0.033138 | [16 empty] | 2006-12-25 | 0
| 0 | 2020-10-01 | 0.023609 | 0.013561 | 0.03524 | [19 empty] | 2006-12-26 | 0
| 0 | 2020-11-01 | 0.025525 | 0.018092 | 0.033523 | [19 empty] | 2006-12-27 | 0
| 0 | 2020-12-01 | 0.023187 | 0.014688 | 0.032225 | [19 empty] | 2006-12-28 | 0
| 0 | 2021-01-01 | 0.024813 | 0.016682 | 0.034347 | [19 empty] | 2006-12-29 | 0
| 0 | 2021-02-01 | 0.024666 | 0.018702 | 0.03375 | [19 empty] | 2006-12-30 | 0
| 0 | 2021-03-01 | 0.02864 | 0.014257 | 0.048231 | [19 empty] | 2006-12-31 | 0
| 0 | 2021-04-01 | 0.025929 | 0.015987 | 0.035498 | [19 empty] | 2007-01-01 | 0
| 1 | 2021-05-01 | 0.026621 | 0.0077135 | 0.065134 | 0.026621 | 0.0077135 | 0.065134 | [16 empty] | 2007-01-02 | 0
| 1 | 2021-06-01 | 0.028868 | 0.015257 | 0.052009 | 0.028868 | 0.015257 | 0.052009 | [16 empty] | 2007-01-03 | 0
| 1 | 2021-07-01 | 0.029419 | 0.014618 | 0.043078 | 0.029419 | 0.014618 | 0.043078 | [16 empty] | 2007-01-04 | 0
| 1 | 2021-08-01 | 0.023482 | 0.0076644 | 0.040102 | 0.023482 | 0.0076644 | 0.040102 | [16 empty] | 2007-01-05 | 0
| 1 | 2021-09-01 | 0.025202 | 0.018502 | 0.034099 | 0.025202 | 0.018502 | 0.034099 | [16 empty] | 2007-01-06 | 0
| 0 | 2021-10-01 | 0.023637 | 0.013968 | 0.038016 | [19 empty] | 2007-01-07 | 0
| 0 | 2021-11-01 | 0.02563 | 0.015833 | 0.037275 | [19 empty] | 2007-01-08 | 0
| 0 | 2021-12-01 | 0.023455 | 0.013803 | 0.033177 | [19 empty] | 2007-01-09 | 0
| 0 | 2022-01-01 | 0.025811 | 0.011856 | 0.037225 | [19 empty] | 2007-01-10 | 0
[25 empty] | 2007-01-11 | 0
[25 empty] | 2007-01-12 | 0
[25 empty] | 2007-01-13 | 0
[25 empty] | 2007-01-14 | 0
[25 empty] | 2007-01-15 | 0
[25 empty] | 2007-01-16 | 0
[25 empty] | 2007-01-17 | 0
[25 empty] | 2007-01-18 | 0
[25 empty] | 2007-01-19 | 0
[25 empty] | 2007-01-20 | 0
[25 empty] | 2007-01-21 | 0
[25 empty] | 2007-01-22 | 0
[25 empty] | 2007-01-23 | 0
[25 empty] | 2007-01-24 | 0
[25 empty] | 2007-01-25 | 0
[25 empty] | 2007-01-26 | 0
[25 empty] | 2007-01-27 | 0
[25 empty] | 2007-01-28 | 0
[25 empty] | 2007-01-29 | 0
[25 empty] | 2007-01-30 | 0
[25 empty] | 2007-01-31 | 0
[25 empty] | 2007-02-01 | 0
[25 empty] | 2007-02-02 | 0
[25 empty] | 2007-02-03 | 0
[25 empty] | 2007-02-04 | 0
[25 empty] | 2007-02-05 | 0
[25 empty] | 2007-02-06 | 0
[25 empty] | 2007-02-07 | 0
[25 empty] | 2007-02-08 | 0
[25 empty] | 2007-02-09 | 0
[25 empty] | 2007-02-10 | 0
[25 empty] | 2007-02-11 | 0
[25 empty] | 2007-02-12 | 0
[25 empty] | 2007-02-13 | 0
[25 empty] | 2007-02-14 | 0
[25 empty] | 2007-02-15 | 0
[25 empty] | 2007-02-16 | 0
[25 empty] | 2007-02-17 | 0
[25 empty] | 2007-02-18 | 0
[25 empty] | 2007-02-19 | 0
[25 empty] | 2007-02-20 | 0
[25 empty] | 2007-02-21 | 0
[25 empty] | 2007-02-22 | 0
[25 empty] | 2007-02-23 | 0
[25 empty] | 2007-02-24 | 0
[25 empty] | 2007-02-25 | 0
[25 empty] | 2007-02-26 | 0
[25 empty] | 2007-02-27 | 0
[25 empty] | 2007-02-28 | 0
[25 empty] | 2007-03-01 | 0
[25 empty] | 2007-03-02 | 0
[25 empty] | 2007-03-03 | 0
[25 empty] | 2007-03-04 | 0
[25 empty] | 2007-03-05 | 0
[25 empty] | 2007-03-06 | 0
[25 empty] | 2007-03-07 | 0
[25 empty] | 2007-03-08 | 0
[25 empty] | 2007-03-09 | 0
[25 empty] | 2007-03-10 | 0
[25 empty] | 2007-03-11 | 0
[25 empty] | 2007-03-12 | 0
[25 empty] | 2007-03-13 | 0
[25 empty] | 2007-03-14 | 0
[25 empty] | 2007-03-15 | 0
[25 empty] | 2007-03-16 | 0
[25 empty] | 2007-03-17 | 0
[25 empty] | 2007-03-18 | 0
[25 empty] | 2007-03-19 | 0
[25 empty] | 2007-03-20 | 0
[25 empty] | 2007-03-21 | 0
[25 empty] | 2007-03-22 | 0
[25 empty] | 2007-03-23 | 0
[25 empty] | 2007-03-24 | 0
[25 empty] | 2007-03-25 | 0
[25 empty] | 2007-03-26 | 0
[25 empty] | 2007-03-27 | 0
[25 empty] | 2007-03-28 | 0
[25 empty] | 2007-03-29 | 0
[25 empty] | 2007-03-30 | 0
[25 empty] | 2007-03-31 | 0
[25 empty] | 2007-04-01 | 0
[25 empty] | 2007-04-02 | 0
[25 empty] | 2007-04-03 | 207.95
[25 empty] | 2007-04-04 | 207.95
[25 empty] | 2007-04-05 | 207.95
[25 empty] | 2007-04-06 | 207.95
[25 empty] | 2007-04-07 | 207.95
[25 empty] | 2007-04-08 | 207.95
[25 empty] | 2007-04-09 | 207.95
[25 empty] | 2007-04-10 | 207.95
[25 empty] | 2007-04-11 | 207.95
[25 empty] | 2007-04-12 | 207.95
[25 empty] | 2007-04-13 | 0
[25 empty] | 2007-04-14 | 0
[25 empty] | 2007-04-15 | 0
[25 empty] | 2007-04-16 | 0
[25 empty] | 2007-04-17 | 0
[25 empty] | 2007-04-18 | 0
[25 empty] | 2007-04-19 | 0
[25 empty] | 2007-04-20 | 0
[25 empty] | 2007-04-21 | 0
[25 empty] | 2007-04-22 | 0
[25 empty] | 2007-04-23 | 0
[25 empty] | 2007-04-24 | 0
[25 empty] | 2007-04-25 | 0
[25 empty] | 2007-04-26 | 0
[25 empty] | 2007-04-27 | 0
[25 empty] | 2007-04-28 | 0
[25 empty] | 2007-04-29 | 0
[25 empty] | 2007-04-30 | 0
[25 empty] | 2007-05-01 | 0
[25 empty] | 2007-05-02 | 0
[25 empty] | 2007-05-03 | 0
[25 empty] | 2007-05-04 | 0
[25 empty] | 2007-05-05 | 0
[25 empty] | 2007-05-06 | 0
[25 empty] | 2007-05-07 | 0
[25 empty] | 2007-05-08 | 236.02
[25 empty] | 2007-05-09 | 236.02
[25 empty] | 2007-05-10 | 241.84
[25 empty] | 2007-05-11 | 241.68
[25 empty] | 2007-05-12 | 241.68
[25 empty] | 2007-05-13 | 241.68
[25 empty] | 2007-05-14 | 241.68
[25 empty] | 2007-05-15 | 0
[25 empty] | 2007-05-16 | 0
[25 empty] | 2007-05-17 | 0
[25 empty] | 2007-05-18 | 21.355
[25 empty] | 2007-05-19 | 21.355
[25 empty] | 2007-05-20 | 21.355
[25 empty] | 2007-05-21 | 21.355
[25 empty] | 2007-05-22 | 21.355
[25 empty] | 2007-05-23 | 109.05
[25 empty] | 2007-05-24 | 109.05
[25 empty] | 2007-05-25 | 0
[25 empty] | 2007-05-26 | 0
[25 empty] | 2007-05-27 | 0
[25 empty] | 2007-05-28 | 0
[25 empty] | 2007-05-29 | 4.5432
[25 empty] | 2007-05-30 | 4.5432
[25 empty] | 2007-05-31 | 4.5432
[25 empty] | 2007-06-01 | 101.66
[25 empty] | 2007-06-02 | 101.66
[25 empty] | 2007-06-03 | 101.66
[25 empty] | 2007-06-04 | 101.66
[25 empty] | 2007-06-05 | 11.359
[25 empty] | 2007-06-06 | 11.359
[25 empty] | 2007-06-07 | 11.359
[25 empty] | 2007-06-08 | 11.359
[25 empty] | 2007-06-09 | 11.359
[25 empty] | 2007-06-10 | 11.359
[25 empty] | 2007-06-11 | 11.359
[25 empty] | 2007-06-12 | 15.902
[25 empty] | 2007-06-13 | 15.902
[25 empty] | 2007-06-14 | 15.902
[25 empty] | 2007-06-15 | 24.99
[25 empty] | 2007-06-16 | 24.99
[25 empty] | 2007-06-17 | 24.99
[25 empty] | 2007-06-18 | 24.99
[25 empty] | 2007-06-19 | 0.75733
[25 empty] | 2007-06-20 | 0.75733
[25 empty] | 2007-06-21 | 0.75733
[25 empty] | 2007-06-22 | 0
[25 empty] | 2007-06-23 | 0
[25 empty] | 2007-06-24 | 0
[25 empty] | 2007-06-25 | 0
[25 empty] | 2007-06-26 | 22.718
[25 empty] | 2007-06-27 | 22.718
[25 empty] | 2007-06-28 | 22.718
[25 empty] | 2007-06-29 | 28.624
[25 empty] | 2007-06-30 | 28.624
[25 empty] | 2007-07-01 | 28.624
[25 empty] | 2007-07-02 | 28.624
[25 empty] | 2007-07-03 | 28.624
[25 empty] | 2007-07-04 | 0
[25 empty] | 2007-07-05 | 0
[25 empty] | 2007-07-06 | 0
[25 empty] | 2007-07-07 | 0
[25 empty] | 2007-07-08 | 0
[25 empty] | 2007-07-09 | 0
[25 empty] | 2007-07-10 | 34.834
[25 empty] | 2007-07-11 | 34.834
[25 empty] | 2007-07-12 | 34.834
[25 empty] | 2007-07-13 | 12.008
[25 empty] | 2007-07-14 | 12.008
[25 empty] | 2007-07-15 | 12.008
[25 empty] | 2007-07-16 | 12.008
[25 empty] | 2007-07-17 | 12.008
[25 empty] | 2007-07-18 | 12.008
[25 empty] | 2007-07-19 | 12.008
[25 empty] | 2007-07-20 | 23.042
[25 empty] | 2007-07-21 | 23.042
[25 empty] | 2007-07-22 | 23.042
[25 empty] | 2007-07-23 | 23.042
[25 empty] | 2007-07-24 | 23.042
[25 empty] | 2007-07-25 | 23.042
[25 empty] | 2007-07-26 | 23.042
[25 empty] | 2007-07-27 | 27.262
[25 empty] | 2007-07-28 | 27.262
[25 empty] | 2007-07-29 | 27.262
[25 empty] | 2007-07-30 | 27.262
[25 empty] | 2007-07-31 | 27.262
[25 empty] | 2007-08-01 | 27.262
[25 empty] | 2007-08-02 | 27.262
[25 empty] | 2007-08-03 | 19.797
[25 empty] | 2007-08-04 | 19.797
[25 empty] | 2007-08-05 | 19.797
[25 empty] | 2007-08-06 | 19.797
[25 empty] | 2007-08-07 | 19.797
[25 empty] | 2007-08-08 | 19.797
[25 empty] | 2007-08-09 | 19.797
[25 empty] | 2007-08-10 | 56.146
[25 empty] | 2007-08-11 | 56.146
[25 empty] | 2007-08-12 | 56.146
[25 empty] | 2007-08-13 | 56.146
[25 empty] | 2007-08-14 | 56.146
[25 empty] | 2007-08-15 | 56.146
[25 empty] | 2007-08-16 | 56.146
[25 empty] | 2007-08-17 | 93.793
[25 empty] | 2007-08-18 | 93.793
[25 empty] | 2007-08-19 | 93.793
[25 empty] | 2007-08-20 | 93.793
[25 empty] | 2007-08-21 | 93.793
[25 empty] | 2007-08-22 | 93.793
[25 empty] | 2007-08-23 | 93.793
[25 empty] | 2007-08-24 | 15.253
[25 empty] | 2007-08-25 | 15.253
[25 empty] | 2007-08-26 | 15.253
[25 empty] | 2007-08-27 | 15.253
[25 empty] | 2007-08-28 | 15.253
[25 empty] | 2007-08-29 | 15.253
[25 empty] | 2007-08-30 | 15.253
[25 empty] | 2007-08-31 | 4.2191
[25 empty] | 2007-09-01 | 4.2191
[25 empty] | 2007-09-02 | 4.2191
[25 empty] | 2007-09-03 | 4.2191
[25 empty] | 2007-09-04 | 4.2191
[25 empty] | 2007-09-05 | 4.2191
[25 empty] | 2007-09-06 | 4.2191
[25 empty] | 2007-09-07 | 0
[25 empty] | 2007-09-08 | 0
[25 empty] | 2007-09-09 | 0
[25 empty] | 2007-09-10 | 0
[25 empty] | 2007-09-11 | 0
[25 empty] | 2007-09-12 | 254.34
[25 empty] | 2007-09-13 | 142.64
[25 empty] | 2007-09-14 | 156.9
[25 empty] | 2007-09-15 | 156.9
[25 empty] | 2007-09-16 | 156.9
[25 empty] | 2007-09-17 | 156.9
[25 empty] | 2007-09-18 | 0
[25 empty] | 2007-09-19 | 0
[25 empty] | 2007-09-20 | 0
[25 empty] | 2007-09-21 | 0
[25 empty] | 2007-09-22 | 0
[25 empty] | 2007-09-23 | 0
[25 empty] | 2007-09-24 | 0
[25 empty] | 2007-09-25 | 0
[25 empty] | 2007-09-26 | 0
[25 empty] | 2007-09-27 | 0
[25 empty] | 2007-09-28 | 0
[25 empty] | 2007-09-29 | 0
[25 empty] | 2007-09-30 | 0
[25 empty] | 2007-10-01 | 0
[25 empty] | 2007-10-02 | 0
[25 empty] | 2007-10-03 | 0
[25 empty] | 2007-10-04 | 0
[25 empty] | 2007-10-05 | 0
[25 empty] | 2007-10-06 | 0
[25 empty] | 2007-10-07 | 0
[25 empty] | 2007-10-08 | 0
[25 empty] | 2007-10-09 | 0
[25 empty] | 2007-10-10 | 0
[25 empty] | 2007-10-11 | 0
[25 empty] | 2007-10-12 | 0
[25 empty] | 2007-10-13 | 0
[25 empty] | 2007-10-14 | 0
[25 empty] | 2007-10-15 | 0
[25 empty] | 2007-10-16 | 0
[25 empty] | 2007-10-17 | 0
[25 empty] | 2007-10-18 | 0
[25 empty] | 2007-10-19 | 0
[25 empty] | 2007-10-20 | 0
[25 empty] | 2007-10-21 | 0
[25 empty] | 2007-10-22 | 0
[25 empty] | 2007-10-23 | 168.11
[25 empty] | 2007-10-24 | 168.11
[25 empty] | 2007-10-25 | 168.11
[25 empty] | 2007-10-26 | 126.61
[25 empty] | 2007-10-27 | 126.61
[25 empty] | 2007-10-28 | 126.61
[25 empty] | 2007-10-29 | 126.61
[25 empty] | 2007-10-30 | 0
[25 empty] | 2007-10-31 | 0
[25 empty] | 2007-11-01 | 0
[25 empty] | 2007-11-02 | 0
[25 empty] | 2007-11-03 | 0
[25 empty] | 2007-11-04 | 0
[25 empty] | 2007-11-05 | 0
[25 empty] | 2007-11-06 | 0
[25 empty] | 2007-11-07 | 0
[25 empty] | 2007-11-08 | 0
[25 empty] | 2007-11-09 | 0
[25 empty] | 2007-11-10 | 0
[25 empty] | 2007-11-11 | 0
[25 empty] | 2007-11-12 | 0
[25 empty] | 2007-11-13 | 0
[25 empty] | 2007-11-14 | 0
[25 empty] | 2007-11-15 | 0
[25 empty] | 2007-11-16 | 0
[25 empty] | 2007-11-17 | 0
[25 empty] | 2007-11-18 | 0
[25 empty] | 2007-11-19 | 0
[25 empty] | 2007-11-20 | 0
[25 empty] | 2007-11-21 | 0
[25 empty] | 2007-11-22 | 0
[25 empty] | 2007-11-23 | 0
[25 empty] | 2007-11-24 | 0
[25 empty] | 2007-11-25 | 0
[25 empty] | 2007-11-26 | 0
[25 empty] | 2007-11-27 | 0
[25 empty] | 2007-11-28 | 0
[25 empty] | 2007-11-29 | 0
[25 empty] | 2007-11-30 | 0
[25 empty] | 2007-12-01 | 0
[25 empty] | 2007-12-02 | 0
[25 empty] | 2007-12-03 | 0
[25 empty] | 2007-12-04 | 0
[25 empty] | 2007-12-05 | 0
[25 empty] | 2007-12-06 | 0
[25 empty] | 2007-12-07 | 0
[25 empty] | 2007-12-08 | 0
[25 empty] | 2007-12-09 | 0
[25 empty] | 2007-12-10 | 0
[25 empty] | 2007-12-11 | 0
[25 empty] | 2007-12-12 | 0
[25 empty] | 2007-12-13 | 0
[25 empty] | 2007-12-14 | 0
[25 empty] | 2007-12-15 | 0
[25 empty] | 2007-12-16 | 0
[25 empty] | 2007-12-17 | 0
[25 empty] | 2007-12-18 | 0
[25 empty] | 2007-12-19 | 0
[25 empty] | 2007-12-20 | 0
[25 empty] | 2007-12-21 | 0
[25 empty] | 2007-12-22 | 0
[25 empty] | 2007-12-23 | 0
[25 empty] | 2007-12-24 | 0
[25 empty] | 2007-12-25 | 0
[25 empty] | 2007-12-26 | 0
[25 empty] | 2007-12-27 | 0
[25 empty] | 2007-12-28 | 0
[25 empty] | 2007-12-29 | 0
[25 empty] | 2007-12-30 | 0
[25 empty] | 2007-12-31 | 0
[25 empty] | 2008-01-01 | 0
[25 empty] | 2008-01-02 | 0
[25 empty] | 2008-01-03 | 0
[25 empty] | 2008-01-04 | 0
[25 empty] | 2008-01-05 | 0
[25 empty] | 2008-01-06 | 0
[25 empty] | 2008-01-07 | 0
[25 empty] | 2008-01-08 | 0
[25 empty] | 2008-01-09 | 0
[25 empty] | 2008-01-10 | 0
[25 empty] | 2008-01-11 | 0
[25 empty] | 2008-01-12 | 0
[25 empty] | 2008-01-13 | 0
[25 empty] | 2008-01-14 | 0
[25 empty] | 2008-01-15 | 0
[25 empty] | 2008-01-16 | 0
[25 empty] | 2008-01-17 | 0
[25 empty] | 2008-01-18 | 0
[25 empty] | 2008-01-19 | 0
[25 empty] | 2008-01-20 | 0
[25 empty] | 2008-01-21 | 0
[25 empty] | 2008-01-22 | 0
[25 empty] | 2008-01-23 | 0
[25 empty] | 2008-01-24 | 0
[25 empty] | 2008-01-25 | 0
[25 empty] | 2008-01-26 | 0
[25 empty] | 2008-01-27 | 0
[25 empty] | 2008-01-28 | 0
[25 empty] | 2008-01-29 | 0
[25 empty] | 2008-01-30 | 0
[25 empty] | 2008-01-31 | 0
[25 empty] | 2008-02-01 | 0
[25 empty] | 2008-02-02 | 0
[25 empty] | 2008-02-03 | 0
[25 empty] | 2008-02-04 | 0
[25 empty] | 2008-02-05 | 0
[25 empty] | 2008-02-06 | 0
[25 empty] | 2008-02-07 | 0
[25 empty] | 2008-02-08 | 0
[25 empty] | 2008-02-09 | 0
[25 empty] | 2008-02-10 | 0
[25 empty] | 2008-02-11 | 0
[25 empty] | 2008-02-12 | 0
[25 empty] | 2008-02-13 | 0
[25 empty] | 2008-02-14 | 0
[25 empty] | 2008-02-15 | 0
[25 empty] | 2008-02-16 | 0
[25 empty] | 2008-02-17 | 0
[25 empty] | 2008-02-18 | 0
[25 empty] | 2008-02-19 | 0
[25 empty] | 2008-02-20 | 0
[25 empty] | 2008-02-21 | 0
[25 empty] | 2008-02-22 | 0
[25 empty] | 2008-02-23 | 0
[25 empty] | 2008-02-24 | 0
[25 empty] | 2008-02-25 | 0
[25 empty] | 2008-02-26 | 0
[25 empty] | 2008-02-27 | 0
[25 empty] | 2008-02-28 | 0
[25 empty] | 2008-02-29 | 0
[25 empty] | 2008-03-01 | 0
[25 empty] | 2008-03-02 | 0
[25 empty] | 2008-03-03 | 0
[25 empty] | 2008-03-04 | 0
[25 empty] | 2008-03-05 | 0
[25 empty] | 2008-03-06 | 0
[25 empty] | 2008-03-07 | 0
[25 empty] | 2008-03-08 | 0
[25 empty] | 2008-03-09 | 0
[25 empty] | 2008-03-10 | 0
[25 empty] | 2008-03-11 | 0
[25 empty] | 2008-03-12 | 0
[25 empty] | 2008-03-13 | 0
[25 empty] | 2008-03-14 | 0
[25 empty] | 2008-03-15 | 0
[25 empty] | 2008-03-16 | 0
[25 empty] | 2008-03-17 | 0
[25 empty] | 2008-03-18 | 0
[25 empty] | 2008-03-19 | 0
[25 empty] | 2008-03-20 | 0
[25 empty] | 2008-03-21 | 0
[25 empty] | 2008-03-22 | 0
[25 empty] | 2008-03-23 | 0
[25 empty] | 2008-03-24 | 0
[25 empty] | 2008-03-25 | 0
[25 empty] | 2008-03-26 | 0
[25 empty] | 2008-03-27 | 0
[25 empty] | 2008-03-28 | 0
[25 empty] | 2008-03-29 | 0
[25 empty] | 2008-03-30 | 0
[25 empty] | 2008-03-31 | 0
[25 empty] | 2008-04-01 | 0
[25 empty] | 2008-04-02 | 0
[25 empty] | 2008-04-03 | 0
[25 empty] | 2008-04-04 | 0
[25 empty] | 2008-04-05 | 0
[25 empty] | 2008-04-06 | 0
[25 empty] | 2008-04-07 | 0
[25 empty] | 2008-04-08 | 0
[25 empty] | 2008-04-09 | 0
[25 empty] | 2008-04-10 | 0
[25 empty] | 2008-04-11 | 191.25
[25 empty] | 2008-04-12 | 191.25
[25 empty] | 2008-04-13 | 191.25
[25 empty] | 2008-04-14 | 191.25
[25 empty] | 2008-04-15 | 101.32
[25 empty] | 2008-04-16 | 101.32
[25 empty] | 2008-04-17 | 101.32
[25 empty] | 2008-04-18 | 101.32
[25 empty] | 2008-04-19 | 101.32
[25 empty] | 2008-04-20 | 101.32
[25 empty] | 2008-04-21 | 101.32
[25 empty] | 2008-04-22 | 175.95
[25 empty] | 2008-04-23 | 175.95
[25 empty] | 2008-04-24 | 175.95
[25 empty] | 2008-04-25 | 86.038
[25 empty] | 2008-04-26 | 86.038
[25 empty] | 2008-04-27 | 86.038
[25 empty] | 2008-04-28 | 86.038
[25 empty] | 2008-04-29 | 0
[25 empty] | 2008-04-30 | 0
[25 empty] | 2008-05-01 | 0
[25 empty] | 2008-05-02 | 0
[25 empty] | 2008-05-03 | 0
[25 empty] | 2008-05-04 | 0
[25 empty] | 2008-05-05 | 0
[25 empty] | 2008-05-06 | 0
[25 empty] | 2008-05-07 | 44.183
[25 empty] | 2008-05-08 | 44.181
[25 empty] | 2008-05-09 | 23.254
[25 empty] | 2008-05-10 | 23.254
[25 empty] | 2008-05-11 | 23.254
[25 empty] | 2008-05-12 | 23.254
[25 empty] | 2008-05-13 | 6.3947
[25 empty] | 2008-05-14 | 6.3947
[25 empty] | 2008-05-15 | 6.3947
[25 empty] | 2008-05-16 | 6.3947
[25 empty] | 2008-05-17 | 6.3947
[25 empty] | 2008-05-18 | 6.3947
[25 empty] | 2008-05-19 | 6.3947
[25 empty] | 2008-05-20 | 6.3947
[25 empty] | 2008-05-21 | 11.628
[25 empty] | 2008-05-22 | 6.9745
[25 empty] | 2008-05-23 | 32.555
[25 empty] | 2008-05-24 | 32.555
[25 empty] | 2008-05-25 | 32.555
[25 empty] | 2008-05-26 | 32.555
[25 empty] | 2008-05-27 | 25.579
[25 empty] | 2008-05-28 | 25.579
[25 empty] | 2008-05-29 | 1.3954
[25 empty] | 2008-05-30 | 1.3954
[25 empty] | 2008-05-31 | 1.3954
[25 empty] | 2008-06-01 | 1.3954
[25 empty] | 2008-06-02 | 1.3954
[25 empty] | 2008-06-03 | 67.435
[25 empty] | 2008-06-04 | 67.435
[25 empty] | 2008-06-05 | 67.435
[25 empty] | 2008-06-06 | 72.655
[25 empty] | 2008-06-07 | 72.655
[25 empty] | 2008-06-08 | 72.655
[25 empty] | 2008-06-09 | 72.655
[25 empty] | 2008-06-10 | 72.655
[25 empty] | 2008-06-11 | 72.655
[25 empty] | 2008-06-12 | 27.586
[25 empty] | 2008-06-13 | 27.586
[25 empty] | 2008-06-14 | 27.586
[25 empty] | 2008-06-15 | 27.586
[25 empty] | 2008-06-16 | 27.586
[25 empty] | 2008-06-17 | 27.586
[25 empty] | 2008-06-18 | 27.586
[25 empty] | 2008-06-19 | 93.144
[25 empty] | 2008-06-20 | 93.144
[25 empty] | 2008-06-21 | 93.144
[25 empty] | 2008-06-22 | 93.144
[25 empty] | 2008-06-23 | 93.144
[25 empty] | 2008-06-24 | 109.05
[25 empty] | 2008-06-25 | 101.09
[25 empty] | 2008-06-26 | 101.09
[25 empty] | 2008-06-27 | 105.26
[25 empty] | 2008-06-28 | 105.26
[25 empty] | 2008-06-29 | 105.26
[25 empty] | 2008-06-30 | 105.26
[25 empty] | 2008-07-01 | 105.26
[25 empty] | 2008-07-02 | 105.26
[25 empty] | 2008-07-03 | 70.427
[25 empty] | 2008-07-04 | 10.223
[25 empty] | 2008-07-05 | 10.223
[25 empty] | 2008-07-06 | 10.223
[25 empty] | 2008-07-07 | 10.223
[25 empty] | 2008-07-08 | 0
[25 empty] | 2008-07-09 | 0
[25 empty] | 2008-07-10 | 0
[25 empty] | 2008-07-11 | 0
[25 empty] | 2008-07-12 | 0
[25 empty] | 2008-07-13 | 0
[25 empty] | 2008-07-14 | 0
[25 empty] | 2008-07-15 | 0
[25 empty] | 2008-07-16 | 0
[25 empty] | 2008-07-17 | 0
[25 empty] | 2008-07-18 | 2.2718
[25 empty] | 2008-07-19 | 2.2718
[25 empty] | 2008-07-20 | 2.2718
[25 empty] | 2008-07-21 | 2.2718
[25 empty] | 2008-07-22 | 2.2718
[25 empty] | 2008-07-23 | 2.2718
[25 empty] | 2008-07-24 | 2.2718
[25 empty] | 2008-07-25 | 22.177
[25 empty] | 2008-07-26 | 22.177
[25 empty] | 2008-07-27 | 22.177
[25 empty] | 2008-07-28 | 22.177
[25 empty] | 2008-07-29 | 22.177
[25 empty] | 2008-07-30 | 22.177
[25 empty] | 2008-07-31 | 22.177
[25 empty] | 2008-08-01 | 22.177
[25 empty] | 2008-08-02 | 22.177
[25 empty] | 2008-08-03 | 22.177
[25 empty] | 2008-08-04 | 22.177
[25 empty] | 2008-08-05 | 22.177
[25 empty] | 2008-08-06 | 22.177
[25 empty] | 2008-08-07 | 22.177
[25 empty] | 2008-08-08 | 22.177
[25 empty] | 2008-08-09 | 22.177
[25 empty] | 2008-08-10 | 22.177
[25 empty] | 2008-08-11 | 22.177
[25 empty] | 2008-08-12 | 22.177
[25 empty] | 2008-08-13 | 22.177
[25 empty] | 2008-08-14 | 22.177
[25 empty] | 2008-08-15 | 0
[25 empty] | 2008-08-16 | 0
[25 empty] | 2008-08-17 | 0
[25 empty] | 2008-08-18 | 0
[25 empty] | 2008-08-19 | 0
[25 empty] | 2008-08-20 | 0
[25 empty] | 2008-08-21 | 0
[25 empty] | 2008-08-22 | 0
[25 empty] | 2008-08-23 | 0
[25 empty] | 2008-08-24 | 0
[25 empty] | 2008-08-25 | 0
[25 empty] | 2008-08-26 | 0
[25 empty] | 2008-08-27 | 0
[25 empty] | 2008-08-28 | 0
[25 empty] | 2008-08-29 | 0
[25 empty] | 2008-08-30 | 0
[25 empty] | 2008-08-31 | 0
[25 empty] | 2008-09-01 | 0
[25 empty] | 2008-09-02 | 0
[25 empty] | 2008-09-03 | 0
[25 empty] | 2008-09-04 | 0
[25 empty] | 2008-09-05 | 0
[25 empty] | 2008-09-06 | 0
[25 empty] | 2008-09-07 | 0
[25 empty] | 2008-09-08 | 0
[25 empty] | 2008-09-09 | 0
[25 empty] | 2008-09-10 | 0
[25 empty] | 2008-09-11 | 0
[25 empty] | 2008-09-12 | 0
[25 empty] | 2008-09-13 | 0
[25 empty] | 2008-09-14 | 0
[25 empty] | 2008-09-15 | 0
[25 empty] | 2008-09-16 | 0
[25 empty] | 2008-09-17 | 0
[25 empty] | 2008-09-18 | 0
[25 empty] | 2008-09-19 | 31.805
[25 empty] | 2008-09-20 | 31.805
[25 empty] | 2008-09-21 | 31.805
[25 empty] | 2008-09-22 | 31.805
[25 empty] | 2008-09-23 | 59.067
[25 empty] | 2008-09-24 | 59.067
[25 empty] | 2008-09-25 | 59.067
[25 empty] | 2008-09-26 | 57.931
[25 empty] | 2008-09-27 | 57.931
[25 empty] | 2008-09-28 | 57.931
[25 empty] | 2008-09-29 | 57.931
[25 empty] | 2008-09-30 | 132.52
[25 empty] | 2008-10-01 | 132.52
[25 empty] | 2008-10-02 | 132.52
[25 empty] | 2008-10-03 | 104.5
[25 empty] | 2008-10-04 | 104.5
[25 empty] | 2008-10-05 | 104.5
[25 empty] | 2008-10-06 | 104.5
[25 empty] | 2008-10-07 | 28.776
[25 empty] | 2008-10-08 | 28.776
[25 empty] | 2008-10-09 | 28.776
[25 empty] | 2008-10-10 | 200.69
[25 empty] | 2008-10-11 | 200.69
[25 empty] | 2008-10-12 | 200.69
[25 empty] | 2008-10-13 | 200.69
[25 empty] | 2008-10-14 | 200.69
[25 empty] | 2008-10-15 | 200.69
[25 empty] | 2008-10-16 | 200.69
[25 empty] | 2008-10-17 | 84.119
[25 empty] | 2008-10-18 | 84.119
[25 empty] | 2008-10-19 | 84.119
[25 empty] | 2008-10-20 | 84.119
[25 empty] | 2008-10-21 | 84.119
[25 empty] | 2008-10-22 | 84.119
[25 empty] | 2008-10-23 | 0
[25 empty] | 2008-10-24 | 0
[25 empty] | 2008-10-25 | 0
[25 empty] | 2008-10-26 | 0
[25 empty] | 2008-10-27 | 0
[25 empty] | 2008-10-28 | 0
[25 empty] | 2008-10-29 | 0
[25 empty] | 2008-10-30 | 0
[25 empty] | 2008-10-31 | 0
[25 empty] | 2008-11-01 | 0
[25 empty] | 2008-11-02 | 0
[25 empty] | 2008-11-03 | 0
[25 empty] | 2008-11-04 | 0
[25 empty] | 2008-11-05 | 0
[25 empty] | 2008-11-06 | 0
[25 empty] | 2008-11-07 | 0
[25 empty] | 2008-11-08 | 0
[25 empty] | 2008-11-09 | 0
[25 empty] | 2008-11-10 | 0
[25 empty] | 2008-11-11 | 0
[25 empty] | 2008-11-12 | 0
[25 empty] | 2008-11-13 | 0
[25 empty] | 2008-11-14 | 0
[25 empty] | 2008-11-15 | 0
[25 empty] | 2008-11-16 | 0
[25 empty] | 2008-11-17 | 0
[25 empty] | 2008-11-18 | 0
[25 empty] | 2008-11-19 | 0
[25 empty] | 2008-11-20 | 0
[25 empty] | 2008-11-21 | 0
[25 empty] | 2008-11-22 | 0
[25 empty] | 2008-11-23 | 0
[25 empty] | 2008-11-24 | 0
[25 empty] | 2008-11-25 | 0
[25 empty] | 2008-11-26 | 0
[25 empty] | 2008-11-27 | 0
[25 empty] | 2008-11-28 | 0
[25 empty] | 2008-11-29 | 0
[25 empty] | 2008-11-30 | 0
[25 empty] | 2008-12-01 | 0
[25 empty] | 2008-12-02 | 0
[25 empty] | 2008-12-03 | 0
[25 empty] | 2008-12-04 | 0
[25 empty] | 2008-12-05 | 0
[25 empty] | 2008-12-06 | 0
[25 empty] | 2008-12-07 | 0
[25 empty] | 2008-12-08 | 0
[25 empty] | 2008-12-09 | 0
[25 empty] | 2008-12-10 | 0
[25 empty] | 2008-12-11 | 0
[25 empty] | 2008-12-12 | 0
[25 empty] | 2008-12-13 | 0
[25 empty] | 2008-12-14 | 0
[25 empty] | 2008-12-15 | 0
[25 empty] | 2008-12-16 | 0
[25 empty] | 2008-12-17 | 0
[25 empty] | 2008-12-18 | 0
[25 empty] | 2008-12-19 | 0
[25 empty] | 2008-12-20 | 0
[25 empty] | 2008-12-21 | 0
[25 empty] | 2008-12-22 | 0
[25 empty] | 2008-12-23 | 0
[25 empty] | 2008-12-24 | 0
[25 empty] | 2008-12-25 | 0
[25 empty] | 2008-12-26 | 0
[25 empty] | 2008-12-27 | 0
[25 empty] | 2008-12-28 | 0
[25 empty] | 2008-12-29 | 0
[25 empty] | 2008-12-30 | 0
[25 empty] | 2008-12-31 | 0
[25 empty] | 2009-01-01 | 0
[25 empty] | 2009-01-02 | 0
[25 empty] | 2009-01-03 | 0
[25 empty] | 2009-01-04 | 0
[25 empty] | 2009-01-05 | 0
[25 empty] | 2009-01-06 | 0
[25 empty] | 2009-01-07 | 0
[25 empty] | 2009-01-08 | 0
[25 empty] | 2009-01-09 | 0
[25 empty] | 2009-01-10 | 0
[25 empty] | 2009-01-11 | 0
[25 empty] | 2009-01-12 | 0
[25 empty] | 2009-01-13 | 0
[25 empty] | 2009-01-14 | 0
[25 empty] | 2009-01-15 | 0
[25 empty] | 2009-01-16 | 0
[25 empty] | 2009-01-17 | 0
[25 empty] | 2009-01-18 | 0
[25 empty] | 2009-01-19 | 0
[25 empty] | 2009-01-20 | 0
[25 empty] | 2009-01-21 | 0
[25 empty] | 2009-01-22 | 0
[25 empty] | 2009-01-23 | 0
[25 empty] | 2009-01-24 | 0
[25 empty] | 2009-01-25 | 0
[25 empty] | 2009-01-26 | 0
[25 empty] | 2009-01-27 | 0
[25 empty] | 2009-01-28 | 0
[25 empty] | 2009-01-29 | 0
[25 empty] | 2009-01-30 | 0
[25 empty] | 2009-01-31 | 0
[25 empty] | 2009-02-01 | 0
[25 empty] | 2009-02-02 | 0
[25 empty] | 2009-02-03 | 0
[25 empty] | 2009-02-04 | 0
[25 empty] | 2009-02-05 | 0
[25 empty] | 2009-02-06 | 0
[25 empty] | 2009-02-07 | 0
[25 empty] | 2009-02-08 | 0
[25 empty] | 2009-02-09 | 0
[25 empty] | 2009-02-10 | 0
[25 empty] | 2009-02-11 | 0
[25 empty] | 2009-02-12 | 0
[25 empty] | 2009-02-13 | 0
[25 empty] | 2009-02-14 | 0
[25 empty] | 2009-02-15 | 0
[25 empty] | 2009-02-16 | 0
[25 empty] | 2009-02-17 | 0
[25 empty] | 2009-02-18 | 0
[25 empty] | 2009-02-19 | 0
[25 empty] | 2009-02-20 | 0
[25 empty] | 2009-02-21 | 0
[25 empty] | 2009-02-22 | 0
[25 empty] | 2009-02-23 | 0
[25 empty] | 2009-02-24 | 0
[25 empty] | 2009-02-25 | 0
[25 empty] | 2009-02-26 | 0
[25 empty] | 2009-02-27 | 0
[25 empty] | 2009-02-28 | 0
[25 empty] | 2009-03-01 | 0
[25 empty] | 2009-03-02 | 0
[25 empty] | 2009-03-03 | 0
[25 empty] | 2009-03-04 | 0
[25 empty] | 2009-03-05 | 0
[25 empty] | 2009-03-06 | 0
[25 empty] | 2009-03-07 | 0
[25 empty] | 2009-03-08 | 0
[25 empty] | 2009-03-09 | 0
[25 empty] | 2009-03-10 | 0
[25 empty] | 2009-03-11 | 0
[25 empty] | 2009-03-12 | 0
[25 empty] | 2009-03-13 | 0
[25 empty] | 2009-03-14 | 0
[25 empty] | 2009-03-15 | 0
[25 empty] | 2009-03-16 | 0
[25 empty] | 2009-03-17 | 0
[25 empty] | 2009-03-18 | 0
[25 empty] | 2009-03-19 | 0
[25 empty] | 2009-03-20 | 0
[25 empty] | 2009-03-21 | 0
[25 empty] | 2009-03-22 | 0
[25 empty] | 2009-03-23 | 0
[25 empty] | 2009-03-24 | 0
[25 empty] | 2009-03-25 | 31.78
[25 empty] | 2009-03-26 | 31.78
[25 empty] | 2009-03-27 | 31.78
[25 empty] | 2009-03-28 | 167.42
[25 empty] | 2009-03-29 | 148.82
[25 empty] | 2009-03-30 | 148.82
[25 empty] | 2009-03-31 | 176.73
[25 empty] | 2009-04-01 | 176.73
[25 empty] | 2009-04-02 | 176.73
[25 empty] | 2009-04-03 | 248.59
[25 empty] | 2009-04-04 | 248.59
[25 empty] | 2009-04-05 | 248.59
[25 empty] | 2009-04-06 | 248.59
[25 empty] | 2009-04-07 | 230.59
[25 empty] | 2009-04-08 | 230.59
[25 empty] | 2009-04-09 | 259.89
[25 empty] | 2009-04-10 | 259.89
[25 empty] | 2009-04-11 | 259.89
[25 empty] | 2009-04-12 | 259.89
[25 empty] | 2009-04-13 | 259.89
[25 empty] | 2009-04-14 | 311.46
[25 empty] | 2009-04-15 | 311.46
[25 empty] | 2009-04-16 | 311.46
[25 empty] | 2009-04-17 | 15.361
[25 empty] | 2009-04-18 | 15.361
[25 empty] | 2009-04-19 | 15.361
[25 empty] | 2009-04-20 | 15.361
[25 empty] | 2009-04-21 | 167.51
[25 empty] | 2009-04-22 | 167.51
[25 empty] | 2009-04-23 | 167.51
[25 empty] | 2009-04-24 | 117.4
[25 empty] | 2009-04-25 | 117.4
[25 empty] | 2009-04-26 | 117.4
[25 empty] | 2009-04-27 | 117.4
[25 empty] | 2009-04-28 | 83.388
[25 empty] | 2009-04-29 | 83.388
[25 empty] | 2009-04-30 | 83.388
[25 empty] | 2009-05-01 | 0
[25 empty] | 2009-05-02 | 0
[25 empty] | 2009-05-03 | 0
[25 empty] | 2009-05-04 | 0
[25 empty] | 2009-05-05 | 0
[25 empty] | 2009-05-06 | 0
[25 empty] | 2009-05-07 | 0
[25 empty] | 2009-05-08 | 0
[25 empty] | 2009-05-09 | 0
[25 empty] | 2009-05-10 | 0
[25 empty] | 2009-05-11 | 0
[25 empty] | 2009-05-12 | 0
[25 empty] | 2009-05-13 | 0
[25 empty] | 2009-05-14 | 0
[25 empty] | 2009-05-15 | 0
[25 empty] | 2009-05-16 | 0
[25 empty] | 2009-05-17 | 0
[25 empty] | 2009-05-18 | 0
[25 empty] | 2009-05-19 | 0
[25 empty] | 2009-05-20 | 0
[25 empty] | 2009-05-21 | 0
[25 empty] | 2009-05-22 | 0
[25 empty] | 2009-05-23 | 0
[25 empty] | 2009-05-24 | 0
[25 empty] | 2009-05-25 | 0
[25 empty] | 2009-05-26 | 0
[25 empty] | 2009-05-27 | 0
[25 empty] | 2009-05-28 | 0
[25 empty] | 2009-05-29 | 0
[25 empty] | 2009-05-30 | 0
[25 empty] | 2009-05-31 | 0
[25 empty] | 2009-06-01 | 0
[25 empty] | 2009-06-02 | 0
[25 empty] | 2009-06-03 | 0
[25 empty] | 2009-06-04 | 0
[25 empty] | 2009-06-05 | 0
[25 empty] | 2009-06-06 | 0
[25 empty] | 2009-06-07 | 0
[25 empty] | 2009-06-08 | 0
[25 empty] | 2009-06-09 | 32.714
[25 empty] | 2009-06-10 | 32.714
[25 empty] | 2009-06-11 | 32.714
[25 empty] | 2009-06-12 | 32.714
[25 empty] | 2009-06-13 | 32.714
[25 empty] | 2009-06-14 | 83.306
[25 empty] | 2009-06-15 | 83.306
[25 empty] | 2009-06-16 | 83.306
[25 empty] | 2009-06-17 | 83.306
[25 empty] | 2009-06-18 | 83.306
[25 empty] | 2009-06-19 | 83.306
[25 empty] | 2009-06-20 | 83.306
[25 empty] | 2009-06-21 | 83.306
[25 empty] | 2009-06-22 | 83.306
[25 empty] | 2009-06-23 | 83.306
[25 empty] | 2009-06-24 | 83.306
[25 empty] | 2009-06-25 | 83.306
[25 empty] | 2009-06-26 | 83.306
[25 empty] | 2009-06-27 | 83.306
[25 empty] | 2009-06-28 | 83.306
[25 empty] | 2009-06-29 | 83.306
[25 empty] | 2009-06-30 | 0
[25 empty] | 2009-07-01 | 0
[25 empty] | 2009-07-02 | 0
[25 empty] | 2009-07-03 | 0
[25 empty] | 2009-07-04 | 0
[25 empty] | 2009-07-05 | 0
[25 empty] | 2009-07-06 | 0
[25 empty] | 2009-07-07 | 0
[25 empty] | 2009-07-08 | 0
[25 empty] | 2009-07-09 | 0
[25 empty] | 2009-07-10 | 0
[25 empty] | 2009-07-11 | 0
[25 empty] | 2009-07-12 | 0
[25 empty] | 2009-07-13 | 0
[25 empty] | 2009-07-14 | 65.264
[25 empty] | 2009-07-15 | 65.264
[25 empty] | 2009-07-16 | 65.264
[25 empty] | 2009-07-17 | 65.264
[25 empty] | 2009-07-18 | 65.264
[25 empty] | 2009-07-19 | 65.264
[25 empty] | 2009-07-20 | 65.264
[25 empty] | 2009-07-21 | 36.051
[25 empty] | 2009-07-22 | 36.051
[25 empty] | 2009-07-23 | 36.051
[25 empty] | 2009-07-24 | 36.051
[25 empty] | 2009-07-25 | 36.051
[25 empty] | 2009-07-26 | 36.051
[25 empty] | 2009-07-27 | 36.051
[25 empty] | 2009-07-28 | 0
[25 empty] | 2009-07-29 | 0
[25 empty] | 2009-07-30 | 0
[25 empty] | 2009-07-31 | 0
[25 empty] | 2009-08-01 | 0
[25 empty] | 2009-08-02 | 0
[25 empty] | 2009-08-03 | 0
[25 empty] | 2009-08-04 | 10.424
[25 empty] | 2009-08-05 | 10.424
[25 empty] | 2009-08-06 | 10.424
[25 empty] | 2009-08-07 | 10.424
[25 empty] | 2009-08-08 | 0
[25 empty] | 2009-08-09 | 0
[25 empty] | 2009-08-10 | 0
[25 empty] | 2009-08-11 | 2.2717
[25 empty] | 2009-08-12 | 2.2717
[25 empty] | 2009-08-13 | 2.2717
[25 empty] | 2009-08-14 | 2.2717
[25 empty] | 2009-08-15 | 2.2717
[25 empty] | 2009-08-16 | 2.2717
[25 empty] | 2009-08-17 | 2.2717
[25 empty] | 2009-08-18 | 2.2717
[25 empty] | 2009-08-19 | 0
[25 empty] | 2009-08-20 | 0
[25 empty] | 2009-08-21 | 0
[25 empty] | 2009-08-22 | 0
[25 empty] | 2009-08-23 | 0
[25 empty] | 2009-08-24 | 0
[25 empty] | 2009-08-25 | 11.684
[25 empty] | 2009-08-26 | 11.684
[25 empty] | 2009-08-27 | 11.684
[25 empty] | 2009-08-28 | 11.684
[25 empty] | 2009-08-29 | 11.684
[25 empty] | 2009-08-30 | 11.684
[25 empty] | 2009-08-31 | 11.684
[25 empty] | 2009-09-01 | 0.3244
[25 empty] | 2009-09-02 | 0.3244
[25 empty] | 2009-09-03 | 0.3244
[25 empty] | 2009-09-04 | 0.3244
[25 empty] | 2009-09-05 | 0.3244
[25 empty] | 2009-09-06 | 0.3244
[25 empty] | 2009-09-07 | 0.3244
[25 empty] | 2009-09-08 | 0
[25 empty] | 2009-09-09 | 0
[25 empty] | 2009-09-10 | 0
[25 empty] | 2009-09-11 | 0
[25 empty] | 2009-09-12 | 0
[25 empty] | 2009-09-13 | 0
[25 empty] | 2009-09-14 | 0
[25 empty] | 2009-09-15 | 0
[25 empty] | 2009-09-16 | 0
[25 empty] | 2009-09-17 | 0
[25 empty] | 2009-09-18 | 0
[25 empty] | 2009-09-19 | 0
[25 empty] | 2009-09-20 | 0
[25 empty] | 2009-09-21 | 0
[25 empty] | 2009-09-22 | 0
[25 empty] | 2009-09-23 | 0
[25 empty] | 2009-09-24 | 0
[25 empty] | 2009-09-25 | 0
[25 empty] | 2009-09-26 | 0
[25 empty] | 2009-09-27 | 0
[25 empty] | 2009-09-28 | 0
[25 empty] | 2009-09-29 | 0
[25 empty] | 2009-09-30 | 0
[25 empty] | 2009-10-01 | 0
[25 empty] | 2009-10-02 | 23.854
[25 empty] | 2009-10-03 | 23.854
[25 empty] | 2009-10-04 | 23.854
[25 empty] | 2009-10-05 | 23.854
[25 empty] | 2009-10-06 | 153.35
[25 empty] | 2009-10-07 | 153.35
[25 empty] | 2009-10-08 | 153.35
[25 empty] | 2009-10-09 | 153.35
[25 empty] | 2009-10-10 | 181.74
[25 empty] | 2009-10-11 | 181.74
[25 empty] | 2009-10-12 | 181.74
[25 empty] | 2009-10-13 | 204.46
[25 empty] | 2009-10-14 | 0
[25 empty] | 2009-10-15 | 0
[25 empty] | 2009-10-16 | 0
[25 empty] | 2009-10-17 | 197.65
[25 empty] | 2009-10-18 | 197.65
[25 empty] | 2009-10-19 | 197.65
[25 empty] | 2009-10-20 | 299.92
[25 empty] | 2009-10-21 | 164.58
[25 empty] | 2009-10-22 | 133.86
[25 empty] | 2009-10-23 | 195.3
[25 empty] | 2009-10-24 | 232.61
[25 empty] | 2009-10-25 | 278.69
[25 empty] | 2009-10-26 | 100.94
[25 empty] | 2009-10-27 | 221.64
[25 empty] | 2009-10-28 | 164.58
[25 empty] | 2009-10-29 | 186.53
[25 empty] | 2009-10-30 | 103.14
[25 empty] | 2009-10-31 | 142.64
[25 empty] | 2009-11-01 | 195.3
[25 empty] | 2009-11-02 | 158.73
[25 empty] | 2009-11-03 | 0
[25 empty] | 2009-11-04 | 0
[25 empty] | 2009-11-05 | 0
[25 empty] | 2009-11-06 | 0
[25 empty] | 2009-11-07 | 0
[25 empty] | 2009-11-08 | 0
[25 empty] | 2009-11-09 | 0
[25 empty] | 2009-11-10 | 0
[25 empty] | 2009-11-11 | 0
[25 empty] | 2009-11-12 | 0
[25 empty] | 2009-11-13 | 0
[25 empty] | 2009-11-14 | 0
[25 empty] | 2009-11-15 | 0
[25 empty] | 2009-11-16 | 0
[25 empty] | 2009-11-17 | 0
[25 empty] | 2009-11-18 | 0
[25 empty] | 2009-11-19 | 0
[25 empty] | 2009-11-20 | 0
[25 empty] | 2009-11-21 | 0
[25 empty] | 2009-11-22 | 0
[25 empty] | 2009-11-23 | 0
[25 empty] | 2009-11-24 | 0
[25 empty] | 2009-11-25 | 0
[25 empty] | 2009-11-26 | 0
[25 empty] | 2009-11-27 | 0
[25 empty] | 2009-11-28 | 0
[25 empty] | 2009-11-29 | 0
[25 empty] | 2009-11-30 | 0
[25 empty] | 2009-12-01 | 0
[25 empty] | 2009-12-02 | 0
[25 empty] | 2009-12-03 | 0
[25 empty] | 2009-12-04 | 0
[25 empty] | 2009-12-05 | 0
[25 empty] | 2009-12-06 | 0
[25 empty] | 2009-12-07 | 0
[25 empty] | 2009-12-08 | 0
[25 empty] | 2009-12-09 | 0
[25 empty] | 2009-12-10 | 0
[25 empty] | 2009-12-11 | 0
[25 empty] | 2009-12-12 | 0
[25 empty] | 2009-12-13 | 0
[25 empty] | 2009-12-14 | 0
[25 empty] | 2009-12-15 | 0
[25 empty] | 2009-12-16 | 0
[25 empty] | 2009-12-17 | 0
[25 empty] | 2009-12-18 | 0
[25 empty] | 2009-12-19 | 0
[25 empty] | 2009-12-20 | 0
[25 empty] | 2009-12-21 | 0
[25 empty] | 2009-12-22 | 0
[25 empty] | 2009-12-23 | 0
[25 empty] | 2009-12-24 | 0
[25 empty] | 2009-12-25 | 0
[25 empty] | 2009-12-26 | 0
[25 empty] | 2009-12-27 | 0
[25 empty] | 2009-12-28 | 0
[25 empty] | 2009-12-29 | 0
[25 empty] | 2009-12-30 | 0
[25 empty] | 2009-12-31 | 0
[25 empty] | 2010-01-01 | 0
[25 empty] | 2010-01-02 | 0
[25 empty] | 2010-01-03 | 0
[25 empty] | 2010-01-04 | 0
[25 empty] | 2010-01-05 | 0
[25 empty] | 2010-01-06 | 0
[25 empty] | 2010-01-07 | 0
[25 empty] | 2010-01-08 | 0
[25 empty] | 2010-01-09 | 0
[25 empty] | 2010-01-10 | 0
[25 empty] | 2010-01-11 | 0
[25 empty] | 2010-01-12 | 0
[25 empty] | 2010-01-13 | 0
[25 empty] | 2010-01-14 | 0
[25 empty] | 2010-01-15 | 0
[25 empty] | 2010-01-16 | 0
[25 empty] | 2010-01-17 | 0
[25 empty] | 2010-01-18 | 0
[25 empty] | 2010-01-19 | 0
[25 empty] | 2010-01-20 | 0
[25 empty] | 2010-01-21 | 0
[25 empty] | 2010-01-22 | 0
[25 empty] | 2010-01-23 | 0
[25 empty] | 2010-01-24 | 0
[25 empty] | 2010-01-25 | 0
[25 empty] | 2010-01-26 | 0
[25 empty] | 2010-01-27 | 0
[25 empty] | 2010-01-28 | 0
[25 empty] | 2010-01-29 | 0
[25 empty] | 2010-01-30 | 0
[25 empty] | 2010-01-31 | 0
[25 empty] | 2010-02-01 | 0
[25 empty] | 2010-02-02 | 0
[25 empty] | 2010-02-03 | 0
[25 empty] | 2010-02-04 | 0
[25 empty] | 2010-02-05 | 0
[25 empty] | 2010-02-06 | 0
[25 empty] | 2010-02-07 | 0
[25 empty] | 2010-02-08 | 0
[25 empty] | 2010-02-09 | 0
[25 empty] | 2010-02-10 | 0
[25 empty] | 2010-02-11 | 0
[25 empty] | 2010-02-12 | 0
[25 empty] | 2010-02-13 | 0
[25 empty] | 2010-02-14 | 0
[25 empty] | 2010-02-15 | 0
[25 empty] | 2010-02-16 | 0
[25 empty] | 2010-02-17 | 0
[25 empty] | 2010-02-18 | 0
[25 empty] | 2010-02-19 | 0
[25 empty] | 2010-02-20 | 0
[25 empty] | 2010-02-21 | 0
[25 empty] | 2010-02-22 | 0
[25 empty] | 2010-02-23 | 0
[25 empty] | 2010-02-24 | 0
[25 empty] | 2010-02-25 | 0
[25 empty] | 2010-02-26 | 0
[25 empty] | 2010-02-27 | 0
[25 empty] | 2010-02-28 | 0
[25 empty] | 2010-03-01 | 0
[25 empty] | 2010-03-02 | 0
[25 empty] | 2010-03-03 | 0
[25 empty] | 2010-03-04 | 0
[25 empty] | 2010-03-05 | 0
[25 empty] | 2010-03-06 | 0
[25 empty] | 2010-03-07 | 0
[25 empty] | 2010-03-08 | 0
[25 empty] | 2010-03-09 | 0
[25 empty] | 2010-03-10 | 0
[25 empty] | 2010-03-11 | 0
[25 empty] | 2010-03-12 | 0
[25 empty] | 2010-03-13 | 0
[25 empty] | 2010-03-14 | 0
[25 empty] | 2010-03-15 | 0
[25 empty] | 2010-03-16 | 0
[25 empty] | 2010-03-17 | 0
[25 empty] | 2010-03-18 | 0
[25 empty] | 2010-03-19 | 0
[25 empty] | 2010-03-20 | 0
[25 empty] | 2010-03-21 | 0
[25 empty] | 2010-03-22 | 0
[25 empty] | 2010-03-23 | 0
[25 empty] | 2010-03-24 | 88.364
[25 empty] | 2010-03-25 | 88.364
[25 empty] | 2010-03-26 | 48.251
[25 empty] | 2010-03-27 | 48.251
[25 empty] | 2010-03-28 | 48.251
[25 empty] | 2010-03-29 | 48.251
[25 empty] | 2010-03-30 | 13.952
[25 empty] | 2010-03-31 | 13.952
[25 empty] | 2010-04-01 | 13.952
[25 empty] | 2010-04-02 | 13.952
[25 empty] | 2010-04-03 | 13.952
[25 empty] | 2010-04-04 | 13.952
[25 empty] | 2010-04-05 | 13.952
[25 empty] | 2010-04-06 | 17.939
[25 empty] | 2010-04-07 | 17.939
[25 empty] | 2010-04-08 | 17.939
[25 empty] | 2010-04-09 | 17.939
[25 empty] | 2010-04-10 | 17.939
[25 empty] | 2010-04-11 | 17.939
[25 empty] | 2010-04-12 | 17.939
[25 empty] | 2010-04-13 | 0
[25 empty] | 2010-04-14 | 0
[25 empty] | 2010-04-15 | 0
[25 empty] | 2010-04-16 | 0
[25 empty] | 2010-04-17 | 0
[25 empty] | 2010-04-18 | 0
[25 empty] | 2010-04-19 | 0
[25 empty] | 2010-04-20 | 0
[25 empty] | 2010-04-21 | 0
[25 empty] | 2010-04-22 | 0
[25 empty] | 2010-04-23 | 0
[25 empty] | 2010-04-24 | 0
[25 empty] | 2010-04-25 | 0
[25 empty] | 2010-04-26 | 0
[25 empty] | 2010-04-27 | 4.3186
[25 empty] | 2010-04-28 | 4.3186
[25 empty] | 2010-04-29 | 4.3186
[25 empty] | 2010-04-30 | 4.3186
[25 empty] | 2010-05-01 | 4.3186
[25 empty] | 2010-05-02 | 4.3186
[25 empty] | 2010-05-03 | 4.3186
[25 empty] | 2010-05-04 | 92.35
[25 empty] | 2010-05-05 | 92.35
[25 empty] | 2010-05-06 | 92.35
[25 empty] | 2010-05-07 | 92.35
[25 empty] | 2010-05-08 | 92.35
[25 empty] | 2010-05-09 | 92.35
[25 empty] | 2010-05-10 | 92.35
[25 empty] | 2010-05-11 | 70.285
[25 empty] | 2010-05-12 | 70.285
[25 empty] | 2010-05-13 | 70.285
[25 empty] | 2010-05-14 | 70.285
[25 empty] | 2010-05-15 | 70.285
[25 empty] | 2010-05-16 | 70.285
[25 empty] | 2010-05-17 | 70.285
[25 empty] | 2010-05-18 | 62.961
[25 empty] | 2010-05-19 | 62.961
[25 empty] | 2010-05-20 | 62.961
[25 empty] | 2010-05-21 | 62.961
[25 empty] | 2010-05-22 | 62.961
[25 empty] | 2010-05-23 | 62.961
[25 empty] | 2010-05-24 | 62.961
[25 empty] | 2010-05-25 | 51.278
[25 empty] | 2010-05-26 | 51.278
[25 empty] | 2010-05-27 | 51.278
[25 empty] | 2010-05-28 | 51.278
[25 empty] | 2010-05-29 | 51.278
[25 empty] | 2010-05-30 | 51.278
[25 empty] | 2010-05-31 | 51.278
[25 empty] | 2010-06-01 | 33.103
[25 empty] | 2010-06-02 | 33.103
[25 empty] | 2010-06-03 | 33.103
[25 empty] | 2010-06-04 | 33.103
[25 empty] | 2010-06-05 | 33.103
[25 empty] | 2010-06-06 | 33.103
[25 empty] | 2010-06-07 | 33.103
[25 empty] | 2010-06-08 | 15.578
[25 empty] | 2010-06-09 | 15.578
[25 empty] | 2010-06-10 | 15.578
[25 empty] | 2010-06-11 | 15.578
[25 empty] | 2010-06-12 | 15.578
[25 empty] | 2010-06-13 | 15.578
[25 empty] | 2010-06-14 | 15.578
[25 empty] | 2010-06-15 | 72.048
[25 empty] | 2010-06-16 | 72.048
[25 empty] | 2010-06-17 | 72.048
[25 empty] | 2010-06-18 | 72.048
[25 empty] | 2010-06-19 | 72.048
[25 empty] | 2010-06-20 | 72.048
[25 empty] | 2010-06-21 | 72.048
[25 empty] | 2010-06-22 | 81.512
[25 empty] | 2010-06-23 | 81.512
[25 empty] | 2010-06-24 | 81.512
[25 empty] | 2010-06-25 | 81.512
[25 empty] | 2010-06-26 | 81.512
[25 empty] | 2010-06-27 | 81.512
[25 empty] | 2010-06-28 | 81.512
[25 empty] | 2010-06-29 | 80.253
[25 empty] | 2010-06-30 | 80.253
[25 empty] | 2010-07-01 | 80.253
[25 empty] | 2010-07-02 | 80.253
[25 empty] | 2010-07-03 | 80.253
[25 empty] | 2010-07-04 | 80.253
[25 empty] | 2010-07-05 | 80.253
[25 empty] | 2010-07-06 | 65.206
[25 empty] | 2010-07-07 | 65.206
[25 empty] | 2010-07-08 | 65.206
[25 empty] | 2010-07-09 | 65.206
[25 empty] | 2010-07-10 | 65.206
[25 empty] | 2010-07-11 | 65.206
[25 empty] | 2010-07-12 | 65.206
[25 empty] | 2010-07-13 | 48.277
[25 empty] | 2010-07-14 | 48.277
[25 empty] | 2010-07-15 | 48.277
[25 empty] | 2010-07-16 | 48.277
[25 empty] | 2010-07-17 | 48.277
[25 empty] | 2010-07-18 | 48.277
[25 empty] | 2010-07-19 | 48.277
[25 empty] | 2010-07-20 | 40.754
[25 empty] | 2010-07-21 | 40.754
[25 empty] | 2010-07-22 | 40.754
[25 empty] | 2010-07-23 | 40.754
[25 empty] | 2010-07-24 | 40.754
[25 empty] | 2010-07-25 | 40.754
[25 empty] | 2010-07-26 | 40.754
[25 empty] | 2010-07-27 | 33.857
[25 empty] | 2010-07-28 | 33.857
[25 empty] | 2010-07-29 | 33.857
[25 empty] | 2010-07-30 | 33.857
[25 empty] | 2010-07-31 | 33.857
[25 empty] | 2010-08-01 | 33.857
[25 empty] | 2010-08-02 | 33.857
[25 empty] | 2010-08-03 | 0
[25 empty] | 2010-08-04 | 0
[25 empty] | 2010-08-05 | 0
[25 empty] | 2010-08-06 | 0
[25 empty] | 2010-08-07 | 0
[25 empty] | 2010-08-08 | 0
[25 empty] | 2010-08-09 | 0
[25 empty] | 2010-08-10 | 53.607
[25 empty] | 2010-08-11 | 53.607
[25 empty] | 2010-08-12 | 53.607
[25 empty] | 2010-08-13 | 53.607
[25 empty] | 2010-08-14 | 53.607
[25 empty] | 2010-08-15 | 53.607
[25 empty] | 2010-08-16 | 53.607
[25 empty] | 2010-08-17 | 0
[25 empty] | 2010-08-18 | 0
[25 empty] | 2010-08-19 | 0
[25 empty] | 2010-08-20 | 0
[25 empty] | 2010-08-21 | 0
[25 empty] | 2010-08-22 | 0
[25 empty] | 2010-08-23 | 0
[25 empty] | 2010-08-24 | 14.734
[25 empty] | 2010-08-25 | 14.734
[25 empty] | 2010-08-26 | 14.734
[25 empty] | 2010-08-27 | 14.734
[25 empty] | 2010-08-28 | 14.734
[25 empty] | 2010-08-29 | 14.734
[25 empty] | 2010-08-30 | 14.734
[25 empty] | 2010-08-31 | 133.86
[25 empty] | 2010-09-01 | 133.86
[25 empty] | 2010-09-02 | 133.86
[25 empty] | 2010-09-03 | 133.86
[25 empty] | 2010-09-04 | 133.86
[25 empty] | 2010-09-05 | 133.86
[25 empty] | 2010-09-06 | 133.86
[25 empty] | 2010-09-07 | 37.305
[25 empty] | 2010-09-08 | 37.305
[25 empty] | 2010-09-09 | 37.305
[25 empty] | 2010-09-10 | 37.305
[25 empty] | 2010-09-11 | 37.305
[25 empty] | 2010-09-12 | 37.305
[25 empty] | 2010-09-13 | 37.305
[25 empty] | 2010-09-14 | 0
[25 empty] | 2010-09-15 | 0
[25 empty] | 2010-09-16 | 0
[25 empty] | 2010-09-17 | 0
[25 empty] | 2010-09-18 | 0
[25 empty] | 2010-09-19 | 0
[25 empty] | 2010-09-20 | 0
[25 empty] | 2010-09-21 | 0
[25 empty] | 2010-09-22 | 0
[25 empty] | 2010-09-23 | 0
[25 empty] | 2010-09-24 | 0
[25 empty] | 2010-09-25 | 0
[25 empty] | 2010-09-26 | 0
[25 empty] | 2010-09-27 | 0
[25 empty] | 2010-09-28 | 0
[25 empty] | 2010-09-29 | 0
[25 empty] | 2010-09-30 | 0
[25 empty] | 2010-10-01 | 0
[25 empty] | 2010-10-02 | 0
[25 empty] | 2010-10-03 | 0
[25 empty] | 2010-10-04 | 0
[25 empty] | 2010-10-05 | 0
[25 empty] | 2010-10-06 | 0
[25 empty] | 2010-10-07 | 0
[25 empty] | 2010-10-08 | 0
[25 empty] | 2010-10-09 | 0
[25 empty] | 2010-10-10 | 0
[25 empty] | 2010-10-11 | 0
[25 empty] | 2010-10-12 | 0
[25 empty] | 2010-10-13 | 0
[25 empty] | 2010-10-14 | 0
[25 empty] | 2010-10-15 | 0
[25 empty] | 2010-10-16 | 0
[25 empty] | 2010-10-17 | 0
[25 empty] | 2010-10-18 | 0
[25 empty] | 2010-10-19 | 0
[25 empty] | 2010-10-20 | 0
[25 empty] | 2010-10-21 | 0
[25 empty] | 2010-10-22 | 0
[25 empty] | 2010-10-23 | 0
[25 empty] | 2010-10-24 | 0
[25 empty] | 2010-10-25 | 0
[25 empty] | 2010-10-26 | 0
[25 empty] | 2010-10-27 | 0
[25 empty] | 2010-10-28 | 0
[25 empty] | 2010-10-29 | 0
[25 empty] | 2010-10-30 | 0
[25 empty] | 2010-10-31 | 0
[25 empty] | 2010-11-01 | 0
[25 empty] | 2010-11-02 | 0
[25 empty] | 2010-11-03 | 0
[25 empty] | 2010-11-04 | 0
[25 empty] | 2010-11-05 | 0
[25 empty] | 2010-11-06 | 0
[25 empty] | 2010-11-07 | 0
[25 empty] | 2010-11-08 | 0
[25 empty] | 2010-11-09 | 0
[25 empty] | 2010-11-10 | 0
[25 empty] | 2010-11-11 | 0
[25 empty] | 2010-11-12 | 0
[25 empty] | 2010-11-13 | 0
[25 empty] | 2010-11-14 | 0
[25 empty] | 2010-11-15 | 0
[25 empty] | 2010-11-16 | 12.873
[25 empty] | 2010-11-17 | 12.873
[25 empty] | 2010-11-18 | 12.873
[25 empty] | 2010-11-19 | 140.85
[25 empty] | 2010-11-20 | 106.77
[25 empty] | 2010-11-21 | 106.78
[25 empty] | 2010-11-22 | 63.609
[25 empty] | 2010-11-23 | 120.41
[25 empty] | 2010-11-24 | 111.32
[25 empty] | 2010-11-25 | 79.513
[25 empty] | 2010-11-26 | 106.78
[25 empty] | 2010-11-27 | 102.23
[25 empty] | 2010-11-28 | 87.786
[25 empty] | 2010-11-29 | 87.786
[25 empty] | 2010-11-30 | 92.166
[25 empty] | 2010-12-01 | 92.166
[25 empty] | 2010-12-02 | 92.166
[25 empty] | 2010-12-03 | 0
[25 empty] | 2010-12-04 | 0
[25 empty] | 2010-12-05 | 0
[25 empty] | 2010-12-06 | 0
[25 empty] | 2010-12-07 | 0
[25 empty] | 2010-12-08 | 0
[25 empty] | 2010-12-09 | 0
[25 empty] | 2010-12-10 | 0
[25 empty] | 2010-12-11 | 0
[25 empty] | 2010-12-12 | 0
[25 empty] | 2010-12-13 | 0
[25 empty] | 2010-12-14 | 0
[25 empty] | 2010-12-15 | 0
[25 empty] | 2010-12-16 | 0
[25 empty] | 2010-12-17 | 0
[25 empty] | 2010-12-18 | 0
[25 empty] | 2010-12-19 | 0
[25 empty] | 2010-12-20 | 0
[25 empty] | 2010-12-21 | 0
[25 empty] | 2010-12-22 | 0
[25 empty] | 2010-12-23 | 0
[25 empty] | 2010-12-24 | 0
[25 empty] | 2010-12-25 | 0
[25 empty] | 2010-12-26 | 0
[25 empty] | 2010-12-27 | 0
[25 empty] | 2010-12-28 | 0
[25 empty] | 2010-12-29 | 0
[25 empty] | 2010-12-30 | 0
[25 empty] | 2010-12-31 | 0
[25 empty] | 2011-01-01 | 0
[25 empty] | 2011-01-02 | 0
[25 empty] | 2011-01-03 | 0
[25 empty] | 2011-01-04 | 0
[25 empty] | 2011-01-05 | 0
[25 empty] | 2011-01-06 | 0
[25 empty] | 2011-01-07 | 0
[25 empty] | 2011-01-08 | 0
[25 empty] | 2011-01-09 | 0
[25 empty] | 2011-01-10 | 0
[25 empty] | 2011-01-11 | 0
[25 empty] | 2011-01-12 | 0
[25 empty] | 2011-01-13 | 0
[25 empty] | 2011-01-14 | 0
[25 empty] | 2011-01-15 | 0
[25 empty] | 2011-01-16 | 0
[25 empty] | 2011-01-17 | 0
[25 empty] | 2011-01-18 | 0
[25 empty] | 2011-01-19 | 0
[25 empty] | 2011-01-20 | 0
[25 empty] | 2011-01-21 | 0
[25 empty] | 2011-01-22 | 0
[25 empty] | 2011-01-23 | 0
[25 empty] | 2011-01-24 | 0
[25 empty] | 2011-01-25 | 0
[25 empty] | 2011-01-26 | 0
[25 empty] | 2011-01-27 | 0
[25 empty] | 2011-01-28 | 0
[25 empty] | 2011-01-29 | 0
[25 empty] | 2011-01-30 | 0
[25 empty] | 2011-01-31 | 0
[25 empty] | 2011-02-01 | 0
[25 empty] | 2011-02-02 | 0
[25 empty] | 2011-02-03 | 0
[25 empty] | 2011-02-04 | 0
[25 empty] | 2011-02-05 | 0
[25 empty] | 2011-02-06 | 0
[25 empty] | 2011-02-07 | 0
[25 empty] | 2011-02-08 | 0
[25 empty] | 2011-02-09 | 0
[25 empty] | 2011-02-10 | 0
[25 empty] | 2011-02-11 | 0
[25 empty] | 2011-02-12 | 0
[25 empty] | 2011-02-13 | 0
[25 empty] | 2011-02-14 | 0
[25 empty] | 2011-02-15 | 0
[25 empty] | 2011-02-16 | 0
[25 empty] | 2011-02-17 | 0
[25 empty] | 2011-02-18 | 0
[25 empty] | 2011-02-19 | 0
[25 empty] | 2011-02-20 | 0
[25 empty] | 2011-02-21 | 0
[25 empty] | 2011-02-22 | 0
[25 empty] | 2011-02-23 | 0
[25 empty] | 2011-02-24 | 0
[25 empty] | 2011-02-25 | 0
[25 empty] | 2011-02-26 | 0
[25 empty] | 2011-02-27 | 0
[25 empty] | 2011-02-28 | 0
[25 empty] | 2011-03-01 | 0
[25 empty] | 2011-03-02 | 0
[25 empty] | 2011-03-03 | 0
[25 empty] | 2011-03-04 | 0
[25 empty] | 2011-03-05 | 0
[25 empty] | 2011-03-06 | 0
[25 empty] | 2011-03-07 | 0
[25 empty] | 2011-03-08 | 0
[25 empty] | 2011-03-09 | 0
[25 empty] | 2011-03-10 | 0
[25 empty] | 2011-03-11 | 0
[25 empty] | 2011-03-12 | 0
[25 empty] | 2011-03-13 | 0
[25 empty] | 2011-03-14 | 0
[25 empty] | 2011-03-15 | 0
[25 empty] | 2011-03-16 | 0
[25 empty] | 2011-03-17 | 0
[25 empty] | 2011-03-18 | 0
[25 empty] | 2011-03-19 | 0
[25 empty] | 2011-03-20 | 0
[25 empty] | 2011-03-21 | 0
[25 empty] | 2011-03-22 | 15.502
[25 empty] | 2011-03-23 | 15.502
[25 empty] | 2011-03-24 | 15.502
[25 empty] | 2011-03-25 | 0
[25 empty] | 2011-03-26 | 0
[25 empty] | 2011-03-27 | 0
[25 empty] | 2011-03-28 | 0
[25 empty] | 2011-03-29 | 38.756
[25 empty] | 2011-03-30 | 38.756
[25 empty] | 2011-03-31 | 38.756
[25 empty] | 2011-04-01 | 53.483
[25 empty] | 2011-04-02 | 53.483
[25 empty] | 2011-04-03 | 53.483
[25 empty] | 2011-04-04 | 53.483
[25 empty] | 2011-04-05 | 136.42
[25 empty] | 2011-04-06 | 136.42
[25 empty] | 2011-04-07 | 136.42
[25 empty] | 2011-04-08 | 97.519
[25 empty] | 2011-04-09 | 97.519
[25 empty] | 2011-04-10 | 97.519
[25 empty] | 2011-04-11 | 97.519
[25 empty] | 2011-04-12 | 98.445
[25 empty] | 2011-04-13 | 98.445
[25 empty] | 2011-04-14 | 98.445
[25 empty] | 2011-04-15 | 53.387
[25 empty] | 2011-04-16 | 53.387
[25 empty] | 2011-04-17 | 53.387
[25 empty] | 2011-04-18 | 53.387
[25 empty] | 2011-04-19 | 40.135
[25 empty] | 2011-04-20 | 40.135
[25 empty] | 2011-04-21 | 40.135
[25 empty] | 2011-04-22 | 61.906
[25 empty] | 2011-04-23 | 61.906
[25 empty] | 2011-04-24 | 61.906
[25 empty] | 2011-04-25 | 61.906
[25 empty] | 2011-04-26 | 52.252
[25 empty] | 2011-04-27 | 52.252
[25 empty] | 2011-04-28 | 52.252
[25 empty] | 2011-04-29 | 0
[25 empty] | 2011-04-30 | 0
[25 empty] | 2011-05-01 | 0
[25 empty] | 2011-05-02 | 0
[25 empty] | 2011-05-03 | 0
[25 empty] | 2011-05-04 | 0
[25 empty] | 2011-05-05 | 0
[25 empty] | 2011-05-06 | 49.979
[25 empty] | 2011-05-07 | 49.979
[25 empty] | 2011-05-08 | 49.979
[25 empty] | 2011-05-09 | 49.979
[25 empty] | 2011-05-10 | 103.75
[25 empty] | 2011-05-11 | 103.75
[25 empty] | 2011-05-12 | 103.75
[25 empty] | 2011-05-13 | 87.464
[25 empty] | 2011-05-14 | 87.464
[25 empty] | 2011-05-15 | 87.464
[25 empty] | 2011-05-16 | 87.464
[25 empty] | 2011-05-17 | 53.766
[25 empty] | 2011-05-18 | 53.766
[25 empty] | 2011-05-19 | 53.766
[25 empty] | 2011-05-20 | 51.683
[25 empty] | 2011-05-21 | 51.683
[25 empty] | 2011-05-22 | 51.683
[25 empty] | 2011-05-23 | 51.683
[25 empty] | 2011-05-24 | 73.944
[25 empty] | 2011-05-25 | 73.944
[25 empty] | 2011-05-26 | 73.944
[25 empty] | 2011-05-27 | 54.312
[25 empty] | 2011-05-28 | 54.312
[25 empty] | 2011-05-29 | 54.312
[25 empty] | 2011-05-30 | 54.312
[25 empty] | 2011-05-31 | 70.849
[25 empty] | 2011-06-01 | 70.849
[25 empty] | 2011-06-02 | 70.849
[25 empty] | 2011-06-03 | 70.849
[25 empty] | 2011-06-04 | 70.849
[25 empty] | 2011-06-05 | 70.849
[25 empty] | 2011-06-06 | 70.849
[25 empty] | 2011-06-07 | 42.426
[25 empty] | 2011-06-08 | 42.426
[25 empty] | 2011-06-09 | 42.426
[25 empty] | 2011-06-10 | 0
[25 empty] | 2011-06-11 | 0
[25 empty] | 2011-06-12 | 0
[25 empty] | 2011-06-13 | 0
[25 empty] | 2011-06-14 | 0
[25 empty] | 2011-06-15 | 0
[25 empty] | 2011-06-16 | 0
[25 empty] | 2011-06-17 | 13.715
[25 empty] | 2011-06-18 | 13.715
[25 empty] | 2011-06-19 | 13.715
[25 empty] | 2011-06-20 | 13.715
[25 empty] | 2011-06-21 | 0
[25 empty] | 2011-06-22 | 0
[25 empty] | 2011-06-23 | 0
[25 empty] | 2011-06-24 | 0
[25 empty] | 2011-06-25 | 0
[25 empty] | 2011-06-26 | 0
[25 empty] | 2011-06-27 | 0
[25 empty] | 2011-06-28 | 0
[25 empty] | 2011-06-29 | 0
[25 empty] | 2011-06-30 | 0
[25 empty] | 2011-07-01 | 0
[25 empty] | 2011-07-02 | 0
[25 empty] | 2011-07-03 | 0
[25 empty] | 2011-07-04 | 0
[25 empty] | 2011-07-05 | 0
[25 empty] | 2011-07-06 | 0
[25 empty] | 2011-07-07 | 0
[25 empty] | 2011-07-08 | 0
[25 empty] | 2011-07-09 | 0
[25 empty] | 2011-07-10 | 0
[25 empty] | 2011-07-11 | 0
[25 empty] | 2011-07-12 | 0
[25 empty] | 2011-07-13 | 0
[25 empty] | 2011-07-14 | 0
[25 empty] | 2011-07-15 | 22.493
[25 empty] | 2011-07-16 | 22.493
[25 empty] | 2011-07-17 | 22.493
[25 empty] | 2011-07-18 | 22.493
[25 empty] | 2011-07-19 | 0
[25 empty] | 2011-07-20 | 0
[25 empty] | 2011-07-21 | 0
[25 empty] | 2011-07-22 | 0
[25 empty] | 2011-07-23 | 0
[25 empty] | 2011-07-24 | 0
[25 empty] | 2011-07-25 | 0
[25 empty] | 2011-07-26 | 31.805
[25 empty] | 2011-07-27 | 31.805
[25 empty] | 2011-07-28 | 31.805
[25 empty] | 2011-07-29 | 0
[25 empty] | 2011-07-30 | 0
[25 empty] | 2011-07-31 | 0
[25 empty] | 2011-08-01 | 0
[25 empty] | 2011-08-02 | 0
[25 empty] | 2011-08-03 | 0
[25 empty] | 2011-08-04 | 0
[25 empty] | 2011-08-05 | 3.9757
[25 empty] | 2011-08-06 | 3.9757
[25 empty] | 2011-08-07 | 3.9757
[25 empty] | 2011-08-08 | 3.9757
[25 empty] | 2011-08-09 | 26.787
[25 empty] | 2011-08-10 | 26.787
[25 empty] | 2011-08-11 | 26.787
[25 empty] | 2011-08-12 | 0
[25 empty] | 2011-08-13 | 0
[25 empty] | 2011-08-14 | 0
[25 empty] | 2011-08-15 | 0
[25 empty] | 2011-08-16 | 0
[25 empty] | 2011-08-17 | 0
[25 empty] | 2011-08-18 | 0
[25 empty] | 2011-08-19 | 0
[25 empty] | 2011-08-20 | 0
[25 empty] | 2011-08-21 | 0
[25 empty] | 2011-08-22 | 0
[25 empty] | 2011-08-23 | 0
[25 empty] | 2011-08-24 | 0
[25 empty] | 2011-08-25 | 0
[25 empty] | 2011-08-26 | 0
[25 empty] | 2011-08-27 | 0
[25 empty] | 2011-08-28 | 0
[25 empty] | 2011-08-29 | 0
[25 empty] | 2011-08-30 | 7.5725
[25 empty] | 2011-08-31 | 7.5725
[25 empty] | 2011-09-01 | 7.5725
[25 empty] | 2011-09-02 | 8.5194
[25 empty] | 2011-09-03 | 8.5194
[25 empty] | 2011-09-04 | 8.5194
[25 empty] | 2011-09-05 | 8.5194
[25 empty] | 2011-09-06 | 0
[25 empty] | 2011-09-07 | 0
[25 empty] | 2011-09-08 | 0
[25 empty] | 2011-09-09 | 0
[25 empty] | 2011-09-10 | 0
[25 empty] | 2011-09-11 | 0
[25 empty] | 2011-09-12 | 0
[25 empty] | 2011-09-13 | 9.8449
[25 empty] | 2011-09-14 | 9.8449
[25 empty] | 2011-09-15 | 9.8449
[25 empty] | 2011-09-16 | 17.038
[25 empty] | 2011-09-17 | 17.038
[25 empty] | 2011-09-18 | 17.038
[25 empty] | 2011-09-19 | 17.038
[25 empty] | 2011-09-20 | 222.03
[25 empty] | 2011-09-21 | 222.03
[25 empty] | 2011-09-22 | 222.03
[25 empty] | 2011-09-23 | 217.8
[25 empty] | 2011-09-24 | 217.8
[25 empty] | 2011-09-25 | 217.8
[25 empty] | 2011-09-26 | 217.8
[25 empty] | 2011-09-27 | 220.8
[25 empty] | 2011-09-28 | 220.8
[25 empty] | 2011-09-29 | 220.8
[25 empty] | 2011-09-30 | 220.8
[25 empty] | 2011-10-01 | 0
[25 empty] | 2011-10-02 | 0
[25 empty] | 2011-10-03 | 0
[25 empty] | 2011-10-04 | 0
[25 empty] | 2011-10-05 | 0
[25 empty] | 2011-10-06 | 0
[25 empty] | 2011-10-07 | 0
[25 empty] | 2011-10-08 | 0
[25 empty] | 2011-10-09 | 0
[25 empty] | 2011-10-10 | 0
[25 empty] | 2011-10-11 | 0
[25 empty] | 2011-10-12 | 0
[25 empty] | 2011-10-13 | 0
[25 empty] | 2011-10-14 | 0
[25 empty] | 2011-10-15 | 0
[25 empty] | 2011-10-16 | 0
[25 empty] | 2011-10-17 | 0
[25 empty] | 2011-10-18 | 0
[25 empty] | 2011-10-19 | 0
[25 empty] | 2011-10-20 | 0
[25 empty] | 2011-10-21 | 0
[25 empty] | 2011-10-22 | 0
[25 empty] | 2011-10-23 | 0
[25 empty] | 2011-10-24 | 0
[25 empty] | 2011-10-25 | 0
[25 empty] | 2011-10-26 | 0
[25 empty] | 2011-10-27 | 0
[25 empty] | 2011-10-28 | 0
[25 empty] | 2011-10-29 | 0
[25 empty] | 2011-10-30 | 0
[25 empty] | 2011-10-31 | 0
[25 empty] | 2011-11-01 | 0
[25 empty] | 2011-11-02 | 0
[25 empty] | 2011-11-03 | 0
[25 empty] | 2011-11-04 | 0
[25 empty] | 2011-11-05 | 0
[25 empty] | 2011-11-06 | 0
[25 empty] | 2011-11-07 | 0
[25 empty] | 2011-11-08 | 0
[25 empty] | 2011-11-09 | 0
[25 empty] | 2011-11-10 | 0
[25 empty] | 2011-11-11 | 0
[25 empty] | 2011-11-12 | 0
[25 empty] | 2011-11-13 | 0
[25 empty] | 2011-11-14 | 0
[25 empty] | 2011-11-15 | 0
[25 empty] | 2011-11-16 | 0
[25 empty] | 2011-11-17 | 0
[25 empty] | 2011-11-18 | 0
[25 empty] | 2011-11-19 | 0
[25 empty] | 2011-11-20 | 0
[25 empty] | 2011-11-21 | 0
[25 empty] | 2011-11-22 | 0
[25 empty] | 2011-11-23 | 176.04
[25 empty] | 2011-11-24 | 176.04
[25 empty] | 2011-11-25 | 176.04
[25 empty] | 2011-11-26 | 176.04
[25 empty] | 2011-11-27 | 176.04
[25 empty] | 2011-11-28 | 176.04
[25 empty] | 2011-11-29 | 54.86
[25 empty] | 2011-11-30 | 54.86
[25 empty] | 2011-12-01 | 54.86
[25 empty] | 2011-12-02 | 54.86
[25 empty] | 2011-12-03 | 54.86
[25 empty] | 2011-12-04 | 54.86
[25 empty] | 2011-12-05 | 54.86
[25 empty] | 2011-12-06 | 76.256
[25 empty] | 2011-12-07 | 76.256
[25 empty] | 2011-12-08 | 76.256
[25 empty] | 2011-12-09 | 76.256
[25 empty] | 2011-12-10 | 76.256
[25 empty] | 2011-12-11 | 76.256
[25 empty] | 2011-12-12 | 76.256
[25 empty] | 2011-12-13 | 76.256
[25 empty] | 2011-12-14 | 0
[25 empty] | 2011-12-15 | 0
[25 empty] | 2011-12-16 | 0
[25 empty] | 2011-12-17 | 0
[25 empty] | 2011-12-18 | 0
[25 empty] | 2011-12-19 | 0
[25 empty] | 2011-12-20 | 0
[25 empty] | 2011-12-21 | 0
[25 empty] | 2011-12-22 | 0
[25 empty] | 2011-12-23 | 0
[25 empty] | 2011-12-24 | 0
[25 empty] | 2011-12-25 | 0
[25 empty] | 2011-12-26 | 0
[25 empty] | 2011-12-27 | 0
[25 empty] | 2011-12-28 | 0
[25 empty] | 2011-12-29 | 0
[25 empty] | 2011-12-30 | 0
[25 empty] | 2011-12-31 | 0
[25 empty] | 2012-01-01 | 0
Note on BD2: GoldSim Version: 10.50.200 Model: C:\Projects\Faro\Model\Current Model\FMC_WB_WQModel_V2.0\X14Analysis\FMC_WB_WQModel_V2.04_S4.gsm Element ID: \Faro_SWWQM\Results\SingleWQ_4Dash\SingleWQ_CVD\R_SingleWQ Element Description: Simulated on: 5/10/2013 12:06:40 Exported on: 5/10/2013 12:07:46 # of Realizations: 100 # of Time Values: 121 Time Display Units: yr
Note on AH4: GoldSim Version: 10.50.200 Model: C:\Projects\Faro\Model\Current Model\FMC_WB_WQModel_V2.0\X14Analysis\FMC_WB_WQModel_V2.04_S4.gsm Element ID: \Faro_SWWQM\Results\SingleWQ_4Dash\SingleWQ_EfluentWTP_Faro\R_SingleWQ Element Description: Simulated on: 5/10/2013 12:06:40 Exported on: 5/10/2013 12:07:46 # of Realizations: 100 # of Time Values: 121 Time Display Units: yr

## WTP
Plot E - Range of Monthly WTP flows - Scenario C-6b | [10 empty] | JAN | FEB | MAR | APR | MAY | JUN | JUL | AUG | SEP | OCT | NOV | DEC
[10 empty] | Max | 0 | 0 | 0 | 0 | 6000 | 6000 | 6000 | 3833.239 | 2115.363 | 0 | 0 | 0
[10 empty] | 95% percentile | 0 | 0 | 0 | 0 | 6000 | 6000 | 5306.2085 | 2883.24 | 1843.6047 | 0 | 0 | 0
[10 empty] | 75% Percentile | 0 | 0 | 0 | 0 | 6000 | 5857.9439 | 3971.4273 | 2305.3515 | 1496.1819 | 0 | 0 | 0
[10 empty] | Median | 0 | 0 | 0 | 0 | 6000 | 4524.5953 | 3568.4656 | 1779.5429 | 1242.4155 | 0 | 0 | 0
[10 empty] | Mean | 0 | 0 | 0 | 0 | 5886.53 | 4634.9778 | 3699.0491 | 1932.9045 | 1302.4741 | 0 | 0 | 0
| Mean | S.D. | Least Result | 5% | 25% | Median | 75% | 95% | Greatest Result | Min | 0 | 0 | 0 | 0 | 4393.1317 | 2515.4523 | 2137.3848 | 874.7141 | 599.9169 | 0 | 0 | 0
| 0 | [9 empty] | JAN: MIN |  | MEAN | [12 empty] | MEDIAN | [12 empty] | 75% | [12 empty] | 95% | [12 empty] | MAX
Time (yr) | Total_Faro_Discharge:Mean | Total_Faro_Discharge:Least Result | Total_Faro_Discharge:5% | Total_Faro_Discharge:25% | Total_Faro_Discharge:Median | Total_Faro_Discharge:75% | Total_Faro_Discharge:95% | Total_Faro_Discharge:Greatest Result | Greatest Result |  | 1 | 2 | 3 | 4 | 5 | 6 | 7 | 8 | 9 | 10 | 11 | 12 |  | 1 | 2 | 3 | 4 | 5 | 6 | 7 | 8 | 9 | 10 | 11 | 12 |  | 1 | 2 | 3 | 4 | 5 | 6 | 7 | 8 | 9 | 10 | 11 | 12 |  | 1 | 2 | 3 | 4 | 5 | 6 | 7 | 8 | 9 | 10 | 11 | 12 |  | 1 | 2 | 3 | 4 | 5 | 6 | 7 | 8 | 9 | 10 | 11 | 12 |  | 1 | 2 | 3 | 4 | 5 | 6 | 7 | 8 | 9 | 10 | 11 | 12
0 | 0 | 0 | 0 | 0 | 0 | 0 | 0 | 0 | 0 | 1 | 0 | 0 | 0 | 0 | 6000 | 5626.0862 | 1530.3207 | 883.2211 | 602.5498 | 0 | 0 | 0 | 1 | 0 | 0 | 0 | 0 | 6000 | 5989.1739 | 5450.2357 | 2655.9797 | 1357.3473 | 0 | 0 | 0 | 1 | 0 | 0 | 0 | 0 | 6000 | 6000 | 5915.2807 | 1799.975 | 1247.9611 | 0 | 0 | 0 | 1 | 0 | 0 | 0 | 0 | 6000 | 6000 | 6000 | 3893.3897 | 1500.6176 | 0 | 0 | 0 | 1 | 0 | 0 | 0 | 0 | 6000 | 6000 | 6000 | 5918.3252 | 1860.4208 | 0 | 0 | 0 | 1 | 0 | 0 | 0 | 0 | 6000 | 6000 | 6000 | 6000 | 3483.9286 | 0 | 0 | 0
0.083333 | 0 | 0 | 0 | 0 | 0 | 0 | 0 | 0 | 0 | 2 | 0 | 0 | 0 | 0 | 4215.2386 | 2170.2479 | 2205.1147 | 874.0798 | 600.8655 | 0 | 0 | 0 | 2 | 0 | 0 | 0 | 0 | 5878.9996 | 4509.7755 | 3503.2873 | 1861.4226 | 1295.5638 | 0 | 0 | 0 | 2 | 0 | 0 | 0 | 0 | 6000 | 4340.0641 | 3307.0619 | 1808.442 | 1252.4083 | 0 | 0 | 0 | 2 | 0 | 0 | 0 | 0 | 6000 | 5838.4024 | 3766.5836 | 2152.6878 | 1494.9229 | 0 | 0 | 0 | 2 | 0 | 0 | 0 | 0 | 6000 | 6000 | 5265.8236 | 2549.9136 | 1830.7728 | 0 | 0 | 0 | 2 | 0 | 0 | 0 | 0 | 6000 | 6000 | 6000 | 3644.5312 | 1969.8885 | 0 | 0 | 0
0.16667 | 0 | 0 | 0 | 0 | 0 | 0 | 0 | 0 | 0 | 3 | 0 | 0 | 0 | 0 | 4187.2239 | 2165.5409 | 2201.8646 | 870.4517 | 596.7553 | 0 | 0 | 0 | 3 | 0 | 0 | 0 | 0 | 5869.4886 | 4506.7852 | 3520.5757 | 1862.4883 | 1295.7622 | 0 | 0 | 0 | 3 | 0 | 0 | 0 | 0 | 6000 | 4380.8907 | 3296.4386 | 1795.4981 | 1229.5151 | 0 | 0 | 0 | 3 | 0 | 0 | 0 | 0 | 6000 | 5877.5487 | 3770.963 | 2162.2591 | 1492.6414 | 0 | 0 | 0 | 3 | 0 | 0 | 0 | 0 | 6000 | 6000 | 5246.4297 | 2548.0546 | 1844.9374 | 0 | 0 | 0 | 3 | 0 | 0 | 0 | 0 | 6000 | 6000 | 6000 | 3613.5577 | 1965.9673 | 0 | 0 | 0
0.25 | 0 | 0 | 0 | 0 | 0 | 0 | 0 | 0 | 0 | 4 | 0 | 0 | 0 | 0 | 4236.899 | 2173.8866 | 2207.6278 | 876.8853 | 604.0441 | 0 | 0 | 0 | 4 | 0 | 0 | 0 | 0 | 5883.4415 | 4533.1997 | 3522.8252 | 1864.6595 | 1307.6436 | 0 | 0 | 0 | 4 | 0 | 0 | 0 | 0 | 6000 | 4433.4199 | 3330.2426 | 1801.5955 | 1253.3594 | 0 | 0 | 0 | 4 | 0 | 0 | 0 | 0 | 6000 | 5864.1191 | 3771.9885 | 2145.3081 | 1492.9781 | 0 | 0 | 0 | 4 | 0 | 0 | 0 | 0 | 6000 | 6000 | 5238.6464 | 2547.0716 | 1840.2132 | 0 | 0 | 0 | 4 | 0 | 0 | 0 | 0 | 6000 | 6000 | 6000 | 3625.1607 | 1967.4358 | 0 | 0 | 0
0.33333 | 6000 | 6000 | 6000 | 6000 | 6000 | 6000 | 6000 | 6000 | 0 | 5 | 0 | 0 | 0 | 0 | 4230.5224 | 2172.816 | 2206.8883 | 876.0595 | 603.1083 | 0 | 0 | 0 | 5 | 0 | 0 | 0 | 0 | 5870.3127 | 4494.2875 | 3497.9813 | 1844.2335 | 1294.0107 | 0 | 0 | 0 | 5 | 0 | 0 | 0 | 0 | 6000 | 4400.1915 | 3309.0511 | 1794.4575 | 1235.514 | 0 | 0 | 0 | 5 | 0 | 0 | 0 | 0 | 6000 | 5848.1126 | 3776.0854 | 2150.2315 | 1497.4473 | 0 | 0 | 0 | 5 | 0 | 0 | 0 | 0 | 6000 | 6000 | 5262.0304 | 2550.0277 | 1840.858 | 0 | 0 | 0 | 5 | 0 | 0 | 0 | 0 | 6000 | 6000 | 6000 | 3609.6944 | 1965.4784 | 0 | 0 | 0
0.41667 | 5989.1739 | 5626.0862 | 6000 | 6000 | 6000 | 6000 | 6000 | 6000 | 0 | 6 | 0 | 0 | 0 | 0 | 4197.1943 | 2167.7091 | 2203.3417 | 872.101 | 590.6229 | 0 | 0 | 0 | 6 | 0 | 0 | 0 | 0 | 5871.1917 | 4485.1187 | 3514.7526 | 1849.4793 | 1303.576 | 0 | 0 | 0 | 6 | 0 | 0 | 0 | 0 | 6000 | 4444.8481 | 3311.5948 | 1743.2174 | 1254.489 | 0 | 0 | 0 | 6 | 0 | 0 | 0 | 0 | 6000 | 5854.7178 | 3784.2188 | 2158.49 | 1500.4897 | 0 | 0 | 0 | 6 | 0 | 0 | 0 | 0 | 6000 | 6000 | 5201.2243 | 2542.34 | 1846.2239 | 0 | 0 | 0 | 6 | 0 | 0 | 0 | 0 | 6000 | 6000 | 6000 | 3516.8041 | 1953.7196 | 0 | 0 | 0
0.5 | 5450.2357 | 1530.3207 | 3735.1904 | 5215.85 | 5915.2807 | 6000 | 6000 | 6000 | 0 | 7 | 0 | 0 | 0 | 0 | 4185.4638 | 2165.3312 | 2201.716 | 870.2857 | 596.567 | 0 | 0 | 0 | 7 | 0 | 0 | 0 | 0 | 5871.2677 | 4497.7471 | 3507.4975 | 1848.5443 | 1300.6518 | 0 | 0 | 0 | 7 | 0 | 0 | 0 | 0 | 6000 | 4349.6123 | 3321.647 | 1796.9858 | 1242.4218 | 0 | 0 | 0 | 7 | 0 | 0 | 0 | 0 | 6000 | 5872.4088 | 3769.6826 | 2147.1518 | 1492.1476 | 0 | 0 | 0 | 7 | 0 | 0 | 0 | 0 | 6000 | 6000 | 5196.5421 | 2541.7481 | 1841.2506 | 0 | 0 | 0 | 7 | 0 | 0 | 0 | 0 | 6000 | 6000 | 6000 | 3563.2406 | 1959.5976 | 0 | 0 | 0
0.58333 | 2655.9797 | 883.2211 | 1307.6929 | 1634.4644 | 1799.975 | 3893.3897 | 5918.3252 | 6000 | 0 | 8 | 0 | 0 | 0 | 0 | 4254.0642 | 2176.8898 | 2209.697 | 879.1952 | 606.6613 | 0 | 0 | 0 | 8 | 0 | 0 | 0 | 0 | 5872.993 | 4423.6194 | 3477.9169 | 1835.54 | 1282.025 | 0 | 0 | 0 | 8 | 0 | 0 | 0 | 0 | 6000 | 4268.0366 | 3290.8216 | 1731.302 | 1232.5185 | 0 | 0 | 0 | 8 | 0 | 0 | 0 | 0 | 6000 | 5834.2195 | 3577.3588 | 1983.197 | 1477.7344 | 0 | 0 | 0 | 8 | 0 | 0 | 0 | 0 | 6000 | 6000 | 5165.1999 | 2539.1963 | 1835.2784 | 0 | 0 | 0 | 8 | 0 | 0 | 0 | 0 | 6000 | 6000 | 6000 | 3524.5353 | 1954.6978 | 0 | 0 | 0
0.66667 | 1357.3473 | 602.5498 | 994.3903 | 1156.2577 | 1247.9611 | 1500.6176 | 1860.4208 | 3483.9286 | 0 | 9 | 0 | 0 | 0 | 0 | 4203.7722 | 2168.3218 | 2203.7848 | 872.595 | 599.1832 | 0 | 0 | 0 | 9 | 0 | 0 | 0 | 0 | 5874.9445 | 4449.2023 | 3496.1805 | 1849.5227 | 1294.9442 | 0 | 0 | 0 | 9 | 0 | 0 | 0 | 0 | 6000 | 4305.1692 | 3300.5838 | 1765.1857 | 1234.6743 | 0 | 0 | 0 | 9 | 0 | 0 | 0 | 0 | 6000 | 5803.7583 | 3775.6702 | 2108.9991 | 1493.6396 | 0 | 0 | 0 | 9 | 0 | 0 | 0 | 0 | 6000 | 6000 | 5358.689 | 2562.2474 | 1839.5683 | 0 | 0 | 0 | 9 | 0 | 0 | 0 | 0 | 6000 | 6000 | 6000 | 3648.3858 | 1970.3759 | 0 | 0 | 0
0.75 | 0 | 0 | 0 | 0 | 0 | 0 | 0 | 0 | 0 | 10 | 0 | 0 | 0 | 0 | 4220.9383 | 2167.6928 | 2203.4928 | 872.2666 | 598.8117 | 0 | 0 | 0 | 10 | 0 | 0 | 0 | 0 | 5872.6608 | 4460.8685 | 3499.2382 | 1857.175 | 1293.2163 | 0 | 0 | 0 | 10 | 0 | 0 | 0 | 0 | 6000 | 4323.7204 | 3301.9333 | 1758.7704 | 1241.2934 | 0 | 0 | 0 | 10 | 0 | 0 | 0 | 0 | 6000 | 5786.1514 | 3721.7222 | 2151.8009 | 1519.2 | 0 | 0 | 0 | 10 | 0 | 0 | 0 | 0 | 6000 | 6000 | 5127.4995 | 2533.4752 | 1856.5233 | 0 | 0 | 0 | 10 | 0 | 0 | 0 | 0 | 6000 | 6000 | 6000 | 3586.4804 | 1962.5401 | 0 | 0 | 0
0.83333 | 0 | 0 | 0 | 0 | 0 | 0 | 0 | 0 | 0
0.91667 | 0 | 0 | 0 | 0 | 0 | 0 | 0 | 0 | 0
1 | 0 | 0 | 0 | 0 | 0 | 0 | 0 | 0 | 0
1.0833 | 0 | 0 | 0 | 0 | 0 | 0 | 0 | 0 | 0
1.1667 | 0 | 0 | 0 | 0 | 0 | 0 | 0 | 0 | 0
1.25 | 0 | 0 | 0 | 0 | 0 | 0 | 0 | 0 | 0
1.3333 | 5878.9996 | 4215.2386 | 5389.4389 | 5884.4345 | 6000 | 6000 | 6000 | 6000 | 0
1.4167 | 4509.7755 | 2170.2479 | 2741.1531 | 3739.5235 | 4340.0641 | 5838.4024 | 6000 | 6000 | 0
1.5 | 3503.2873 | 2205.1147 | 2708.6281 | 3040.4985 | 3307.0619 | 3766.5836 | 5265.8236 | 6000 | 0
1.5833 | 1861.4226 | 874.0798 | 1303.6873 | 1604.977 | 1808.442 | 2152.6878 | 2549.9136 | 3644.5312 | 0
1.6667 | 1295.5638 | 600.8655 | 819.7109 | 1145.6386 | 1252.4083 | 1494.9229 | 1830.7728 | 1969.8885 | 0
1.75 | 0 | 0 | 0 | 0 | 0 | 0 | 0 | 0 | 0
1.8333 | 0 | 0 | 0 | 0 | 0 | 0 | 0 | 0 | 0
1.9167 | 0 | 0 | 0 | 0 | 0 | 0 | 0 | 0 | 0
2 | 0 | 0 | 0 | 0 | 0 | 0 | 0 | 0 | 0
2.0833 | 0 | 0 | 0 | 0 | 0 | 0 | 0 | 0 | 0
2.1667 | 0 | 0 | 0 | 0 | 0 | 0 | 0 | 0 | 0
2.25 | 0 | 0 | 0 | 0 | 0 | 0 | 0 | 0 | 0
2.3333 | 5869.4886 | 4187.2239 | 5480.7799 | 5898.296 | 6000 | 6000 | 6000 | 6000 | 0
2.4167 | 4506.7852 | 2165.5409 | 2746.8906 | 3651.263 | 4380.8907 | 5877.5487 | 6000 | 6000 | 0
2.5 | 3520.5757 | 2201.8646 | 2704.5057 | 3051.2427 | 3296.4386 | 3770.963 | 5246.4297 | 6000 | 0
2.5833 | 1862.4883 | 870.4517 | 1306.0239 | 1574.8527 | 1795.4981 | 2162.2591 | 2548.0546 | 3613.5577 | 0
2.6667 | 1295.7622 | 596.7553 | 818.0559 | 1141.0513 | 1229.5151 | 1492.6414 | 1844.9374 | 1965.9673 | 0
2.75 | 0 | 0 | 0 | 0 | 0 | 0 | 0 | 0 | 0
2.8333 | 0 | 0 | 0 | 0 | 0 | 0 | 0 | 0 | 0
2.9167 | 0 | 0 | 0 | 0 | 0 | 0 | 0 | 0 | 0
3 | 0 | 0 | 0 | 0 | 0 | 0 | 0 | 0 | 0
3.0833 | 0 | 0 | 0 | 0 | 0 | 0 | 0 | 0 | 0
3.1667 | 0 | 0 | 0 | 0 | 0 | 0 | 0 | 0 | 0
3.25 | 0 | 0 | 0 | 0 | 0 | 0 | 0 | 0 | 0
3.3333 | 5883.4415 | 4236.899 | 5366.5225 | 6000 | 6000 | 6000 | 6000 | 6000 | 0
3.4167 | 4533.1997 | 2173.8866 | 2738.3958 | 3769.0113 | 4433.4199 | 5864.1191 | 6000 | 6000 | 0
3.5 | 3522.8252 | 2207.6278 | 2703.8998 | 3069.0433 | 3330.2426 | 3771.9885 | 5238.6464 | 6000 | 0
3.5833 | 1864.6595 | 876.8853 | 1302.6169 | 1641.849 | 1801.5955 | 2145.3081 | 2547.0716 | 3625.1607 | 0
3.6667 | 1307.6436 | 604.0441 | 817.2935 | 1149.7481 | 1253.3594 | 1492.9781 | 1840.2132 | 1967.4358 | 0
3.75 | 0 | 0 | 0 | 0 | 0 | 0 | 0 | 0 | 0
3.8333 | 0 | 0 | 0 | 0 | 0 | 0 | 0 | 0 | 0
3.9167 | 0 | 0 | 0 | 0 | 0 | 0 | 0 | 0 | 0
4 | 0 | 0 | 0 | 0 | 0 | 0 | 0 | 0 | 0
4.0833 | 0 | 0 | 0 | 0 | 0 | 0 | 0 | 0 | 0
4.1667 | 0 | 0 | 0 | 0 | 0 | 0 | 0 | 0 | 0
4.25 | 0 | 0 | 0 | 0 | 0 | 0 | 0 | 0 | 0
4.3333 | 5870.3127 | 4230.5224 | 5421.5151 | 5885.7142 | 6000 | 6000 | 6000 | 6000 | 0
4.4167 | 4494.2875 | 2172.816 | 2744.3449 | 3762.4713 | 4400.1915 | 5848.1126 | 6000 | 6000 | 0
4.5 | 3497.9813 | 2206.8883 | 2708.0237 | 3038.0128 | 3309.0511 | 3776.0854 | 5262.0304 | 6000 | 0
4.5833 | 1844.2335 | 876.0595 | 1299.8108 | 1553.4533 | 1794.4575 | 2150.2315 | 2550.0277 | 3609.6944 | 0
4.6667 | 1294.0107 | 603.1083 | 822.5089 | 1130.3512 | 1235.514 | 1497.4473 | 1840.858 | 1965.4784 | 0
4.75 | 0 | 0 | 0 | 0 | 0 | 0 | 0 | 0 | 0
4.8333 | 0 | 0 | 0 | 0 | 0 | 0 | 0 | 0 | 0
4.9167 | 0 | 0 | 0 | 0 | 0 | 0 | 0 | 0 | 0
5 | 0 | 0 | 0 | 0 | 0 | 0 | 0 | 0 | 0
5.0833 | 0 | 0 | 0 | 0 | 0 | 0 | 0 | 0 | 0
5.1667 | 0 | 0 | 0 | 0 | 0 | 0 | 0 | 0 | 0
5.25 | 0 | 0 | 0 | 0 | 0 | 0 | 0 | 0 | 0
5.3333 | 5871.1917 | 4197.1943 | 5401.655 | 5919.1386 | 6000 | 6000 | 6000 | 6000 | 0
5.4167 | 4485.1187 | 2167.7091 | 2745.9411 | 3414.2068 | 4444.8481 | 5854.7178 | 6000 | 6000 | 0
5.5 | 3514.7526 | 2203.3417 | 2709.1302 | 3049.2408 | 3311.5948 | 3784.2188 | 5201.2243 | 6000 | 0
5.5833 | 1849.4793 | 872.101 | 1302.8012 | 1575.539 | 1743.2174 | 2158.49 | 2542.34 | 3516.8041 | 0
5.6667 | 1303.576 | 590.6229 | 823.9084 | 1148.254 | 1254.489 | 1500.4897 | 1846.2239 | 1953.7196 | 0
5.75 | 0 | 0 | 0 | 0 | 0 | 0 | 0 | 0 | 0
5.8333 | 0 | 0 | 0 | 0 | 0 | 0 | 0 | 0 | 0
5.9167 | 0 | 0 | 0 | 0 | 0 | 0 | 0 | 0 | 0
6 | 0 | 0 | 0 | 0 | 0 | 0 | 0 | 0 | 0
6.0833 | 0 | 0 | 0 | 0 | 0 | 0 | 0 | 0 | 0
6.1667 | 0 | 0 | 0 | 0 | 0 | 0 | 0 | 0 | 0
6.25 | 0 | 0 | 0 | 0 | 0 | 0 | 0 | 0 | 0
6.3333 | 5871.2677 | 4185.4638 | 5439.8329 | 5897.6549 | 6000 | 6000 | 6000 | 6000 | 0
6.4167 | 4497.7471 | 2165.3312 | 2743.3296 | 3724.9346 | 4349.6123 | 5872.4088 | 6000 | 6000 | 0
6.5 | 3507.4975 | 2201.716 | 2707.3198 | 3069.7518 | 3321.647 | 3769.6826 | 5196.5421 | 6000 | 0
6.5833 | 1848.5443 | 870.2857 | 1298.1194 | 1583.3661 | 1796.9858 | 2147.1518 | 2541.7481 | 3563.2406 | 0
6.6667 | 1300.6518 | 596.567 | 821.6189 | 1151.0238 | 1242.4218 | 1492.1476 | 1841.2506 | 1959.5976 | 0
6.75 | 0 | 0 | 0 | 0 | 0 | 0 | 0 | 0 | 0
6.8333 | 0 | 0 | 0 | 0 | 0 | 0 | 0 | 0 | 0
6.9167 | 0 | 0 | 0 | 0 | 0 | 0 | 0 | 0 | 0
7 | 0 | 0 | 0 | 0 | 0 | 0 | 0 | 0 | 0
7.0833 | 0 | 0 | 0 | 0 | 0 | 0 | 0 | 0 | 0
7.1667 | 0 | 0 | 0 | 0 | 0 | 0 | 0 | 0 | 0
7.25 | 0 | 0 | 0 | 0 | 0 | 0 | 0 | 0 | 0
7.3333 | 5872.993 | 4254.0642 | 5418.4352 | 5863.7232 | 6000 | 6000 | 6000 | 6000 | 0
7.4167 | 4423.6194 | 2176.8898 | 2811.5395 | 3699.4102 | 4268.0366 | 5834.2195 | 6000 | 6000 | 0
7.5 | 3477.9169 | 2209.697 | 2704.949 | 3034.1639 | 3290.8216 | 3577.3588 | 5165.1999 | 6000 | 0
7.5833 | 1835.54 | 879.1952 | 1300.0509 | 1573.2036 | 1731.302 | 1983.197 | 2539.1963 | 3524.5353 | 0
7.6667 | 1282.025 | 606.6613 | 818.5661 | 1129.8567 | 1232.5185 | 1477.7344 | 1835.2784 | 1954.6978 | 0
7.75 | 0 | 0 | 0 | 0 | 0 | 0 | 0 | 0 | 0
7.8333 | 0 | 0 | 0 | 0 | 0 | 0 | 0 | 0 | 0
7.9167 | 0 | 0 | 0 | 0 | 0 | 0 | 0 | 0 | 0
8 | 0 | 0 | 0 | 0 | 0 | 0 | 0 | 0 | 0
8.0833 | 0 | 0 | 0 | 0 | 0 | 0 | 0 | 0 | 0
8.1667 | 0 | 0 | 0 | 0 | 0 | 0 | 0 | 0 | 0
8.25 | 0 | 0 | 0 | 0 | 0 | 0 | 0 | 0 | 0
8.3333 | 5874.9445 | 4203.7722 | 5419.9903 | 5885.1247 | 6000 | 6000 | 6000 | 6000 | 0
8.4167 | 4449.2023 | 2168.3218 | 2741.8116 | 3713.0267 | 4305.1692 | 5803.7583 | 6000 | 6000 | 0
8.5 | 3496.1805 | 2203.7848 | 2706.2123 | 3044.9632 | 3300.5838 | 3775.6702 | 5358.689 | 6000 | 0
8.5833 | 1849.5227 | 872.595 | 1301.6072 | 1572.3818 | 1765.1857 | 2108.9991 | 2562.2474 | 3648.3858 | 0
8.6667 | 1294.9442 | 599.1832 | 820.2189 | 1138.2521 | 1234.6743 | 1493.6396 | 1839.5683 | 1970.3759 | 0
8.75 | 0 | 0 | 0 | 0 | 0 | 0 | 0 | 0 | 0
8.8333 | 0 | 0 | 0 | 0 | 0 | 0 | 0 | 0 | 0
8.9167 | 0 | 0 | 0 | 0 | 0 | 0 | 0 | 0 | 0
9 | 0 | 0 | 0 | 0 | 0 | 0 | 0 | 0 | 0
9.0833 | 0 | 0 | 0 | 0 | 0 | 0 | 0 | 0 | 0
9.1667 | 0 | 0 | 0 | 0 | 0 | 0 | 0 | 0 | 0
9.25 | 0 | 0 | 0 | 0 | 0 | 0 | 0 | 0 | 0
9.3333 | 5872.6608 | 4220.9383 | 5384.8502 | 5908.1644 | 6000 | 6000 | 6000 | 6000 | 0
9.4167 | 4460.8685 | 2167.6928 | 2736.828 | 3660.3107 | 4323.7204 | 5786.1514 | 6000 | 6000 | 0
9.5 | 3499.2382 | 2203.4928 | 2702.7933 | 3048.0178 | 3301.9333 | 3721.7222 | 5127.4995 | 6000 | 0
9.5833 | 1857.175 | 872.2666 | 1302.329 | 1571.1445 | 1758.7704 | 2151.8009 | 2533.4752 | 3586.4804 | 0
9.6667 | 1293.2163 | 598.8117 | 815.8942 | 1135.694 | 1241.2934 | 1519.2 | 1856.5233 | 1962.5401 | 0
9.75 | 0 | 0 | 0 | 0 | 0 | 0 | 0 | 0 | 0
9.8333 | 0 | 0 | 0 | 0 | 0 | 0 | 0 | 0 | 0
9.9167 | 0 | 0 | 0 | 0 | 0 | 0 | 0 | 0 | 0
10 | 0 | 0 | 0 | 0 | 0 | 0 | 0 | 0 | 0

## CVP_Disch
Plot F - Range of Monthly CVP Discharge flows - Scenario C-6b | [10 empty] | JAN | FEB | MAR | APR | MAY | JUN | JUL | AUG | SEP | OCT | NOV | DEC
[10 empty] | Max | 1836.1273 | 986.5045 | 979.3859 | 507.5322 | 7266.6346 | 8944.7932 | 8091.6209 | 5768.954 | 5026.943 | 2372.6383 | 1255.83 | 1010.2531
[10 empty] | 95% percentile | 931.485 | 330.1683 | 335.787 | 291.9749 | 7240.4996 | 8916.31 | 7267.3933 | 4687.1939 | 4439.773 | 1758.1723 | 1007.9734 | 713.5842
[10 empty] | 75% Percentile | 466.7379 | 259.7289 | 237.1858 | 229.5979 | 6879.006 | 7898.5706 | 5787.6425 | 3563.7724 | 3317.8245 | 1157.2438 | 694.8464 | 521.4292
[10 empty] | Median | 391.7871 | 224.9257 | 201.1694 | 168.9087 | 4893.9546 | 6920.8562 | 5469.8514 | 3008.6988 | 2724.8712 | 863.9161 | 459.7013 | 395.5731
[10 empty] | Mean | 449.8381 | 202.5413 | 181.8319 | 148.2246 | 5204.5939 | 6919.6391 | 5328.2379 | 2681.0803 | 2890.1064 | 947.5991 | 522.3373 | 402.0587
| Mean | S.D. | Least Result | 5% | 25% | Median | 75% | 95% | Greatest Result | Min | 88.9245 | 0 | 0 | 0 | 2398.2328 | 3158.9297 | 1418.3256 | 0 | 1157.9587 | 0 | 0 | 0
| 0 | [9 empty] | JAN: MIN |  | MEAN | [12 empty] | MEDIAN | [12 empty] | 75% | [12 empty] | 95% | [12 empty] | MAX
Time (yr) | Total_Faro_Discharge:Mean | Total_Faro_Discharge:Least Result | Total_Faro_Discharge:5% | Total_Faro_Discharge:25% | Total_Faro_Discharge:Median | Total_Faro_Discharge:75% | Total_Faro_Discharge:95% | Total_Faro_Discharge:Greatest Result | Greatest Result |  | 1 | 2 | 3 | 4 | 5 | 6 | 7 | 8 | 9 | 10 | 11 | 12 |  | 1 | 2 | 3 | 4 | 5 | 6 | 7 | 8 | 9 | 10 | 11 | 12 |  | 1 | 2 | 3 | 4 | 5 | 6 | 7 | 8 | 9 | 10 | 11 | 12 |  | 1 | 2 | 3 | 4 | 5 | 6 | 7 | 8 | 9 | 10 | 11 | 12 |  | 1 | 2 | 3 | 4 | 5 | 6 | 7 | 8 | 9 | 10 | 11 | 12 |  | 1 | 2 | 3 | 4 | 5 | 6 | 7 | 8 | 9 | 10 | 11 | 12
0 | 1003.2906 | 889.2451 | 940.9086 | 979.7186 | 1000.1486 | 1028.1622 | 1072.139 | 1098.1412 | 0 | 1 | 889.2451 | 0 | 0 | 0 | 3885.5336 | 6865.2911 | 2384.4227 | 0 | 1305.6531 | 0 | 0 | 0 | 1 | 1003.2906 | 552.7459 | 364.4181 | 270.2643 | 6090.0866 | 7840.607 | 6860.9596 | 3201.5761 | 2955.9585 | 907.0674 | 506.3963 | 413.627 | 1 | 1000.1486 | 555.2395 | 367.5456 | 285.6028 | 7258.8869 | 7256.1292 | 7240.6334 | 2905.0927 | 2607.4021 | 830.2388 | 439.7414 | 381.0482 | 1 | 1028.1622 | 580.6805 | 392.0495 | 319.6777 | 7266.7062 | 8898.1488 | 7617.9247 | 3938.867 | 3506.7746 | 1137.3021 | 698.3862 | 513.5028 | 1 | 1072.139 | 611.8118 | 422.7434 | 352.5455 | 7286.0902 | 8925.7847 | 8120.4463 | 6956.302 | 4612.4458 | 1719.4467 | 1015.2465 | 741.5369 | 1 | 1098.1412 | 641.1622 | 448.66 | 376.7865 | 7312.3968 | 8951.4745 | 8155.2717 | 8611.4428 | 6497.5513 | 2036.0224 | 1182.2451 | 2011.6263
0.083333 | 552.7459 | 0 | 500.4581 | 548.1038 | 555.2395 | 580.6805 | 611.8118 | 641.1622 | 0 | 2 | 0 | 0 | 0 | 0 | 2030.6099 | 3661.9642 | 854.1138 | 0 | 1153.4435 | 0 | 0 | 0 | 2 | 372.4042 | 207.6273 | 197.9296 | 180.1114 | 5680.6171 | 6471.2936 | 4830.5533 | 2655.7726 | 2852.7201 | 930.913 | 514.7405 | 399.0752 | 2 | 316.0334 | 196.7031 | 194.5505 | 195.3544 | 6808.9078 | 6605.5181 | 5008.532 | 2825.5379 | 2709.0464 | 848.2107 | 457.8046 | 359.5165 | 2 | 396.3748 | 238.166 | 230.822 | 237.9144 | 7223.8314 | 7231.7787 | 5455.7912 | 3571.2233 | 3278.392 | 1188.6546 | 719.1179 | 528.1328 | 2 | 954.0544 | 394.7456 | 343.8597 | 304.071 | 7242.7444 | 8908.0895 | 6771.3321 | 4937.6581 | 4283.1768 | 1662.4258 | 919.0362 | 685.3631 | 2 | 2085.0175 | 1628.0304 | 1621.0432 | 953.2566 | 7267.7643 | 8945.0379 | 7424.6419 | 6585.0236 | 4906.4108 | 2458.7084 | 1258.6641 | 1245.2345
0.16667 | 364.4181 | 0 | 290.4279 | 353.6499 | 367.5456 | 392.0495 | 422.7434 | 448.66 | 0 | 3 | 0 | 0 | 0 | 0 | 2045.2399 | 3385.1247 | 1192.3847 | 0 | 1012.6209 | 0 | 0 | 0 | 3 | 414.2405 | 184.9624 | 169.9935 | 145.3374 | 5072.7241 | 6774.1168 | 5224.2942 | 2480.4756 | 2928.2211 | 1000.8527 | 553.9572 | 418.5275 | 3 | 321.3541 | 193.8958 | 182.9503 | 181.8926 | 4331.5694 | 6768.2159 | 5357.1671 | 2886.7251 | 2796.0191 | 896.3799 | 466.2773 | 441.715 | 3 | 392.3406 | 225.148 | 230.7154 | 229.7398 | 7215.134 | 7648.7383 | 5629.877 | 3470.2906 | 3440.6174 | 1333.8985 | 726.2546 | 535.5074 | 3 | 1092.3447 | 300.1774 | 337.6051 | 292.0424 | 7237.7599 | 8909.9072 | 7091.1003 | 4429.8345 | 4423.6658 | 1715.592 | 1001.1406 | 696.458 | 3 | 1998.6149 | 1067.3897 | 758.7196 | 478.2475 | 7297.6057 | 8944.9812 | 8155.4909 | 5566.2399 | 4589.9045 | 2442.1905 | 1251.8205 | 738.6231
0.25 | 270.2643 | 0 | 0 | 269.6741 | 285.6028 | 319.6777 | 352.5455 | 376.7865 | 0 | 4 | 0 | 0 | 0 | 0 | 2190.96 | 0 | 1405.8378 | 0 | 1304.4448 | 0 | 0 | 0 | 4 | 365.8934 | 148.3059 | 160.7486 | 143.3201 | 5212.5458 | 6799.4572 | 5205.0374 | 2532.6831 | 2949.4025 | 907.8737 | 506.8874 | 388.5526 | 4 | 329.2463 | 188.413 | 182.2465 | 189.68 | 4452.04 | 6931.1101 | 5259.5585 | 2989.6259 | 2769.8755 | 842.4077 | 452.364 | 365.6361 | 4 | 399.3145 | 228.9342 | 215.5294 | 221.4804 | 7213.9106 | 7906.3204 | 5585.3102 | 3432.9592 | 3390.5025 | 1105.6808 | 676.9042 | 514.1895 | 4 | 570.3457 | 273.2465 | 312.8352 | 282.5026 | 7236.9073 | 8915.5663 | 7305.0769 | 4259.2637 | 4614.2432 | 1695.4572 | 956.6567 | 693.0583 | 4 | 1923.4749 | 561.7546 | 1207.5165 | 436.8214 | 7266.8663 | 8945.0379 | 8155.3209 | 5239.7593 | 4936.2253 | 2035.3212 | 1182.0865 | 845.8692
0.33333 | 6090.0866 | 3885.5336 | 3888.9135 | 3912.6551 | 7258.8869 | 7266.7062 | 7286.0902 | 7312.3968 | 0 | 5 | 0 | 0 | 0 | 0 | 2147.0427 | 691.923 | 854.2802 | 0 | 1303.3427 | 0 | 0 | 0 | 5 | 408.0488 | 158.9462 | 170.5759 | 116.7516 | 5095.8969 | 6824.1472 | 5231.8819 | 2633.0191 | 2907.175 | 950.1524 | 530.1418 | 385.872 | 5 | 323.4429 | 188.6504 | 177.9531 | 156.1277 | 4478.9579 | 6816.3184 | 5356.5123 | 3071.0816 | 2689.8133 | 851.4149 | 457.2964 | 354.5413 | 5 | 392.8456 | 223.0451 | 217.4764 | 212.6926 | 6876.2285 | 7643.2332 | 5646.6577 | 3445.2516 | 3413.7529 | 1114.1177 | 710.9757 | 511.1811 | 5 | 1307.1827 | 270.9876 | 290.5031 | 263.9159 | 7236.9191 | 8916.9315 | 7221.1436 | 4268.8534 | 4545.5667 | 1712.7743 | 998.8885 | 700.8291 | 5 | 2181.9676 | 1264.7425 | 1859.7849 | 332.8916 | 7267.7001 | 8941.3259 | 8250.7692 | 5279.5802 | 4942.4626 | 2361.1841 | 1195.8797 | 727.0666
0.41667 | 7840.607 | 6865.2911 | 7225.0445 | 7242.8332 | 7256.1292 | 8898.1488 | 8925.7847 | 8951.4745 | 0 | 6 | 0 | 0 | 0 | 0 | 1999.5417 | 3388.9758 | 1087.0667 | 0 | 1300.7741 | 0 | 0 | 0 | 6 | 399.2307 | 189.1564 | 150.4139 | 114.893 | 5028.2956 | 6847.3581 | 5200.4101 | 2604.9145 | 2880.8665 | 995.5887 | 548.8163 | 421.1411 | 6 | 328.4095 | 193.6248 | 180.4725 | 0 | 4337.492 | 6859.4015 | 5194.9804 | 3060.5195 | 2841.0947 | 880.8787 | 481.4916 | 432.1753 | 6 | 406.6191 | 230.7367 | 218.0473 | 206.6479 | 6852.6002 | 7957.0267 | 5642.386 | 3706.5079 | 3400.7205 | 1169.6346 | 722.7472 | 532.6787 | 6 | 764.0514 | 333.17 | 292.9307 | 294.1142 | 7227.3062 | 8920.2655 | 7231.5623 | 4499.3816 | 4173.7668 | 1710.8164 | 998.3083 | 698.867 | 6 | 2140.698 | 1630.06 | 945.796 | 599.5597 | 7238.2965 | 8944.9821 | 8155.49 | 5186.7039 | 4588.7878 | 2574.4361 | 1412.2909 | 920.9423
0.5 | 6860.9596 | 2384.4227 | 3554.8172 | 6452.7289 | 7240.6334 | 7617.9247 | 8120.4463 | 8155.2717 | 0 | 7 | 0 | 0 | 0 | 0 | 2051.754 | 3417.5713 | 1307.362 | 0 | 1348.7961 | 0 | 0 | 0 | 7 | 420.3292 | 137.8424 | 137.0239 | 129.2378 | 4828.46 | 6997.3437 | 5202.5534 | 2658.9419 | 2921.7551 | 953.2062 | 517.8498 | 411.9464 | 7 | 330.7896 | 186.8847 | 179.9173 | 185.237 | 4180.3938 | 7139.028 | 5345.3784 | 3004.7457 | 2718.2291 | 871.0841 | 455.6959 | 422.3223 | 7 | 419.8041 | 218.9079 | 213.7212 | 220.1256 | 6408.4379 | 8013.9584 | 5578.8443 | 3545.9037 | 3333.3537 | 1154.0261 | 710.2029 | 531.3138 | 7 | 1179.2787 | 274.2584 | 299.8903 | 265.2485 | 7236.562 | 8920.9986 | 7302.6446 | 4471.0342 | 4533.7739 | 1720.2377 | 977.5549 | 713.8374 | 7 | 2155.1645 | 465.8887 | 334.7198 | 313.4681 | 7240.8535 | 8945.0454 | 8155.49 | 5285.9214 | 4944.0082 | 2460.0407 | 1252.3077 | 895.5427
0.58333 | 3201.5761 | 0 | 0 | 2379.4984 | 2905.0927 | 3938.867 | 6956.302 | 8611.4428 | 0 | 8 | 0 | 0 | 0 | 0 | 2110.366 | 3396.4733 | 2515.334 | 0 | 1323.9678 | 0 | 0 | 0 | 8 | 375.9263 | 178.837 | 158.1514 | 117.1884 | 4770.1569 | 6972.0948 | 5314.7004 | 2820.7272 | 2739.3478 | 848.4649 | 460.3409 | 355.139 | 8 | 317.1058 | 187.5289 | 182.2547 | 148.0935 | 4194.7942 | 6932.2363 | 5328.8944 | 3114.7244 | 2527.0249 | 830.7992 | 438.8203 | 345.8927 | 8 | 413.6562 | 215.0704 | 215.901 | 210.3912 | 5562.0551 | 7930.653 | 5499.5337 | 3408.5886 | 2959.3485 | 940.9476 | 563.9148 | 489.8393 | 8 | 681.6563 | 313.3779 | 402.0164 | 300.0263 | 7224.4691 | 8919.7468 | 7278.1358 | 4264.7683 | 4331.2373 | 1789.7446 | 1047.0265 | 724.2939 | 8 | 2000.4525 | 1701.7115 | 784.43 | 486.2398 | 7260.6829 | 8943.7776 | 8155.49 | 5194.4211 | 4910.2739 | 2418.5831 | 1222.5466 | 856.6761
0.66667 | 2955.9585 | 1305.6531 | 1925.3363 | 2307.9433 | 2607.4021 | 3506.7746 | 4612.4458 | 6497.5513 | 0 | 9 | 0 | 0 | 0 | 0 | 3215.6021 | 3397.4372 | 2070.8727 | 0 | 244.0465 | 0 | 0 | 0 | 9 | 349.5042 | 125.6683 | 144.9349 | 120.7774 | 5175.6959 | 6862.7066 | 5146.7266 | 2585.0784 | 2838.7423 | 1015.2369 | 545.5706 | 419.9444 | 9 | 322.2221 | 171.9942 | 180.9349 | 165.9098 | 4473.3777 | 6971.8895 | 5259.4404 | 3100.9839 | 2809.1399 | 896.68 | 475.1715 | 431.6319 | 9 | 401.102 | 214.5208 | 217.4637 | 211.0625 | 7046.6874 | 7927.2934 | 5641.8598 | 3584.9003 | 3207.01 | 1277.0649 | 711.1264 | 529.1132 | 9 | 708.8933 | 250.9428 | 321.1555 | 265.0027 | 7240.4737 | 8916.9362 | 7238.0504 | 4272.4921 | 4345.6991 | 2128.2329 | 1135.6173 | 761.56 | 9 | 1396.3501 | 564.4208 | 391.433 | 299.8057 | 7260.8312 | 8945.0379 | 8154.7946 | 5182.4837 | 4980.8205 | 2522.071 | 1368.0013 | 1015.6611
0.75 | 907.0674 | 0 | 0 | 712.2298 | 830.2388 | 1137.3021 | 1719.4467 | 2036.0224 | 0 | 10 | 0 | 0 | 0 | 0 | 2305.6787 | 3384.5359 | 511.5816 | 0 | 1282.4979 | 0 | 0 | 0 | 10 | 389.5134 | 141.3215 | 164.129 | 144.3651 | 5091.4598 | 6807.2655 | 5065.2622 | 2637.614 | 2926.8755 | 966.6352 | 538.6721 | 406.7619 | 10 | 329.1191 | 186.3223 | 182.8682 | 181.1895 | 4423.1258 | 6928.7152 | 5347.4172 | 3127.951 | 2781.067 | 891.0676 | 472.3502 | 421.2517 | 10 | 417.1594 | 222.0795 | 220.1322 | 226.2465 | 7124.4689 | 7828.5549 | 5578.2402 | 3533.232 | 3247.7728 | 1151.1111 | 708.8343 | 528.8335 | 10 | 984.9033 | 278.9652 | 334.3308 | 300.28 | 7235.7646 | 8908.8737 | 7114.4408 | 4512.3516 | 4534.1546 | 1726.9958 | 1030.2585 | 720.0383 | 10 | 1381.3916 | 339.8844 | 1441.756 | 798.2455 | 7253.3483 | 8941.2314 | 8153.4502 | 5557.9639 | 4972.9847 | 2417.8254 | 1232.4573 | 845.2888
0.83333 | 506.3963 | 0 | 0 | 377.5319 | 439.7414 | 698.3862 | 1015.2465 | 1182.2451 | 0
0.91667 | 413.627 | 0 | 0 | 314.1066 | 381.0482 | 513.5028 | 741.5369 | 2011.6263 | 0
1 | 372.4042 | 0 | 132.9689 | 270.8916 | 316.0334 | 396.3748 | 954.0544 | 2085.0175 | 0
1.0833 | 207.6273 | 0 | 0 | 165.0877 | 196.7031 | 238.166 | 394.7456 | 1628.0304 | 0
1.1667 | 197.9296 | 0 | 0 | 156.7294 | 194.5505 | 230.822 | 343.8597 | 1621.0432 | 0
1.25 | 180.1114 | 0 | 0 | 147.2222 | 195.3544 | 237.9144 | 304.071 | 953.2566 | 0
1.3333 | 5680.6171 | 2030.6099 | 3565.5992 | 3938.5505 | 6808.9078 | 7223.8314 | 7242.7444 | 7267.7643 | 0
1.4167 | 6471.2936 | 3661.9642 | 4111.8657 | 5483.2604 | 6605.5181 | 7231.7787 | 8908.0895 | 8945.0379 | 0
1.5 | 4830.5533 | 854.1138 | 2093.8614 | 4266.996 | 5008.532 | 5455.7912 | 6771.3321 | 7424.6419 | 0
1.5833 | 2655.7726 | 0 | 0 | 2162.821 | 2825.5379 | 3571.2233 | 4937.6581 | 6585.0236 | 0
1.6667 | 2852.7201 | 1153.4435 | 1781.651 | 2276.9365 | 2709.0464 | 3278.392 | 4283.1768 | 4906.4108 | 0
1.75 | 930.913 | 0 | 0 | 712.6137 | 848.2107 | 1188.6546 | 1662.4258 | 2458.7084 | 0
1.8333 | 514.7405 | 0 | 0 | 380.6306 | 457.8046 | 719.1179 | 919.0362 | 1258.6641 | 0
1.9167 | 399.0752 | 0 | 0 | 297.8239 | 359.5165 | 528.1328 | 685.3631 | 1245.2345 | 0
2 | 414.2405 | 0 | 217.5057 | 272.9173 | 321.3541 | 392.3406 | 1092.3447 | 1998.6149 | 0
2.0833 | 184.9624 | 0 | 0 | 158.4692 | 193.8958 | 225.148 | 300.1774 | 1067.3897 | 0
2.1667 | 169.9935 | 0 | 0 | 0 | 182.9503 | 230.7154 | 337.6051 | 758.7196 | 0
2.25 | 145.3374 | 0 | 0 | 0 | 181.8926 | 229.7398 | 292.0424 | 478.2475 | 0
2.3333 | 5072.7241 | 2045.2399 | 3403.5892 | 3808.6274 | 4331.5694 | 7215.134 | 7237.7599 | 7297.6057 | 0
2.4167 | 6774.1168 | 3385.1247 | 4199.9223 | 5836.1024 | 6768.2159 | 7648.7383 | 8909.9072 | 8944.9812 | 0
2.5 | 5224.2942 | 1192.3847 | 3471.8903 | 4597.7053 | 5357.1671 | 5629.877 | 7091.1003 | 8155.4909 | 0
2.5833 | 2480.4756 | 0 | 0 | 977.0841 | 2886.7251 | 3470.2906 | 4429.8345 | 5566.2399 | 0
2.6667 | 2928.2211 | 1012.6209 | 1898.1098 | 2320.9875 | 2796.0191 | 3440.6174 | 4423.6658 | 4589.9045 | 0
2.75 | 1000.8527 | 0 | 0 | 773.5184 | 896.3799 | 1333.8985 | 1715.592 | 2442.1905 | 0
2.8333 | 553.9572 | 0 | 0 | 413.1359 | 466.2773 | 726.2546 | 1001.1406 | 1251.8205 | 0
2.9167 | 418.5275 | 0 | 0 | 326.6988 | 441.715 | 535.5074 | 696.458 | 738.6231 | 0
3 | 365.8934 | 0 | 166.0014 | 279.5341 | 329.2463 | 399.3145 | 570.3457 | 1923.4749 | 0
3.0833 | 148.3059 | 0 | 0 | 0 | 188.413 | 228.9342 | 273.2465 | 561.7546 | 0
3.1667 | 160.7486 | 0 | 0 | 0 | 182.2465 | 215.5294 | 312.8352 | 1207.5165 | 0
3.25 | 143.3201 | 0 | 0 | 0 | 189.68 | 221.4804 | 282.5026 | 436.8214 | 0
3.3333 | 5212.5458 | 2190.96 | 3576.187 | 3836.2085 | 4452.04 | 7213.9106 | 7236.9073 | 7266.8663 | 0
3.4167 | 6799.4572 | 0 | 4097.7402 | 5779.8617 | 6931.1101 | 7906.3204 | 8915.5663 | 8945.0379 | 0
3.5 | 5205.0374 | 1405.8378 | 3051.1515 | 4613.3556 | 5259.5585 | 5585.3102 | 7305.0769 | 8155.3209 | 0
3.5833 | 2532.6831 | 0 | 0 | 1763.1396 | 2989.6259 | 3432.9592 | 4259.2637 | 5239.7593 | 0
3.6667 | 2949.4025 | 1304.4448 | 1828.7637 | 2361.7285 | 2769.8755 | 3390.5025 | 4614.2432 | 4936.2253 | 0
3.75 | 907.8737 | 0 | 0 | 729.3845 | 842.4077 | 1105.6808 | 1695.4572 | 2035.3212 | 0
3.8333 | 506.8874 | 0 | 0 | 396.7047 | 452.364 | 676.9042 | 956.6567 | 1182.0865 | 0
3.9167 | 388.5526 | 0 | 0 | 316.3072 | 365.6361 | 514.1895 | 693.0583 | 845.8692 | 0
4 | 408.0488 | 0 | 166.0195 | 283.02 | 323.4429 | 392.8456 | 1307.1827 | 2181.9676 | 0
4.0833 | 158.9462 | 0 | 0 | 0 | 188.6504 | 223.0451 | 270.9876 | 1264.7425 | 0
4.1667 | 170.5759 | 0 | 0 | 0 | 177.9531 | 217.4764 | 290.5031 | 1859.7849 | 0
4.25 | 116.7516 | 0 | 0 | 0 | 156.1277 | 212.6926 | 263.9159 | 332.8916 | 0
4.3333 | 5095.8969 | 2147.0427 | 3555.2126 | 3834.8509 | 4478.9579 | 6876.2285 | 7236.9191 | 7267.7001 | 0
4.4167 | 6824.1472 | 691.923 | 3801.4256 | 5934.5008 | 6816.3184 | 7643.2332 | 8916.9315 | 8941.3259 | 0
4.5 | 5231.8819 | 854.2802 | 3029.6298 | 4761.2378 | 5356.5123 | 5646.6577 | 7221.1436 | 8250.7692 | 0
4.5833 | 2633.0191 | 0 | 0 | 2165.877 | 3071.0816 | 3445.2516 | 4268.8534 | 5279.5802 | 0
4.6667 | 2907.175 | 1303.3427 | 1892.9749 | 2330.4003 | 2689.8133 | 3413.7529 | 4545.5667 | 4942.4626 | 0
4.75 | 950.1524 | 0 | 0 | 770.077 | 851.4149 | 1114.1177 | 1712.7743 | 2361.1841 | 0
4.8333 | 530.1418 | 0 | 0 | 410.8352 | 457.2964 | 710.9757 | 998.8885 | 1195.8797 | 0
4.9167 | 385.872 | 0 | 0 | 309.5506 | 354.5413 | 511.1811 | 700.8291 | 727.0666 | 0
5 | 399.2307 | 0 | 145.3815 | 271.2809 | 328.4095 | 406.6191 | 764.0514 | 2140.698 | 0
5.0833 | 189.1564 | 0 | 0 | 0 | 193.6248 | 230.7367 | 333.17 | 1630.06 | 0
5.1667 | 150.4139 | 0 | 0 | 0 | 180.4725 | 218.0473 | 292.9307 | 945.796 | 0
5.25 | 114.893 | 0 | 0 | 0 | 0 | 206.6479 | 294.1142 | 599.5597 | 0
5.3333 | 5028.2956 | 1999.5417 | 3664.9055 | 3999.1302 | 4337.492 | 6852.6002 | 7227.3062 | 7238.2965 | 0
5.4167 | 6847.3581 | 3388.9758 | 4334.6398 | 5834.6593 | 6859.4015 | 7957.0267 | 8920.2655 | 8944.9821 | 0
5.5 | 5200.4101 | 1087.0667 | 3041.5382 | 4603.3611 | 5194.9804 | 5642.386 | 7231.5623 | 8155.49 | 0
5.5833 | 2604.9145 | 0 | 0 | 1764.9859 | 3060.5195 | 3706.5079 | 4499.3816 | 5186.7039 | 0
5.6667 | 2880.8665 | 1300.7741 | 1691.6793 | 2320.5496 | 2841.0947 | 3400.7205 | 4173.7668 | 4588.7878 | 0
5.75 | 995.5887 | 0 | 0 | 756.6655 | 880.8787 | 1169.6346 | 1710.8164 | 2574.4361 | 0
5.8333 | 548.8163 | 0 | 0 | 410.7358 | 481.4916 | 722.7472 | 998.3083 | 1412.2909 | 0
5.9167 | 421.1411 | 0 | 0 | 320.6271 | 432.1753 | 532.6787 | 698.867 | 920.9423 | 0
6 | 420.3292 | 0 | 232.3768 | 280.7881 | 330.7896 | 419.8041 | 1179.2787 | 2155.1645 | 0
6.0833 | 137.8424 | 0 | 0 | 0 | 186.8847 | 218.9079 | 274.2584 | 465.8887 | 0
6.1667 | 137.0239 | 0 | 0 | 0 | 179.9173 | 213.7212 | 299.8903 | 334.7198 | 0
6.25 | 129.2378 | 0 | 0 | 0 | 185.237 | 220.1256 | 265.2485 | 313.4681 | 0
6.3333 | 4828.46 | 2051.754 | 3585.3856 | 3808.319 | 4180.3938 | 6408.4379 | 7236.562 | 7240.8535 | 0
6.4167 | 6997.3437 | 3417.5713 | 4427.6465 | 6141.3374 | 7139.028 | 8013.9584 | 8920.9986 | 8945.0454 | 0
6.5 | 5202.5534 | 1307.362 | 2814.5968 | 4622.7984 | 5345.3784 | 5578.8443 | 7302.6446 | 8155.49 | 0
6.5833 | 2658.9419 | 0 | 38.4667 | 2257.3676 | 3004.7457 | 3545.9037 | 4471.0342 | 5285.9214 | 0
6.6667 | 2921.7551 | 1348.7961 | 1879.7756 | 2361.0937 | 2718.2291 | 3333.3537 | 4533.7739 | 4944.0082 | 0
6.75 | 953.2062 | 0 | 0 | 739.8514 | 871.0841 | 1154.0261 | 1720.2377 | 2460.0407 | 0
6.8333 | 517.8498 | 0 | 0 | 384.3857 | 455.6959 | 710.2029 | 977.5549 | 1252.3077 | 0
6.9167 | 411.9464 | 0 | 0 | 321.4327 | 422.3223 | 531.3138 | 713.8374 | 895.5427 | 0
7 | 375.9263 | 0 | 143.8363 | 284.596 | 317.1058 | 413.6562 | 681.6563 | 2000.4525 | 0
7.0833 | 178.837 | 0 | 0 | 0 | 187.5289 | 215.0704 | 313.3779 | 1701.7115 | 0
7.1667 | 158.1514 | 0 | 0 | 0 | 182.2547 | 215.901 | 402.0164 | 784.43 | 0
7.25 | 117.1884 | 0 | 0 | 0 | 148.0935 | 210.3912 | 300.0263 | 486.2398 | 0
7.3333 | 4770.1569 | 2110.366 | 3434.2375 | 3824.402 | 4194.7942 | 5562.0551 | 7224.4691 | 7260.6829 | 0
7.4167 | 6972.0948 | 3396.4733 | 4417.3449 | 6098.9175 | 6932.2363 | 7930.653 | 8919.7468 | 8943.7776 | 0
7.5 | 5314.7004 | 2515.334 | 3908.0508 | 4771.9876 | 5328.8944 | 5499.5337 | 7278.1358 | 8155.49 | 0
7.5833 | 2820.7272 | 0 | 0 | 2779.7682 | 3114.7244 | 3408.5886 | 4264.7683 | 5194.4211 | 0
7.6667 | 2739.3478 | 1323.9678 | 1965.1808 | 2349.6253 | 2527.0249 | 2959.3485 | 4331.2373 | 4910.2739 | 0
7.75 | 848.4649 | 0 | 0 | 776.065 | 830.7992 | 940.9476 | 1789.7446 | 2418.5831 | 0
7.8333 | 460.3409 | 0 | 0 | 400.898 | 438.8203 | 563.9148 | 1047.0265 | 1222.5466 | 0
7.9167 | 355.139 | 0 | 0 | 299.1386 | 345.8927 | 489.8393 | 724.2939 | 856.6761 | 0
8 | 349.5042 | 0 | 0 | 269.346 | 322.2221 | 401.102 | 708.8933 | 1396.3501 | 0
8.0833 | 125.6683 | 0 | 0 | 0 | 171.9942 | 214.5208 | 250.9428 | 564.4208 | 0
8.1667 | 144.9349 | 0 | 0 | 0 | 180.9349 | 217.4637 | 321.1555 | 391.433 | 0
8.25 | 120.7774 | 0 | 0 | 0 | 165.9098 | 211.0625 | 265.0027 | 299.8057 | 0
8.3333 | 5175.6959 | 3215.6021 | 3560.2843 | 3885.7348 | 4473.3777 | 7046.6874 | 7240.4737 | 7260.8312 | 0
8.4167 | 6862.7066 | 3397.4372 | 4546.0637 | 5796.4866 | 6971.8895 | 7927.2934 | 8916.9362 | 8945.0379 | 0
8.5 | 5146.7266 | 2070.8727 | 2752.1269 | 4527.4502 | 5259.4404 | 5641.8598 | 7238.0504 | 8154.7946 | 0
8.5833 | 2585.0784 | 0 | 0 | 2065.6229 | 3100.9839 | 3584.9003 | 4272.4921 | 5182.4837 | 0
8.6667 | 2838.7423 | 244.0465 | 1778.9174 | 2321.6783 | 2809.1399 | 3207.01 | 4345.6991 | 4980.8205 | 0
8.75 | 1015.2369 | 0 | 0 | 740.109 | 896.68 | 1277.0649 | 2128.2329 | 2522.071 | 0
8.8333 | 545.5706 | 0 | 0 | 384.6487 | 475.1715 | 711.1264 | 1135.6173 | 1368.0013 | 0
8.9167 | 419.9444 | 0 | 0 | 320.0731 | 431.6319 | 529.1132 | 761.56 | 1015.6611 | 0
9 | 389.5134 | 0 | 215.0469 | 277.0218 | 329.1191 | 417.1594 | 984.9033 | 1381.3916 | 0
9.0833 | 141.3215 | 0 | 0 | 0 | 186.3223 | 222.0795 | 278.9652 | 339.8844 | 0
9.1667 | 164.129 | 0 | 0 | 0 | 182.8682 | 220.1322 | 334.3308 | 1441.756 | 0
9.25 | 144.3651 | 0 | 0 | 0 | 181.1895 | 226.2465 | 300.28 | 798.2455 | 0
9.3333 | 5091.4598 | 2305.6787 | 3485.0486 | 3841.0164 | 4423.1258 | 7124.4689 | 7235.7646 | 7253.3483 | 0
9.4167 | 6807.2655 | 3384.5359 | 4117.2838 | 5715.5864 | 6928.7152 | 7828.5549 | 8908.8737 | 8941.2314 | 0
9.5 | 5065.2622 | 511.5816 | 2401.0605 | 4602.9614 | 5347.4172 | 5578.2402 | 7114.4408 | 8153.4502 | 0
9.5833 | 2637.614 | 0 | 0 | 2208.9467 | 3127.951 | 3533.232 | 4512.3516 | 5557.9639 | 0
9.6667 | 2926.8755 | 1282.4979 | 1892.6337 | 2404.8882 | 2781.067 | 3247.7728 | 4534.1546 | 4972.9847 | 0
9.75 | 966.6352 | 0 | 0 | 776.1222 | 891.0676 | 1151.1111 | 1726.9958 | 2417.8254 | 0
9.8333 | 538.6721 | 0 | 0 | 415.3098 | 472.3502 | 708.8343 | 1030.2585 | 1232.4573 | 0
9.9167 | 406.7619 | 0 | 0 | 318.9064 | 421.2517 | 528.8335 | 720.0383 | 845.2888 | 0
10 | 383.9166 | 0 | 195.8882 | 286.5827 | 328.3729 | 405.8007 | 819.2396 | 1822.1491 | 0

## WTP_conc
Plot F - Range of Monthly Effluent Concentration after settling at CVP - Scenario C-6b | [10 empty] | JAN | FEB | MAR | APR | MAY | JUN | JUL | AUG | SEP | OCT | NOV | DEC
[10 empty] | Max | MAY: 0.2; JUN: 0.2; JUL: 0.2; AUG: 0.2; SEP: 0.2; OCT: 0; NOV: 0
[10 empty] | 95% percentile | MAY: 0.2; JUN: 0.2; JUL: 0.2; AUG: 0.2; SEP: 0.2; OCT: 0; NOV: 0
[10 empty] | 75% Percentile | MAY: 0.2; JUN: 0.2; JUL: 0.2; AUG: 0.2; SEP: 0.2; OCT: 0; NOV: 0
[10 empty] | Median | MAY: 0.2; JUN: 0.2; JUL: 0.2; AUG: 0.2; SEP: 0.2; OCT: 0; NOV: 0
[10 empty] | Mean | MAY: 0.2; JUN: 0.2; JUL: 0.2; AUG: 0.2; SEP: 0.2; OCT: 0; NOV: 0
[10 empty] | Min | MAY: 0.2; JUN: 0.2; JUL: 0.2; AUG: 0.2; SEP: 0.2; OCT: 0; NOV: 0
[11 empty] | JAN: MIN |  | MEAN | [12 empty] | MEDIAN | [12 empty] | 75% | [12 empty] | 95% | [12 empty] | MAX
Time (yr) | SelectorWQ:Mean | SelectorWQ:Least Result | SelectorWQ:5% | SelectorWQ:25% | SelectorWQ:Median | SelectorWQ:75% | SelectorWQ:95% | SelectorWQ:Greatest Result | Greatest Result |  | 1 | 2 | 3 | 4 | 5 | 6 | 7 | 8 | 9 | 10 | 11 | 12 |  | 1 | 2 | 3 | 4 | 5 | 6 | 7 | 8 | 9 | 10 | 11 | 12 |  | 1 | 2 | 3 | 4 | 5 | 6 | 7 | 8 | 9 | 10 | 11 | 12 |  | 1 | 2 | 3 | 4 | 5 | 6 | 7 | 8 | 9 | 10 | 11 | 12 |  | 1 | 2 | 3 | 4 | 5 | 6 | 7 | 8 | 9 | 10 | 11 | 12 |  | 1 | 2 | 3 | 4 | 5 | 6 | 7 | 8 | 9 | 10 | 11 | 12
0 | 0 | 0 | 0 | 0 | 0 | 0 | 0 | 0 | 0 | 1 | 0 | 0 | 0 | 0 | 0.2 | 0.2 | 0.2 | 0.2 | 0.2 | 0 | 0 | 0 | 1 | 0 | 0 | 0 | 0 | 0.2 | 0.2 | 0.2 | 0.2 | 0.2 | 0 | 0 | 0 | 1 | 0 | 0 | 0 | 0 | 0.2 | 0.2 | 0.2 | 0.2 | 0.2 | 0 | 0 | 0 | 1 | 0 | 0 | 0 | 0 | 0.2 | 0.2 | 0.2 | 0.2 | 0.2 | 0 | 0 | 0 | 1 | 0 | 0 | 0 | 0 | 0.2 | 0.2 | 0.2 | 0.2 | 0.2 | 0 | 0 | 0 | 1 | 0 | 0 | 0 | 0 | 0.2 | 0.2 | 0.2 | 0.2 | 0.2 | 0 | 0 | 0
0.083333 | 0 | 0 | 0 | 0 | 0 | 0 | 0 | 0 | 0 | 2 | 0 | 0 | 0 | 0 | 0.2 | 0.2 | 0.2 | 0.2 | 0.2 | 0 | 0 | 0 | 2 | 0 | 0 | 0 | 0 | 0.2 | 0.2 | 0.2 | 0.2 | 0.2 | 0 | 0 | 0 | 2 | 0 | 0 | 0 | 0 | 0.2 | 0.2 | 0.2 | 0.2 | 0.2 | 0 | 0 | 0 | 2 | 0 | 0 | 0 | 0 | 0.2 | 0.2 | 0.2 | 0.2 | 0.2 | 0 | 0 | 0 | 2 | 0 | 0 | 0 | 0 | 0.2 | 0.2 | 0.2 | 0.2 | 0.2 | 0 | 0 | 0 | 2 | 0 | 0 | 0 | 0 | 0.2 | 0.2 | 0.2 | 0.2 | 0.2 | 0 | 0 | 0
0.16667 | 0 | 0 | 0 | 0 | 0 | 0 | 0 | 0 | 0 | 3 | 0 | 0 | 0 | 0 | 0.2 | 0.2 | 0.2 | 0.2 | 0.2 | 0 | 0 | 0 | 3 | 0 | 0 | 0 | 0 | 0.2 | 0.2 | 0.2 | 0.2 | 0.2 | 0 | 0 | 0 | 3 | 0 | 0 | 0 | 0 | 0.2 | 0.2 | 0.2 | 0.2 | 0.2 | 0 | 0 | 0 | 3 | 0 | 0 | 0 | 0 | 0.2 | 0.2 | 0.2 | 0.2 | 0.2 | 0 | 0 | 0 | 3 | 0 | 0 | 0 | 0 | 0.2 | 0.2 | 0.2 | 0.2 | 0.2 | 0 | 0 | 0 | 3 | 0 | 0 | 0 | 0 | 0.2 | 0.2 | 0.2 | 0.2 | 0.2 | 0 | 0 | 0
0.25 | 0 | 0 | 0 | 0 | 0 | 0 | 0 | 0 | 0 | 4 | 0 | 0 | 0 | 0 | 0.2 | 0.2 | 0.2 | 0.2 | 0.2 | 0 | 0 | 0 | 4 | 0 | 0 | 0 | 0 | 0.2 | 0.2 | 0.2 | 0.2 | 0.2 | 0 | 0 | 0 | 4 | 0 | 0 | 0 | 0 | 0.2 | 0.2 | 0.2 | 0.2 | 0.2 | 0 | 0 | 0 | 4 | 0 | 0 | 0 | 0 | 0.2 | 0.2 | 0.2 | 0.2 | 0.2 | 0 | 0 | 0 | 4 | 0 | 0 | 0 | 0 | 0.2 | 0.2 | 0.2 | 0.2 | 0.2 | 0 | 0 | 0 | 4 | 0 | 0 | 0 | 0 | 0.2 | 0.2 | 0.2 | 0.2 | 0.2 | 0 | 0 | 0
0.33333 | 0.2 | 0.2 | 0.2 | 0.2 | 0.2 | 0.2 | 0.2 | 0.2 | 0 | 5 | 0 | 0 | 0 | 0 | 0.2 | 0.2 | 0.2 | 0.2 | 0.2 | 0 | 0 | 0 | 5 | 0 | 0 | 0 | 0 | 0.2 | 0.2 | 0.2 | 0.2 | 0.2 | 0 | 0 | 0 | 5 | 0 | 0 | 0 | 0 | 0.2 | 0.2 | 0.2 | 0.2 | 0.2 | 0 | 0 | 0 | 5 | 0 | 0 | 0 | 0 | 0.2 | 0.2 | 0.2 | 0.2 | 0.2 | 0 | 0 | 0 | 5 | 0 | 0 | 0 | 0 | 0.2 | 0.2 | 0.2 | 0.2 | 0.2 | 0 | 0 | 0 | 5 | 0 | 0 | 0 | 0 | 0.2 | 0.2 | 0.2 | 0.2 | 0.2 | 0 | 0 | 0
0.41667 | 0.2 | 0.2 | 0.2 | 0.2 | 0.2 | 0.2 | 0.2 | 0.2 | 0 | 6 | 0 | 0 | 0 | 0 | 0.2 | 0.2 | 0.2 | 0.2 | 0.2 | 0 | 0 | 0 | 6 | 0 | 0 | 0 | 0 | 0.2 | 0.2 | 0.2 | 0.2 | 0.2 | 0 | 0 | 0 | 6 | 0 | 0 | 0 | 0 | 0.2 | 0.2 | 0.2 | 0.2 | 0.2 | 0 | 0 | 0 | 6 | 0 | 0 | 0 | 0 | 0.2 | 0.2 | 0.2 | 0.2 | 0.2 | 0 | 0 | 0 | 6 | 0 | 0 | 0 | 0 | 0.2 | 0.2 | 0.2 | 0.2 | 0.2 | 0 | 0 | 0 | 6 | 0 | 0 | 0 | 0 | 0.2 | 0.2 | 0.2 | 0.2 | 0.2 | 0 | 0 | 0
0.5 | 0.2 | 0.2 | 0.2 | 0.2 | 0.2 | 0.2 | 0.2 | 0.2 | 0 | 7 | 0 | 0 | 0 | 0 | 0.2 | 0.2 | 0.2 | 0.2 | 0.2 | 0 | 0 | 0 | 7 | 0 | 0 | 0 | 0 | 0.2 | 0.2 | 0.2 | 0.2 | 0.2 | 0 | 0 | 0 | 7 | 0 | 0 | 0 | 0 | 0.2 | 0.2 | 0.2 | 0.2 | 0.2 | 0 | 0 | 0 | 7 | 0 | 0 | 0 | 0 | 0.2 | 0.2 | 0.2 | 0.2 | 0.2 | 0 | 0 | 0 | 7 | 0 | 0 | 0 | 0 | 0.2 | 0.2 | 0.2 | 0.2 | 0.2 | 0 | 0 | 0 | 7 | 0 | 0 | 0 | 0 | 0.2 | 0.2 | 0.2 | 0.2 | 0.2 | 0 | 0 | 0
0.58333 | 0.2 | 0.2 | 0.2 | 0.2 | 0.2 | 0.2 | 0.2 | 0.2 | 0 | 8 | 0 | 0 | 0 | 0 | 0.2 | 0.2 | 0.2 | 0.2 | 0.2 | 0 | 0 | 0 | 8 | 0 | 0 | 0 | 0 | 0.2 | 0.2 | 0.2 | 0.2 | 0.2 | 0 | 0 | 0 | 8 | 0 | 0 | 0 | 0 | 0.2 | 0.2 | 0.2 | 0.2 | 0.2 | 0 | 0 | 0 | 8 | 0 | 0 | 0 | 0 | 0.2 | 0.2 | 0.2 | 0.2 | 0.2 | 0 | 0 | 0 | 8 | 0 | 0 | 0 | 0 | 0.2 | 0.2 | 0.2 | 0.2 | 0.2 | 0 | 0 | 0 | 8 | 0 | 0 | 0 | 0 | 0.2 | 0.2 | 0.2 | 0.2 | 0.2 | 0 | 0 | 0
0.66667 | 0.2 | 0.2 | 0.2 | 0.2 | 0.2 | 0.2 | 0.2 | 0.2 | 0 | 9 | 0 | 0 | 0 | 0 | 0.2 | 0.2 | 0.2 | 0.2 | 0.2 | 0 | 0 | 0 | 9 | 0 | 0 | 0 | 0 | 0.2 | 0.2 | 0.2 | 0.2 | 0.2 | 0 | 0 | 0 | 9 | 0 | 0 | 0 | 0 | 0.2 | 0.2 | 0.2 | 0.2 | 0.2 | 0 | 0 | 0 | 9 | 0 | 0 | 0 | 0 | 0.2 | 0.2 | 0.2 | 0.2 | 0.2 | 0 | 0 | 0 | 9 | 0 | 0 | 0 | 0 | 0.2 | 0.2 | 0.2 | 0.2 | 0.2 | 0 | 0 | 0 | 9 | 0 | 0 | 0 | 0 | 0.2 | 0.2 | 0.2 | 0.2 | 0.2 | 0 | 0 | 0
0.75 | 0 | 0 | 0 | 0 | 0 | 0 | 0 | 0 | 0 | 10 | 0 | 0 | 0 | 0 | 0.2 | 0.2 | 0.2 | 0.2 | 0.2 | 0 | 0 | 0 | 10 | 0 | 0 | 0 | 0 | 0.2 | 0.2 | 0.2 | 0.2 | 0.2 | 0 | 0 | 0 | 10 | 0 | 0 | 0 | 0 | 0.2 | 0.2 | 0.2 | 0.2 | 0.2 | 0 | 0 | 0 | 10 | 0 | 0 | 0 | 0 | 0.2 | 0.2 | 0.2 | 0.2 | 0.2 | 0 | 0 | 0 | 10 | 0 | 0 | 0 | 0 | 0.2 | 0.2 | 0.2 | 0.2 | 0.2 | 0 | 0 | 0 | 10 | 0 | 0 | 0 | 0 | 0.2 | 0.2 | 0.2 | 0.2 | 0.2 | 0 | 0 | 0
0.83333 | 0 | 0 | 0 | 0 | 0 | 0 | 0 | 0 | 0
0.91667 | 0 | 0 | 0 | 0 | 0 | 0 | 0 | 0 | 0
1 | 0 | 0 | 0 | 0 | 0 | 0 | 0 | 0 | 0
1.0833 | 0 | 0 | 0 | 0 | 0 | 0 | 0 | 0 | 0
1.1667 | 0 | 0 | 0 | 0 | 0 | 0 | 0 | 0 | 0
1.25 | 0 | 0 | 0 | 0 | 0 | 0 | 0 | 0 | 0
1.3333 | 0.2 | 0.2 | 0.2 | 0.2 | 0.2 | 0.2 | 0.2 | 0.2 | 0
1.4167 | 0.2 | 0.2 | 0.2 | 0.2 | 0.2 | 0.2 | 0.2 | 0.2 | 0
1.5 | 0.2 | 0.2 | 0.2 | 0.2 | 0.2 | 0.2 | 0.2 | 0.2 | 0
1.5833 | 0.2 | 0.2 | 0.2 | 0.2 | 0.2 | 0.2 | 0.2 | 0.2 | 0
1.6667 | 0.2 | 0.2 | 0.2 | 0.2 | 0.2 | 0.2 | 0.2 | 0.2 | 0
1.75 | 0 | 0 | 0 | 0 | 0 | 0 | 0 | 0 | 0
1.8333 | 0 | 0 | 0 | 0 | 0 | 0 | 0 | 0 | 0
1.9167 | 0 | 0 | 0 | 0 | 0 | 0 | 0 | 0 | 0
2 | 0 | 0 | 0 | 0 | 0 | 0 | 0 | 0 | 0
2.0833 | 0 | 0 | 0 | 0 | 0 | 0 | 0 | 0 | 0
2.1667 | 0 | 0 | 0 | 0 | 0 | 0 | 0 | 0 | 0
2.25 | 0 | 0 | 0 | 0 | 0 | 0 | 0 | 0 | 0
2.3333 | 0.2 | 0.2 | 0.2 | 0.2 | 0.2 | 0.2 | 0.2 | 0.2 | 0
2.4167 | 0.2 | 0.2 | 0.2 | 0.2 | 0.2 | 0.2 | 0.2 | 0.2 | 0
2.5 | 0.2 | 0.2 | 0.2 | 0.2 | 0.2 | 0.2 | 0.2 | 0.2 | 0
2.5833 | 0.2 | 0.2 | 0.2 | 0.2 | 0.2 | 0.2 | 0.2 | 0.2 | 0
2.6667 | 0.2 | 0.2 | 0.2 | 0.2 | 0.2 | 0.2 | 0.2 | 0.2 | 0
2.75 | 0 | 0 | 0 | 0 | 0 | 0 | 0 | 0 | 0
2.8333 | 0 | 0 | 0 | 0 | 0 | 0 | 0 | 0 | 0
2.9167 | 0 | 0 | 0 | 0 | 0 | 0 | 0 | 0 | 0
3 | 0 | 0 | 0 | 0 | 0 | 0 | 0 | 0 | 0
3.0833 | 0 | 0 | 0 | 0 | 0 | 0 | 0 | 0 | 0
3.1667 | 0 | 0 | 0 | 0 | 0 | 0 | 0 | 0 | 0
3.25 | 0 | 0 | 0 | 0 | 0 | 0 | 0 | 0 | 0
3.3333 | 0.2 | 0.2 | 0.2 | 0.2 | 0.2 | 0.2 | 0.2 | 0.2 | 0
3.4167 | 0.2 | 0.2 | 0.2 | 0.2 | 0.2 | 0.2 | 0.2 | 0.2 | 0
3.5 | 0.2 | 0.2 | 0.2 | 0.2 | 0.2 | 0.2 | 0.2 | 0.2 | 0
3.5833 | 0.2 | 0.2 | 0.2 | 0.2 | 0.2 | 0.2 | 0.2 | 0.2 | 0
3.6667 | 0.2 | 0.2 | 0.2 | 0.2 | 0.2 | 0.2 | 0.2 | 0.2 | 0
3.75 | 0 | 0 | 0 | 0 | 0 | 0 | 0 | 0 | 0
3.8333 | 0 | 0 | 0 | 0 | 0 | 0 | 0 | 0 | 0
3.9167 | 0 | 0 | 0 | 0 | 0 | 0 | 0 | 0 | 0
4 | 0 | 0 | 0 | 0 | 0 | 0 | 0 | 0 | 0
4.0833 | 0 | 0 | 0 | 0 | 0 | 0 | 0 | 0 | 0
4.1667 | 0 | 0 | 0 | 0 | 0 | 0 | 0 | 0 | 0
4.25 | 0 | 0 | 0 | 0 | 0 | 0 | 0 | 0 | 0
4.3333 | 0.2 | 0.2 | 0.2 | 0.2 | 0.2 | 0.2 | 0.2 | 0.2 | 0
4.4167 | 0.2 | 0.2 | 0.2 | 0.2 | 0.2 | 0.2 | 0.2 | 0.2 | 0
4.5 | 0.2 | 0.2 | 0.2 | 0.2 | 0.2 | 0.2 | 0.2 | 0.2 | 0
4.5833 | 0.2 | 0.2 | 0.2 | 0.2 | 0.2 | 0.2 | 0.2 | 0.2 | 0
4.6667 | 0.2 | 0.2 | 0.2 | 0.2 | 0.2 | 0.2 | 0.2 | 0.2 | 0
4.75 | 0 | 0 | 0 | 0 | 0 | 0 | 0 | 0 | 0
4.8333 | 0 | 0 | 0 | 0 | 0 | 0 | 0 | 0 | 0
4.9167 | 0 | 0 | 0 | 0 | 0 | 0 | 0 | 0 | 0
5 | 0 | 0 | 0 | 0 | 0 | 0 | 0 | 0 | 0
5.0833 | 0 | 0 | 0 | 0 | 0 | 0 | 0 | 0 | 0
5.1667 | 0 | 0 | 0 | 0 | 0 | 0 | 0 | 0 | 0
5.25 | 0 | 0 | 0 | 0 | 0 | 0 | 0 | 0 | 0
5.3333 | 0.2 | 0.2 | 0.2 | 0.2 | 0.2 | 0.2 | 0.2 | 0.2 | 0
5.4167 | 0.2 | 0.2 | 0.2 | 0.2 | 0.2 | 0.2 | 0.2 | 0.2 | 0
5.5 | 0.2 | 0.2 | 0.2 | 0.2 | 0.2 | 0.2 | 0.2 | 0.2 | 0
5.5833 | 0.2 | 0.2 | 0.2 | 0.2 | 0.2 | 0.2 | 0.2 | 0.2 | 0
5.6667 | 0.2 | 0.2 | 0.2 | 0.2 | 0.2 | 0.2 | 0.2 | 0.2 | 0
5.75 | 0 | 0 | 0 | 0 | 0 | 0 | 0 | 0 | 0
5.8333 | 0 | 0 | 0 | 0 | 0 | 0 | 0 | 0 | 0
5.9167 | 0 | 0 | 0 | 0 | 0 | 0 | 0 | 0 | 0
6 | 0 | 0 | 0 | 0 | 0 | 0 | 0 | 0 | 0
6.0833 | 0 | 0 | 0 | 0 | 0 | 0 | 0 | 0 | 0
6.1667 | 0 | 0 | 0 | 0 | 0 | 0 | 0 | 0 | 0
6.25 | 0 | 0 | 0 | 0 | 0 | 0 | 0 | 0 | 0
6.3333 | 0.2 | 0.2 | 0.2 | 0.2 | 0.2 | 0.2 | 0.2 | 0.2 | 0
6.4167 | 0.2 | 0.2 | 0.2 | 0.2 | 0.2 | 0.2 | 0.2 | 0.2 | 0
6.5 | 0.2 | 0.2 | 0.2 | 0.2 | 0.2 | 0.2 | 0.2 | 0.2 | 0
6.5833 | 0.2 | 0.2 | 0.2 | 0.2 | 0.2 | 0.2 | 0.2 | 0.2 | 0
6.6667 | 0.2 | 0.2 | 0.2 | 0.2 | 0.2 | 0.2 | 0.2 | 0.2 | 0
6.75 | 0 | 0 | 0 | 0 | 0 | 0 | 0 | 0 | 0
6.8333 | 0 | 0 | 0 | 0 | 0 | 0 | 0 | 0 | 0
6.9167 | 0 | 0 | 0 | 0 | 0 | 0 | 0 | 0 | 0
7 | 0 | 0 | 0 | 0 | 0 | 0 | 0 | 0 | 0
7.0833 | 0 | 0 | 0 | 0 | 0 | 0 | 0 | 0 | 0
7.1667 | 0 | 0 | 0 | 0 | 0 | 0 | 0 | 0 | 0
7.25 | 0 | 0 | 0 | 0 | 0 | 0 | 0 | 0 | 0
7.3333 | 0.2 | 0.2 | 0.2 | 0.2 | 0.2 | 0.2 | 0.2 | 0.2 | 0
7.4167 | 0.2 | 0.2 | 0.2 | 0.2 | 0.2 | 0.2 | 0.2 | 0.2 | 0
7.5 | 0.2 | 0.2 | 0.2 | 0.2 | 0.2 | 0.2 | 0.2 | 0.2 | 0
7.5833 | 0.2 | 0.2 | 0.2 | 0.2 | 0.2 | 0.2 | 0.2 | 0.2 | 0
7.6667 | 0.2 | 0.2 | 0.2 | 0.2 | 0.2 | 0.2 | 0.2 | 0.2 | 0
7.75 | 0 | 0 | 0 | 0 | 0 | 0 | 0 | 0 | 0
7.8333 | 0 | 0 | 0 | 0 | 0 | 0 | 0 | 0 | 0
7.9167 | 0 | 0 | 0 | 0 | 0 | 0 | 0 | 0 | 0
8 | 0 | 0 | 0 | 0 | 0 | 0 | 0 | 0 | 0
8.0833 | 0 | 0 | 0 | 0 | 0 | 0 | 0 | 0 | 0
8.1667 | 0 | 0 | 0 | 0 | 0 | 0 | 0 | 0 | 0
8.25 | 0 | 0 | 0 | 0 | 0 | 0 | 0 | 0 | 0
8.3333 | 0.2 | 0.2 | 0.2 | 0.2 | 0.2 | 0.2 | 0.2 | 0.2 | 0
8.4167 | 0.2 | 0.2 | 0.2 | 0.2 | 0.2 | 0.2 | 0.2 | 0.2 | 0
8.5 | 0.2 | 0.2 | 0.2 | 0.2 | 0.2 | 0.2 | 0.2 | 0.2 | 0
8.5833 | 0.2 | 0.2 | 0.2 | 0.2 | 0.2 | 0.2 | 0.2 | 0.2 | 0
8.6667 | 0.2 | 0.2 | 0.2 | 0.2 | 0.2 | 0.2 | 0.2 | 0.2 | 0
8.75 | 0 | 0 | 0 | 0 | 0 | 0 | 0 | 0 | 0
8.8333 | 0 | 0 | 0 | 0 | 0 | 0 | 0 | 0 | 0
8.9167 | 0 | 0 | 0 | 0 | 0 | 0 | 0 | 0 | 0
9 | 0 | 0 | 0 | 0 | 0 | 0 | 0 | 0 | 0
9.0833 | 0 | 0 | 0 | 0 | 0 | 0 | 0 | 0 | 0
9.1667 | 0 | 0 | 0 | 0 | 0 | 0 | 0 | 0 | 0
9.25 | 0 | 0 | 0 | 0 | 0 | 0 | 0 | 0 | 0
9.3333 | 0.2 | 0.2 | 0.2 | 0.2 | 0.2 | 0.2 | 0.2 | 0.2 | 0
9.4167 | 0.2 | 0.2 | 0.2 | 0.2 | 0.2 | 0.2 | 0.2 | 0.2 | 0
9.5 | 0.2 | 0.2 | 0.2 | 0.2 | 0.2 | 0.2 | 0.2 | 0.2 | 0
9.5833 | 0.2 | 0.2 | 0.2 | 0.2 | 0.2 | 0.2 | 0.2 | 0.2 | 0
9.6667 | 0.2 | 0.2 | 0.2 | 0.2 | 0.2 | 0.2 | 0.2 | 0.2 | 0
9.75 | 0 | 0 | 0 | 0 | 0 | 0 | 0 | 0 | 0
9.8333 | 0 | 0 | 0 | 0 | 0 | 0 | 0 | 0 | 0
9.9167 | 0 | 0 | 0 | 0 | 0 | 0 | 0 | 0 | 0
10 | 0 | 0 | 0 | 0 | 0 | 0 | 0 | 0 | 0