## Summary
Figure C-9
Scenario C-6c Results
Faro Mine Remediation Project
C-6c

## Data
X14 WQ | [9 empty] | FaroPitElevation | [9 empty] | WTP Flows | [9 empty] | WTP Concentration for Zn | [10 empty] | CVP | [9 empty] | CVP WQ | [9 empty] | CVPReleases
Time (yr) | SelectorWQ:Mean | SelectorWQ:Least Result | SelectorWQ:5% | SelectorWQ:25% | SelectorWQ:Median | SelectorWQ:75% | SelectorWQ:95% | SelectorWQ:Greatest Result | Greatest Result | Time (yr) | Faro_Elevation:Mean | Faro_Elevation:Least Result | Faro_Elevation:5% | Faro_Elevation:25% | Faro_Elevation:Median | Faro_Elevation:75% | Faro_Elevation:95% | Faro_Elevation:Greatest Result | Greatest Result | Time (yr) | Total_Faro_Discharge:Mean | Total_Faro_Discharge:Least Result | Total_Faro_Discharge:5% | Total_Faro_Discharge:25% | Total_Faro_Discharge:Median | Total_Faro_Discharge:75% | Total_Faro_Discharge:95% | Total_Faro_Discharge:Greatest Result | Greatest Result | Time (yr) | SelectorWQ:Mean | SelectorWQ:Least Result | SelectorWQ:5% | SelectorWQ:25% | SelectorWQ:Median | SelectorWQ:75% | SelectorWQ:95% | SelectorWQ:Greatest Result | Greatest Result |  | Time (yr) | CVD_Elevation:Mean | CVD_Elevation:Least Result | CVD_Elevation:5% | CVD_Elevation:25% | CVD_Elevation:Median | CVD_Elevation:75% | CVD_Elevation:95% | CVD_Elevation:Greatest Result | Greatest Result | Time (yr) | SelectorWQ:Mean | SelectorWQ:Least Result | SelectorWQ:5% | SelectorWQ:25% | SelectorWQ:Median | SelectorWQ:75% | SelectorWQ:95% | SelectorWQ:Greatest Result | Greatest Result | Time (yr) | X14:Mean | X14:Least Result | X14:5% | X14:25% | X14:Median | X14:75% | X14:95% | X14:Greatest Result
0 | 0.04381 | 0.03505 | 0.037801 | 0.040767 | 0.043562 | 0.046194 | 0.050137 | 0.061341 |  | 0 | 1141.6 | 1141.6 | 1141.6 | 1141.6 | 1141.6 | 1141.6 | 1141.6 | 1141.6 |  | 0 | 0 | 0 | 0 | 0 | 0 | 0 | 0 | 0 |  | 0 | 0 | 0 | 0 | 0 | 0 | 0 | 0 | 0 |  | jan | 0 | 1027.796 | 1027.796 | 1027.796 | 1027.796 | 1027.796 | 1027.796 | 1027.796 | 1027.796 |  | 0 | 0.299 | 0.299 | 0.299 | 0.299 | 0.299 | 0.299 | 0.299 | 0.299 |  | 0 | 1003.2906 | 889.2451 | 940.9086 | 979.7186 | 1000.1486 | 1028.1622 | 1072.139 | 1098.1412
0.083333 | 0.035683 | 0.019279 | 0.028172 | 0.031874 | 0.035739 | 0.039377 | 0.044472 | 0.048247 |  | 0.083333 | 1141.7609 | 1141.6838 | 1141.7179 | 1141.7461 | 1141.7588 | 1141.7761 | 1141.8049 | 1141.8263 |  | 0.083333 | 0 | 0 | 0 | 0 | 0 | 0 | 0 | 0 |  | 0.083333 | 0 | 0 | 0 | 0 | 0 | 0 | 0 | 0 |  | feb | 0.083333 | 1027.1583 | 1027.1583 | 1027.1583 | 1027.1583 | 1027.1583 | 1027.1583 | 1027.1583 | 1027.1583 |  | 0.083333 | 0.22119 | 0.067535 | 0.12375 | 0.17972 | 0.22146 | 0.26093 | 0.31704 | 0.37361 |  | 0.083333 | 552.7459 | 0 | 500.4581 | 548.1038 | 555.2395 | 580.6805 | 611.8118 | 641.1622
0.16667 | 0.034549 | 0.020029 | 0.024305 | 0.030217 | 0.034746 | 0.039391 | 0.043509 | 0.049816 |  | 0.16667 | 1141.8972 | 1141.7523 | 1141.8254 | 1141.8667 | 1141.8892 | 1141.9237 | 1141.9771 | 1142.0483 |  | 0.16667 | 0 | 0 | 0 | 0 | 0 | 0 | 0 | 0 |  | 0.16667 | 0 | 0 | 0 | 0 | 0 | 0 | 0 | 0 |  | mar | 0.16667 | 1026.8431 | 1026.8325 | 1026.8325 | 1026.8325 | 1026.8325 | 1026.8325 | 1026.8325 | 1027.3612 |  | 0.16667 | 0.22619 | 0.060577 | 0.11677 | 0.18591 | 0.2216 | 0.27782 | 0.33261 | 0.36871 |  | 0.16667 | 364.4181 | 0 | 290.4279 | 353.6499 | 367.5456 | 392.0495 | 422.7434 | 448.66
0.25 | 0.029489 | 0.023132 | 0.024603 | 0.026664 | 0.029226 | 0.031618 | 0.035386 | 0.037673 |  | 0.25 | 1142.0816 | 1141.8226 | 1141.9333 | 1141.9988 | 1142.0458 | 1142.1777 | 1142.2722 | 1142.4209 |  | 0.25 | 0 | 0 | 0 | 0 | 0 | 0 | 0 | 0 |  | 0.25 | 0 | 0 | 0 | 0 | 0 | 0 | 0 | 0 |  | apr | 0.25 | 1026.6878 | 1026.6663 | 1026.6663 | 1026.6663 | 1026.6663 | 1026.6663 | 1026.6663 | 1027.5592 |  | 0.25 | 0.19844 | 0.0077568 | 0.07944 | 0.15139 | 0.19981 | 0.25019 | 0.29323 | 0.34929 |  | 0.25 | 270.2643 | 0 | 0 | 269.6741 | 285.6028 | 319.6777 | 352.5455 | 376.7865
0.33333 | 0.029926 | 0.0079858 | 0.011017 | 0.018718 | 0.028536 | 0.03844 | 0.053387 | 0.073743 |  | 0.33333 | 1142.2694 | 1141.8588 | 1142.0125 | 1142.1704 | 1142.2363 | 1142.3989 | 1142.5388 | 1142.7205 |  | 0.33333 | 6000 | 6000 | 6000 | 6000 | 6000 | 6000 | 6000 | 6000 |  | 0.33333 | 0.3 | 0.3 | 0.3 | 0.3 | 0.3 | 0.3 | 0.3 | 0.3 |  | may | 0.33333 | 1026.6273 | 1026.5831 | 1026.5831 | 1026.5831 | 1026.5831 | 1026.5831 | 1026.8508 | 1027.7728 |  | 0.33333 | 0.12737 | 0.0006546 | 0.0082348 | 0.086922 | 0.13314 | 0.17722 | 0.22066 | 0.25177 |  | 0.33333 | 6090.0866 | 3885.5336 | 3888.9135 | 3912.6551 | 7258.8869 | 7266.7062 | 7286.0902 | 7312.3968
0.41667 | 0.038073 | 0.021381 | 0.023522 | 0.03263 | 0.038617 | 0.043104 | 0.050774 | 0.06415 |  | 0.41667 | 1140.8893 | 1140.405 | 1140.6389 | 1140.7925 | 1140.8419 | 1141.0259 | 1141.197 | 1141.3334 |  | 0.41667 | 5989.1739 | 5626.0862 | 6000 | 6000 | 6000 | 6000 | 6000 | 6000 |  | 0.41667 | 0.3 | 0.3 | 0.3 | 0.3 | 0.3 | 0.3 | 0.3 | 0.3 |  | jun | 0.41667 | 1027.588 | 1026.5425 | 1026.5426 | 1026.5427 | 1026.5427 | 1029.4474 | 1029.4474 | 1029.4474 |  | 0.41667 | 0.24585 | 0.17124 | 0.18507 | 0.20564 | 0.24161 | 0.28187 | 0.31226 | 0.35946 |  | 0.41667 | 7840.607 | 6865.2911 | 7225.0445 | 7242.8332 | 7256.1292 | 8898.1488 | 8925.7847 | 8951.4745
0.5 | 0.043484 | 0.027873 | 0.031693 | 0.038028 | 0.042812 | 0.047757 | 0.056343 | 0.066397 |  | 0.5 | 1139.8479 | 1138.8868 | 1139.2236 | 1139.6024 | 1139.7386 | 1140.2046 | 1140.5737 | 1140.8577 |  | 0.5 | 5450.2357 | 1530.3207 | 3735.1904 | 5215.85 | 5915.2807 | 6000 | 6000 | 6000 |  | 0.5 | 0.3 | 0.3 | 0.3 | 0.3 | 0.3 | 0.3 | 0.3 | 0.3 |  | jul | 0.5 | 1027.0587 | 1026.5212 | 1026.5214 | 1026.5214 | 1026.5214 | 1028.0145 | 1028.0145 | 1028.0145 |  | 0.5 | 0.245 | 0.1572 | 0.18406 | 0.21504 | 0.2394 | 0.26581 | 0.32814 | 0.36978 |  | 0.5 | 6988.3998 | 2384.4227 | 4919.6166 | 6606.1336 | 7247.6812 | 7634.8787 | 8120.4463 | 8155.2717
0.58333 | 0.031679 | 0.016415 | 0.020292 | 0.026301 | 0.030318 | 0.035681 | 0.046026 | 0.053586 |  | 0.58333 | 1139.1832 | 1138.9014 | 1138.9015 | 1138.9016 | 1138.9019 | 1139.4792 | 1140.0081 | 1140.4744 |  | 0.58333 | 2655.9797 | 883.2211 | 1307.6929 | 1634.4644 | 1799.975 | 3893.3897 | 5918.3252 | 6000 |  | 0.58333 | 0.3 | 0.3 | 0.3 | 0.3 | 0.3 | 0.3 | 0.3 | 0.3 |  | aug | 0.58333 | 1026.7831 | 1026.5106 | 1026.5106 | 1026.5106 | 1026.5107 | 1027.2678 | 1027.2678 | 1027.2678 |  | 0.58333 | 0.2332 | 0.062751 | 0.14661 | 0.17971 | 0.23363 | 0.27061 | 0.35113 | 0.38057 |  | 0.58333 | 3877.0781 | 0 | 2190.9182 | 2749.5985 | 3131.4151 | 5238.67 | 7265.2234 | 7729.3502
0.66667 | 0.029667 | 0.022106 | 0.024374 | 0.027279 | 0.029675 | 0.031521 | 0.036039 | 0.03922 |  | 0.66667 | 1138.9424 | 1138.9274 | 1138.9274 | 1138.9277 | 1138.9281 | 1138.9281 | 1138.9281 | 1139.4252 |  | 0.66667 | 1357.3473 | 602.5498 | 994.3903 | 1156.2577 | 1247.9611 | 1500.6176 | 1860.4208 | 3483.9286 |  | 0.66667 | 0.3 | 0.3 | 0.3 | 0.3 | 0.3 | 0.3 | 0.3 | 0.3 |  | sep | 0.66667 | 1026.6673 | 1026.5054 | 1026.5054 | 1026.5054 | 1026.5054 | 1026.8896 | 1026.8896 | 1028.8734 |  | 0.66667 | 0.29125 | 0.14439 | 0.23391 | 0.27221 | 0.29553 | 0.31538 | 0.34766 | 0.36454 |  | 0.66667 | 2552.466 | 1305.6531 | 1925.3363 | 2223.5178 | 2459.5166 | 2793.2489 | 3392.1598 | 4836.381
0.75 | 0.024307 | 0.015833 | 0.018069 | 0.022749 | 0.024314 | 0.026363 | 0.029252 | 0.032447 |  | 0.75 | 1138.9723 | 1138.9722 | 1138.9723 | 1138.9723 | 1138.9723 | 1138.9723 | 1138.9723 | 1138.9723 |  | 0.75 | 0 | 0 | 0 | 0 | 0 | 0 | 0 | 0 |  | 0.75 | 0 | 0 | 0 | 0 | 0 | 0 | 0 | 0 |  | oct | 0.75 | 1026.5839 | 1026.5027 | 1026.5027 | 1026.5027 | 1026.5027 | 1026.6948 | 1026.6948 | 1027.7124 |  | 0.75 | 0.28318 | 0.01711 | 0.1176 | 0.22152 | 0.28866 | 0.34379 | 0.44226 | 0.50304 |  | 0.75 | 795.948 | 0 | 540.7091 | 713.5131 | 796.0337 | 871.1346 | 1106.1846 | 1370.6506
0.83333 | 0.026609 | 0.016931 | 0.02131 | 0.024748 | 0.026775 | 0.028655 | 0.031956 | 0.036232 |  | 0.83333 | 1139.373 | 1139.1963 | 1139.2805 | 1139.3304 | 1139.3628 | 1139.4244 | 1139.4861 | 1139.5643 |  | 0.83333 | 0 | 0 | 0 | 0 | 0 | 0 | 0 | 0 |  | 0.83333 | 0 | 0 | 0 | 0 | 0 | 0 | 0 | 0 |  | nov | 0.83333 | 1026.5639 | 1026.5013 | 1026.5013 | 1026.5013 | 1026.5013 | 1026.5974 | 1026.5974 | 1027.4097 |  | 0.83333 | 0.26379 | 0.020626 | 0.10896 | 0.20767 | 0.26766 | 0.32389 | 0.40135 | 0.45668 |  | 0.83333 | 457.7738 | 0 | 274.461 | 384.4983 | 414.7579 | 545.1919 | 711.3793 | 803.0962
0.91667 | 0.025295 | 0.013529 | 0.018738 | 0.022407 | 0.024931 | 0.028179 | 0.032549 | 0.036288 |  | 0.91667 | 1139.6538 | 1139.3387 | 1139.4951 | 1139.5938 | 1139.6279 | 1139.7385 | 1139.8369 | 1139.9856 |  | 0.91667 | 0 | 0 | 0 | 0 | 0 | 0 | 0 | 0 |  | 0.91667 | 0 | 0 | 0 | 0 | 0 | 0 | 0 | 0 |  | dec | 0.91667 | 1026.5542 | 1026.5006 | 1026.5006 | 1026.5006 | 1026.5006 | 1026.5487 | 1026.5487 | 1027.7849 |  | 0.91667 | 0.28108 | 0.033854 | 0.11196 | 0.21799 | 0.29114 | 0.33827 | 0.4349 | 0.47981 |  | 0.91667 | 382.3825 | 0 | 216.3273 | 314.3279 | 341.0271 | 475.9391 | 574.27 | 656.3428
1 | 0.02786 | 0.015631 | 0.021713 | 0.024975 | 0.028048 | 0.030859 | 0.034585 | 0.037343 |  | 1 | 1139.8537 | 1139.444 | 1139.6423 | 1139.7684 | 1139.8271 | 1139.9517 | 1140.0854 | 1140.2861 |  | 1 | 0 | 0 | 0 | 0 | 0 | 0 | 0 | 0 |  | 1 | 0 | 0 | 0 | 0 | 0 | 0 | 0 | 0 |  | jan | 1 | 1026.5468 | 1026.5004 | 1026.5004 | 1026.5004 | 1026.5004 | 1026.5243 | 1026.5248 | 1028.0135 |  | 1 | 0.3403 | 0.10096 | 0.16425 | 0.2572 | 0.32965 | 0.42191 | 0.53525 | 0.57744 |  | 1 | 332.9671 | 159.5626 | 217.9122 | 271.2733 | 292.3907 | 371.9572 | 496.6026 | 1270.0744
1.0833 | 0.027967 | 0.01931 | 0.021306 | 0.025349 | 0.028107 | 0.030911 | 0.033889 | 0.036274 |  | 1.0833 | 1140.049 | 1139.6539 | 1139.8252 | 1139.9604 | 1140.0198 | 1140.1682 | 1140.2656 | 1140.4463 |  | 1.0833 | 0 | 0 | 0 | 0 | 0 | 0 | 0 | 0 |  | 1.0833 | 0 | 0 | 0 | 0 | 0 | 0 | 0 | 0 |  | feb | 1.0833 | 1026.5237 | 1026.5001 | 1026.5001 | 1026.5001 | 1026.5001 | 1026.5122 | 1026.5127 | 1027.2673 |  | 1.0833 | 0.27149 | 0.037113 | 0.078635 | 0.19836 | 0.26206 | 0.34581 | 0.47264 | 0.6258 |  | 1.0833 | 198.097 | 0 | 0 | 174.9371 | 193.8473 | 222.4153 | 280.6724 | 658.8132
1.1667 | 0.030081 | 0.013903 | 0.02055 | 0.025201 | 0.030206 | 0.034669 | 0.041175 | 0.048583 |  | 1.1667 | 1140.2053 | 1139.8207 | 1139.9559 | 1140.1113 | 1140.1917 | 1140.3171 | 1140.4475 | 1140.5878 |  | 1.1667 | 0 | 0 | 0 | 0 | 0 | 0 | 0 | 0 |  | 1.1667 | 0 | 0 | 0 | 0 | 0 | 0 | 0 | 0 |  | mar | 1.1667 | 1026.5221 | 1026.5001 | 1026.5001 | 1026.5001 | 1026.5001 | 1026.5061 | 1026.6738 | 1026.8894 |  | 1.1667 | 0.27645 | 0.028492 | 0.10622 | 0.19079 | 0.27687 | 0.35825 | 0.45814 | 0.61745 |  | 1.1667 | 194.5452 | 0 | 110.0985 | 171.5371 | 188.1513 | 219.6015 | 272.6308 | 431.3707
1.25 | 0.028932 | 0.01724 | 0.021055 | 0.026025 | 0.028959 | 0.03134 | 0.036455 | 0.040515 |  | 1.25 | 1140.3597 | 1140.0034 | 1140.0422 | 1140.2524 | 1140.3588 | 1140.4771 | 1140.6528 | 1140.7196 |  | 1.25 | 0 | 0 | 0 | 0 | 0 | 0 | 0 | 0 |  | 1.25 | 0 | 0 | 0 | 0 | 0 | 0 | 0 | 0 |  | apr | 1.25 | 1026.5198 | 1026.5 | 1026.5 | 1026.5 | 1026.5 | 1026.5031 | 1026.6565 | 1026.8724 |  | 1.25 | 0.24511 | 0.00032655 | 0.06558 | 0.15797 | 0.23948 | 0.32912 | 0.4473 | 0.60943 |  | 1.25 | 179.8921 | 0 | 0 | 162.5406 | 195.4077 | 230.4418 | 275.8636 | 361.4871
1.3333 | 0.036451 | 0.0073042 | 0.0099459 | 0.025144 | 0.03414 | 0.04648 | 0.065674 | 0.071238 |  | 1.3333 | 1140.4724 | 1140.085 | 1140.1504 | 1140.3235 | 1140.4915 | 1140.5975 | 1140.8079 | 1140.8478 |  | 1.3333 | 5879.0431 | 4215.2386 | 5389.4389 | 5884.4345 | 6000 | 6000 | 6000 | 6000 |  | 1.3333 | 0.3 | 0.3 | 0.3 | 0.3 | 0.3 | 0.3 | 0.3 | 0.3 |  | may | 1.3333 | 1026.5411 | 1026.5 | 1026.5 | 1026.5 | 1026.5 | 1026.5015 | 1026.7821 | 1027.0591 |  | 1.3333 | 0.17122 | 0.00034827 | 0.00072649 | 0.075958 | 0.1635 | 0.24713 | 0.37047 | 0.50159 |  | 1.3333 | 6122.0222 | 2033.9369 | 3456.0055 | 4090.3371 | 7213.869 | 7224.2906 | 7245.2334 | 7305.4042
1.4167 | 0.032678 | 0.018411 | 0.020605 | 0.025749 | 0.03226 | 0.038683 | 0.049245 | 0.055975 |  | 1.4167 | 1139.2777 | 1138.906 | 1138.9061 | 1138.9385 | 1139.2399 | 1139.5535 | 1139.7788 | 1140.1256 |  | 1.4167 | 4509.775 | 2170.2479 | 2741.1531 | 3739.5235 | 4340.0641 | 5838.4024 | 6000 | 6000 |  | 1.4167 | 0.3 | 0.3 | 0.3 | 0.3 | 0.3 | 0.3 | 0.3 | 0.3 |  | jun | 1.4167 | 1027.3701 | 1026.5 | 1026.5 | 1026.5 | 1026.5007 | 1029.4442 | 1029.4481 | 1029.4481 |  | 1.4167 | 0.24238 | 0.14388 | 0.1673 | 0.21014 | 0.24306 | 0.27306 | 0.32458 | 0.3724 |  | 1.4167 | 6228.9816 | 3386.9975 | 4111.0022 | 5230.179 | 6132.1516 | 7220.9877 | 8670.5711 | 8943.7794
1.5 | 0.035652 | 0.022716 | 0.02693 | 0.032006 | 0.035219 | 0.039456 | 0.043691 | 0.054698 |  | 1.5 | 1138.9478 | 1138.8878 | 1138.8879 | 1138.8882 | 1138.8885 | 1138.8885 | 1139.2362 | 1139.7211 |  | 1.5 | 3503.4726 | 2205.1147 | 2708.6281 | 3040.4985 | 3307.0619 | 3766.5836 | 5265.8236 | 6000 |  | 1.5 | 0.3 | 0.3 | 0.3 | 0.3 | 0.3 | 0.3 | 0.3 | 0.3 |  | jul | 1.5 | 1026.9514 | 1026.5 | 1026.5 | 1026.5 | 1026.5004 | 1028.0128 | 1028.0149 | 1028.1882 |  | 1.5 | 0.23877 | 0.15521 | 0.16482 | 0.20199 | 0.24105 | 0.27168 | 0.31716 | 0.34205 |  | 1.5 | 4973.7779 | 3048.0112 | 3889.8006 | 4395.8631 | 4765.3418 | 5456.9679 | 6684.4522 | 7517.5541
1.5833 | 0.028587 | 0.012688 | 0.019113 | 0.024975 | 0.028847 | 0.032682 | 0.038634 | 0.042036 |  | 1.5833 | 1138.9113 | 1138.8988 | 1138.9017 | 1138.9022 | 1138.9022 | 1138.9022 | 1138.9022 | 1139.2506 |  | 1.5833 | 1859.9749 | 874.0798 | 1303.6873 | 1604.977 | 1808.442 | 2152.6878 | 2549.9136 | 3644.5312 |  | 1.5833 | 0.3 | 0.3 | 0.3 | 0.3 | 0.3 | 0.3 | 0.3 | 0.3 |  | aug | 1.5833 | 1026.729 | 1026.5 | 1026.5 | 1026.5 | 1026.5002 | 1027.267 | 1027.2679 | 1027.3577 |  | 1.5833 | 0.22635 | 0.036132 | 0.12298 | 0.17949 | 0.2305 | 0.26673 | 0.32923 | 0.39517 |  | 1.5833 | 3023.5452 | 0 | 2067.3615 | 2688.0655 | 3016.3201 | 3420.6082 | 4145.2117 | 4890.4204
1.6667 | 0.028598 | 0.020713 | 0.023811 | 0.026714 | 0.028764 | 0.030638 | 0.033556 | 0.034442 |  | 1.6667 | 1138.9279 | 1138.9218 | 1138.9279 | 1138.9281 | 1138.9281 | 1138.9281 | 1138.9281 | 1138.9281 |  | 1.6667 | 1295.5637 | 600.8655 | 819.7109 | 1145.6386 | 1252.4083 | 1494.9229 | 1830.7728 | 1969.8885 |  | 1.6667 | 0.3 | 0.3 | 0.3 | 0.3 | 0.3 | 0.3 | 0.3 | 0.3 |  | sep | 1.6667 | 1026.6613 | 1026.5 | 1026.5 | 1026.5 | 1026.5001 | 1026.8893 | 1026.9218 | 1028.9966 |  | 1.6667 | 0.27649 | 0.13003 | 0.21548 | 0.24984 | 0.28342 | 0.30043 | 0.33721 | 0.37524 |  | 1.6667 | 2478.5232 | 1301.1476 | 1678.0277 | 2169.6074 | 2426.8867 | 2770.3337 | 3218.1682 | 3724.0406
1.75 | 0.023736 | 0.018592 | 0.019307 | 0.021863 | 0.023192 | 0.025272 | 0.029179 | 0.033155 |  | 1.75 | 1138.972 | 1138.9613 | 1138.9719 | 1138.9723 | 1138.9723 | 1138.9723 | 1138.9723 | 1138.9723 |  | 1.75 | 0 | 0 | 0 | 0 | 0 | 0 | 0 | 0 |  | 1.75 | 0 | 0 | 0 | 0 | 0 | 0 | 0 | 0 |  | oct | 1.75 | 1026.5812 | 1026.5 | 1026.5 | 1026.5 | 1026.5 | 1026.6946 | 1026.7108 | 1027.7761 |  | 1.75 | 0.26161 | 0.072916 | 0.11799 | 0.21425 | 0.26381 | 0.31068 | 0.39273 | 0.43828 |  | 1.75 | 782.9115 | 0 | 540.0962 | 711.1431 | 776.0239 | 873.5359 | 1137.8707 | 1448.6001
1.8333 | 0.026059 | 0.017967 | 0.020399 | 0.023792 | 0.026469 | 0.027905 | 0.030237 | 0.033896 |  | 1.8333 | 1139.3699 | 1139.1958 | 1139.2799 | 1139.3282 | 1139.3562 | 1139.4221 | 1139.4883 | 1139.5647 |  | 1.8333 | 0 | 0 | 0 | 0 | 0 | 0 | 0 | 0 |  | 1.8333 | 0 | 0 | 0 | 0 | 0 | 0 | 0 | 0 |  | nov | 1.8333 | 1026.5691 | 1026.5 | 1026.5 | 1026.5 | 1026.5 | 1026.5974 | 1026.999 | 1027.3136 |  | 1.8333 | 0.23995 | 0.06855 | 0.10992 | 0.19835 | 0.2457 | 0.28084 | 0.35938 | 0.3869 |  | 1.8333 | 447.2006 | 0 | 274.1786 | 379.8764 | 414.5748 | 543.985 | 711.3861 | 752.7895
1.9167 | 0.024651 | 0.016136 | 0.019824 | 0.022459 | 0.024774 | 0.026526 | 0.030274 | 0.032638 |  | 1.9167 | 1139.6483 | 1139.338 | 1139.4921 | 1139.5924 | 1139.6252 | 1139.7383 | 1139.8418 | 1139.9862 |  | 1.9167 | 0 | 0 | 0 | 0 | 0 | 0 | 0 | 0 |  | 1.9167 | 0 | 0 | 0 | 0 | 0 | 0 | 0 | 0 |  | dec | 1.9167 | 1026.5658 | 1026.5 | 1026.5 | 1026.5 | 1026.5 | 1026.5487 | 1026.7495 | 1027.8658 |  | 1.9167 | 0.23909 | 0.063276 | 0.12612 | 0.19297 | 0.2453 | 0.2815 | 0.35065 | 0.39966 |  | 1.9167 | 399.0958 | 0 | 246.62 | 312.4506 | 341.3482 | 476.457 | 586.1121 | 1282.5943
2 | 0.026474 | 0.018795 | 0.020641 | 0.02371 | 0.026779 | 0.028431 | 0.032343 | 0.04029 |  | 2 | 1139.8457 | 1139.4429 | 1139.644 | 1139.7622 | 1139.8203 | 1139.9514 | 1140.094 | 1140.2869 |  | 2 | 0 | 0 | 0 | 0 | 0 | 0 | 0 | 0 |  | 2 | 0 | 0 | 0 | 0 | 0 | 0 | 0 | 0 |  | jan | 2 | 1026.548 | 1026.5 | 1026.5 | 1026.5 | 1026.5 | 1026.5243 | 1026.6248 | 1027.7284 |  | 2 | 0.27905 | 0.097979 | 0.17224 | 0.23314 | 0.28078 | 0.32527 | 0.38959 | 0.45274 |  | 2 | 321.5717 | 0 | 217.5057 | 263.3347 | 298.1248 | 371.6533 | 469.8985 | 973.0309
2.0833 | 0.026509 | 0.019345 | 0.021009 | 0.02474 | 0.026478 | 0.028327 | 0.031787 | 0.034876 |  | 2.0833 | 1140.0404 | 1139.6522 | 1139.8131 | 1139.943 | 1140.0215 | 1140.1633 | 1140.2722 | 1140.447 |  | 2.0833 | 0 | 0 | 0 | 0 | 0 | 0 | 0 | 0 |  | 2.0833 | 0 | 0 | 0 | 0 | 0 | 0 | 0 | 0 |  | feb | 2.0833 | 1026.5333 | 1026.5 | 1026.5 | 1026.5 | 1026.5 | 1026.5122 | 1026.5624 | 1028.0022 |  | 2.0833 | 0.20275 | 2.7442e-05 | 0.050701 | 0.15117 | 0.20231 | 0.26061 | 0.3466 | 0.41696 |  | 2.0833 | 181.3287 | 0 | 0 | 174.7538 | 190.29 | 222.2528 | 251.1446 | 448.9504
2.1667 | 0.029572 | 0.016422 | 0.020164 | 0.026262 | 0.029878 | 0.032675 | 0.037554 | 0.048154 |  | 2.1667 | 1140.1976 | 1139.8185 | 1139.9583 | 1140.0889 | 1140.1914 | 1140.3206 | 1140.4431 | 1140.5886 |  | 2.1667 | 0 | 0 | 0 | 0 | 0 | 0 | 0 | 0 |  | 2.1667 | 0 | 0 | 0 | 0 | 0 | 0 | 0 | 0 |  | mar | 2.1667 | 1026.5472 | 1026.5 | 1026.5 | 1026.5 | 1026.5 | 1026.5062 | 1026.6934 | 1028.1803 |  | 2.1667 | 0.20559 | 0.00055725 | 0.042243 | 0.15298 | 0.20727 | 0.2595 | 0.34321 | 0.40732 |  | 2.1667 | 179.3669 | 0 | 0 | 170.6452 | 184.8313 | 217.4224 | 262.4246 | 352.7654
2.25 | 0.027554 | 0.01815 | 0.022364 | 0.025445 | 0.027708 | 0.030048 | 0.032733 | 0.034618 |  | 2.25 | 1140.3531 | 1140.0005 | 1140.054 | 1140.2312 | 1140.3623 | 1140.4796 | 1140.6475 | 1140.7205 |  | 2.25 | 0 | 0 | 0 | 0 | 0 | 0 | 0 | 0 |  | 2.25 | 0 | 0 | 0 | 0 | 0 | 0 | 0 | 0 |  | apr | 2.25 | 1026.5584 | 1026.5 | 1026.5 | 1026.5 | 1026.5 | 1026.5032 | 1026.8373 | 1028.351 |  | 2.25 | 0.18736 | 0.00053874 | 0.026102 | 0.12845 | 0.19496 | 0.24072 | 0.34233 | 0.41919 |  | 2.25 | 182.156 | 0 | 0 | 177.9081 | 195.5949 | 231.3007 | 265.2376 | 329.3574
2.3333 | 0.030517 | 0.0077735 | 0.0098893 | 0.019658 | 0.028511 | 0.039997 | 0.053149 | 0.073432 |  | 2.3333 | 1140.4671 | 1140.0773 | 1140.1362 | 1140.3201 | 1140.4866 | 1140.6038 | 1140.7981 | 1140.8438 |  | 2.3333 | 5869.5009 | 4187.2239 | 5480.7799 | 5898.296 | 6000 | 6000 | 6000 | 6000 |  | 2.3333 | 0.3 | 0.3 | 0.3 | 0.3 | 0.3 | 0.3 | 0.3 | 0.3 |  | may | 2.3333 | 1026.5775 | 1026.5 | 1026.5 | 1026.5 | 1026.5 | 1026.5016 | 1027.01 | 1028.5186 |  | 2.3333 | 0.1179 | 0.00052932 | 0.00067375 | 0.047167 | 0.12042 | 0.16613 | 0.26693 | 0.3643 |  | 2.3333 | 5812.7334 | 3371.0765 | 3574.5909 | 3820.5469 | 6898.083 | 7220.8446 | 7252.7087 | 7266.8668
2.4167 | 0.032328 | 0.016562 | 0.021131 | 0.025018 | 0.03002 | 0.040001 | 0.047825 | 0.059674 |  | 2.4167 | 1139.2722 | 1138.9061 | 1138.9061 | 1138.9064 | 1139.2275 | 1139.5559 | 1139.7743 | 1140.1191 |  | 2.4167 | 4506.7806 | 2165.5409 | 2746.8906 | 3651.263 | 4380.8907 | 5877.5487 | 6000 | 6000 |  | 2.4167 | 0.3 | 0.3 | 0.3 | 0.3 | 0.3 | 0.3 | 0.3 | 0.3 |  | jun | 2.4167 | 1027.6537 | 1026.5 | 1026.5 | 1026.5 | 1026.5007 | 1029.4463 | 1029.4481 | 1029.4481 |  | 2.4167 | 0.2402 | 0.13092 | 0.1669 | 0.19844 | 0.23832 | 0.27972 | 0.33504 | 0.35667 |  | 2.4167 | 6390.6495 | 3382.2446 | 4119.333 | 5488.2071 | 6605.8932 | 7227.258 | 8899.2929 | 8922.0813
2.5 | 0.035869 | 0.02129 | 0.027641 | 0.031781 | 0.036131 | 0.0397 | 0.04335 | 0.053088 |  | 2.5 | 1138.9518 | 1138.8878 | 1138.8879 | 1138.8882 | 1138.8885 | 1138.8885 | 1139.2733 | 1139.713 |  | 2.5 | 3520.5757 | 2201.8646 | 2704.5057 | 3051.2427 | 3296.4386 | 3770.963 | 5246.4297 | 6000 |  | 2.5 | 0.3 | 0.3 | 0.3 | 0.3 | 0.3 | 0.3 | 0.3 | 0.3 |  | jul | 2.5 | 1027.0926 | 1026.5 | 1026.5 | 1026.5 | 1026.5004 | 1028.0139 | 1028.0149 | 1028.0149 |  | 2.5 | 0.23638 | 0.13877 | 0.17562 | 0.20579 | 0.23823 | 0.26832 | 0.30069 | 0.33051 |  | 2.5 | 5074.6402 | 3044.7985 | 3932.0136 | 4487.0095 | 5110.2068 | 5530.045 | 6574.9586 | 8155.3889
2.5833 | 0.028082 | 0.0079279 | 0.014843 | 0.02407 | 0.028762 | 0.03294 | 0.038813 | 0.041543 |  | 2.5833 | 1138.9119 | 1138.8988 | 1138.9019 | 1138.9022 | 1138.9022 | 1138.9022 | 1138.9022 | 1139.2416 |  | 2.5833 | 1862.307 | 870.4517 | 1306.0239 | 1574.8527 | 1795.4981 | 2162.2591 | 2548.0546 | 3613.5577 |  | 2.5833 | 0.3 | 0.3 | 0.3 | 0.3 | 0.3 | 0.3 | 0.3 | 0.3 |  | aug | 2.5833 | 1026.8016 | 1026.5 | 1026.5 | 1026.5 | 1026.5002 | 1027.2678 | 1027.2679 | 1027.3376 |  | 2.5833 | 0.21899 | 0.05331 | 0.093602 | 0.15911 | 0.22783 | 0.26695 | 0.33001 | 0.35822 |  | 2.5833 | 2955.6118 | 0 | 144.6704 | 2665.3168 | 3102.2027 | 3466.7747 | 4255.453 | 5283.4078
2.6667 | 0.028758 | 0.021929 | 0.022792 | 0.02627 | 0.028479 | 0.031112 | 0.034556 | 0.037693 |  | 2.6667 | 1138.9279 | 1138.9218 | 1138.9279 | 1138.9281 | 1138.9281 | 1138.9281 | 1138.9281 | 1138.9281 |  | 2.6667 | 1295.7622 | 596.7553 | 818.0559 | 1141.0513 | 1229.5151 | 1492.6414 | 1844.9374 | 1965.9673 |  | 2.6667 | 0.3 | 0.3 | 0.3 | 0.3 | 0.3 | 0.3 | 0.3 | 0.3 |  | sep | 2.6667 | 1026.7921 | 1026.5 | 1026.5 | 1026.5 | 1026.5001 | 1026.8898 | 1028.3997 | 1029.4597 |  | 2.6667 | 0.27137 | 0.1452 | 0.1768 | 0.23992 | 0.27603 | 0.29993 | 0.33487 | 0.35328 |  | 2.6667 | 2554.9617 | 1297.1082 | 1898.4345 | 2206.0496 | 2507.2843 | 2882.1702 | 3317.1098 | 4592.0325
2.75 | 0.024499 | 0.012238 | 0.019999 | 0.022691 | 0.024473 | 0.02659 | 0.029482 | 0.034428 |  | 2.75 | 1138.972 | 1138.9612 | 1138.9723 | 1138.9723 | 1138.9723 | 1138.9723 | 1138.9723 | 1138.9723 |  | 2.75 | 0 | 0 | 0 | 0 | 0 | 0 | 0 | 0 |  | 2.75 | 0 | 0 | 0 | 0 | 0 | 0 | 0 | 0 |  | oct | 2.75 | 1026.6479 | 1026.5 | 1026.5 | 1026.5 | 1026.5 | 1026.6948 | 1027.4672 | 1028.0208 |  | 2.75 | 0.28318 | 0.089948 | 0.15061 | 0.23222 | 0.28057 | 0.33314 | 0.4228 | 0.53979 |  | 2.75 | 826.1182 | 0 | 553.3726 | 712.7163 | 825.5698 | 906.326 | 1202.5298 | 1722.3268
2.8333 | 0.0266 | 0.018032 | 0.021717 | 0.024648 | 0.026637 | 0.028146 | 0.032322 | 0.035645 |  | 2.8333 | 1139.3698 | 1139.1947 | 1139.2798 | 1139.3264 | 1139.3479 | 1139.4241 | 1139.4917 | 1139.5637 |  | 2.8333 | 0 | 0 | 0 | 0 | 0 | 0 | 0 | 0 |  | 2.8333 | 0 | 0 | 0 | 0 | 0 | 0 | 0 | 0 |  | nov | 2.8333 | 1026.5959 | 1026.5 | 1026.5 | 1026.5 | 1026.5 | 1026.5974 | 1027.0341 | 1028.1804 |  | 2.8333 | 0.25724 | 0.083819 | 0.13888 | 0.21227 | 0.25282 | 0.30495 | 0.37311 | 0.50613 |  | 2.8333 | 473.2239 | 0 | 289.0958 | 381.5517 | 437.2157 | 582.6388 | 728.597 | 1022.4959
2.9167 | 0.024248 | 0.013599 | 0.0183 | 0.02186 | 0.024528 | 0.026437 | 0.029836 | 0.033848 |  | 2.9167 | 1139.6484 | 1139.3362 | 1139.4913 | 1139.5776 | 1139.615 | 1139.7385 | 1139.8452 | 1139.9844 |  | 2.9167 | 0 | 0 | 0 | 0 | 0 | 0 | 0 | 0 |  | 2.9167 | 0 | 0 | 0 | 0 | 0 | 0 | 0 | 0 |  | dec | 2.9167 | 1026.5698 | 1026.5 | 1026.5 | 1026.5 | 1026.5 | 1026.5487 | 1026.7678 | 1028.49 |  | 2.9167 | 0.24875 | 0.089729 | 0.12965 | 0.20767 | 0.24409 | 0.29371 | 0.35979 | 0.49899 |  | 2.9167 | 393.4458 | 0 | 233.28 | 314.5104 | 346.8961 | 496.4269 | 548.8239 | 721.5245
3 | 0.026846 | 0.01566 | 0.020823 | 0.023967 | 0.027052 | 0.029044 | 0.032706 | 0.038981 |  | 3 | 1139.8475 | 1139.4402 | 1139.644 | 1139.7578 | 1139.814 | 1139.9548 | 1140.0975 | 1140.2847 |  | 3 | 0 | 0 | 0 | 0 | 0 | 0 | 0 | 0 |  | 3 | 0 | 0 | 0 | 0 | 0 | 0 | 0 | 0 |  | jan | 3 | 1026.5588 | 1026.5 | 1026.5 | 1026.5 | 1026.5 | 1026.5244 | 1026.6339 | 1028.7672 |  | 3 | 0.27986 | 0.11868 | 0.16245 | 0.24105 | 0.27847 | 0.32582 | 0.38021 | 0.52346 |  | 3 | 340.7453 | 159.3613 | 217.7775 | 271.1616 | 297.5738 | 371.6636 | 500.7933 | 1573.5325
3.0833 | 0.026389 | 0.017158 | 0.020289 | 0.023905 | 0.026875 | 0.028817 | 0.032006 | 0.036751 |  | 3.0833 | 1140.0439 | 1139.6478 | 1139.8115 | 1139.9492 | 1140.0226 | 1140.1628 | 1140.2756 | 1140.4445 |  | 3.0833 | 0 | 0 | 0 | 0 | 0 | 0 | 0 | 0 |  | 3.0833 | 0 | 0 | 0 | 0 | 0 | 0 | 0 | 0 |  | feb | 3.0833 | 1026.5298 | 1026.5 | 1026.5 | 1026.5 | 1026.5 | 1026.5122 | 1026.5669 | 1027.6573 |  | 3.0833 | 0.2055 | 0.0030399 | 0.071871 | 0.13818 | 0.19181 | 0.25583 | 0.36359 | 0.4978 |  | 3.0833 | 185.5112 | 0 | 0 | 172.1135 | 192.4835 | 223.5808 | 260.0832 | 835.3589
3.1667 | 0.02995 | 0.014157 | 0.021358 | 0.026775 | 0.03041 | 0.032869 | 0.040018 | 0.04188 |  | 3.1667 | 1140.201 | 1139.813 | 1139.9603 | 1140.0927 | 1140.1887 | 1140.3264 | 1140.4478 | 1140.5857 |  | 3.1667 | 0 | 0 | 0 | 0 | 0 | 0 | 0 | 0 |  | 3.1667 | 0 | 0 | 0 | 0 | 0 | 0 | 0 | 0 |  | mar | 3.1667 | 1026.541 | 1026.5 | 1026.5 | 1026.5 | 1026.5 | 1026.5061 | 1026.7014 | 1027.6835 |  | 3.1667 | 0.20946 | 0.0020714 | 0.07097 | 0.14078 | 0.21242 | 0.27538 | 0.36991 | 0.41304 |  | 3.1667 | 184.4534 | 0 | 0 | 164.3946 | 187.1668 | 221.149 | 295.4953 | 512.499
3.25 | 0.027544 | 0.018348 | 0.020107 | 0.024665 | 0.027638 | 0.030646 | 0.033835 | 0.037712 |  | 3.25 | 1140.3574 | 1139.9935 | 1140.049 | 1140.248 | 1140.353 | 1140.4888 | 1140.6531 | 1140.7172 |  | 3.25 | 0 | 0 | 0 | 0 | 0 | 0 | 0 | 0 |  | 3.25 | 0 | 0 | 0 | 0 | 0 | 0 | 0 | 0 |  | apr | 3.25 | 1026.5487 | 1026.5 | 1026.5 | 1026.5 | 1026.5031 | 1026.5031 | 1026.7964 | 1027.8416 |  | 3.25 | 0.18032 | 0.00051811 | 0.02722 | 0.10757 | 0.17447 | 0.24529 | 0.33238 | 0.42112 |  | 3.25 | 159.1134 | 0 | 0 | 108.5605 | 193.6616 | 224.4417 | 264.3298 | 308.4665
3.3333 | 0.030825 | 0.0078211 | 0.010165 | 0.019337 | 0.02802 | 0.04072 | 0.058574 | 0.070035 |  | 3.3333 | 1140.4719 | 1140.0908 | 1140.1506 | 1140.3289 | 1140.4916 | 1140.6074 | 1140.7966 | 1140.8452 |  | 3.3333 | 5883.4415 | 4236.899 | 5366.5225 | 6000 | 6000 | 6000 | 6000 | 6000 |  | 3.3333 | 0.3 | 0.3 | 0.3 | 0.3 | 0.3 | 0.3 | 0.3 | 0.3 |  | may | 3.3333 | 1026.5905 | 1026.5 | 1026.5 | 1026.5 | 1026.5015 | 1026.5122 | 1026.9763 | 1027.9923 |  | 3.3333 | 0.11437 | 0.00049441 | 0.00065453 | 0.045797 | 0.10425 | 0.17076 | 0.26451 | 0.33543 |  | 3.3333 | 5566.2544 | 2074.6989 | 3712.3996 | 3840.6843 | 6021.675 | 7218.3552 | 7237.4155 | 7266.8663
3.4167 | 0.033996 | 0.014502 | 0.020833 | 0.02676 | 0.034405 | 0.039968 | 0.048759 | 0.057265 |  | 3.4167 | 1139.2751 | 1138.906 | 1138.9061 | 1138.9631 | 1139.2212 | 1139.5598 | 1139.7725 | 1140.1216 |  | 3.4167 | 4533.1997 | 2173.8866 | 2738.3958 | 3769.0113 | 4433.4199 | 5864.1191 | 6000 | 6000 |  | 3.4167 | 0.3 | 0.3 | 0.3 | 0.3 | 0.3 | 0.3 | 0.3 | 0.3 |  | jun | 3.4167 | 1027.9145 | 1026.5 | 1026.5 | 1026.5 | 1026.5009 | 1029.447 | 1029.4481 | 1029.4481 |  | 3.4167 | 0.23622 | 0.13185 | 0.16975 | 0.19667 | 0.22566 | 0.27665 | 0.32232 | 0.36143 |  | 3.4167 | 6564.2309 | 3390.1801 | 4187.9641 | 5248.8833 | 6837.7993 | 7366.4877 | 8910.5856 | 8945.0464
3.5 | 0.036361 | 0.022967 | 0.026503 | 0.03227 | 0.036794 | 0.039964 | 0.047153 | 0.053482 |  | 3.5 | 1138.9476 | 1138.8878 | 1138.8879 | 1138.8882 | 1138.8884 | 1138.8885 | 1139.2633 | 1139.7161 |  | 3.5 | 3522.8252 | 2207.6278 | 2703.8998 | 3069.0433 | 3330.2426 | 3771.9885 | 5238.6464 | 6000 |  | 3.5 | 0.3 | 0.3 | 0.3 | 0.3 | 0.3 | 0.3 | 0.3 | 0.3 |  | jul | 3.5 | 1027.2268 | 1026.5 | 1026.5 | 1026.5 | 1026.5004 | 1028.0143 | 1028.0149 | 1028.0149 |  | 3.5 | 0.24321 | 0.14712 | 0.17157 | 0.21235 | 0.24244 | 0.27133 | 0.31748 | 0.35843 |  | 3.5 | 5156.7101 | 3050.2488 | 3916.6585 | 4526.3911 | 5109.9942 | 5491.8453 | 7194.3617 | 8154.788
3.5833 | 0.028222 | 0.011888 | 0.017904 | 0.024164 | 0.028213 | 0.032222 | 0.038542 | 0.045059 |  | 3.5833 | 1138.9114 | 1138.9019 | 1138.902 | 1138.9022 | 1138.9022 | 1138.9022 | 1138.9022 | 1139.245 |  | 3.5833 | 1863.8468 | 876.8853 | 1302.6169 | 1641.849 | 1791.7815 | 2145.3081 | 2547.0716 | 3625.1607 |  | 3.5833 | 0.3 | 0.3 | 0.3 | 0.3 | 0.3 | 0.3 | 0.3 | 0.3 |  | aug | 3.5833 | 1026.8685 | 1026.5 | 1026.5 | 1026.5 | 1026.5002 | 1027.2677 | 1027.2679 | 1027.2679 |  | 3.5833 | 0.21724 | 0.058542 | 0.10715 | 0.17231 | 0.2134 | 0.25213 | 0.33996 | 0.38926 |  | 3.5833 | 3071.5549 | 0 | 1771.0181 | 2700.3941 | 3161.2731 | 3459.1683 | 4264.0011 | 5240.5307
3.6667 | 0.028325 | 0.0218 | 0.024318 | 0.026044 | 0.028195 | 0.030167 | 0.033414 | 0.035005 |  | 3.6667 | 1138.9281 | 1138.9279 | 1138.9281 | 1138.9281 | 1138.9281 | 1138.9281 | 1138.9281 | 1138.9281 |  | 3.6667 | 1307.6436 | 604.0441 | 817.2935 | 1149.7481 | 1253.3594 | 1492.9781 | 1840.2132 | 1967.4358 |  | 3.6667 | 0.3 | 0.3 | 0.3 | 0.3 | 0.3 | 0.3 | 0.3 | 0.3 |  | sep | 3.6667 | 1026.7626 | 1026.5 | 1026.5 | 1026.5 | 1026.5007 | 1026.8898 | 1026.8898 | 1029.4545 |  | 3.6667 | 0.27151 | 0.13997 | 0.20908 | 0.2466 | 0.27408 | 0.29124 | 0.34979 | 0.3718 |  | 3.6667 | 2554.727 | 1304.2093 | 1776.117 | 2255.5208 | 2506.011 | 2843.24 | 3328.3833 | 4048.2437
3.75 | 0.023969 | 0.015628 | 0.01842 | 0.021911 | 0.024162 | 0.026379 | 0.028475 | 0.032931 |  | 3.75 | 1138.9723 | 1138.9723 | 1138.9723 | 1138.9723 | 1138.9723 | 1138.9723 | 1138.9723 | 1138.9723 |  | 3.75 | 0 | 0 | 0 | 0 | 0 | 0 | 0 | 0 |  | 3.75 | 0 | 0 | 0 | 0 | 0 | 0 | 0 | 0 |  | oct | 3.75 | 1026.6322 | 1026.5 | 1026.5 | 1026.5 | 1026.5004 | 1026.6948 | 1026.6948 | 1028.0181 |  | 3.75 | 0.26014 | 0.090637 | 0.13581 | 0.20632 | 0.27464 | 0.30612 | 0.37497 | 0.41994 |  | 3.75 | 836.6378 | 0 | 606.7042 | 718.1899 | 834.9038 | 906.8542 | 1169.078 | 1567.8561
3.8333 | 0.025826 | 0.017386 | 0.021435 | 0.024054 | 0.025982 | 0.0275 | 0.030285 | 0.034401 |  | 3.8333 | 1139.3728 | 1139.1967 | 1139.2791 | 1139.3325 | 1139.3628 | 1139.4224 | 1139.4894 | 1139.5641 |  | 3.8333 | 0 | 0 | 0 | 0 | 0 | 0 | 0 | 0 |  | 3.8333 | 0 | 0 | 0 | 0 | 0 | 0 | 0 | 0 |  | nov | 3.8333 | 1026.5733 | 1026.5 | 1026.5 | 1026.5 | 1026.5969 | 1026.5974 | 1026.5974 | 1027.2697 |  | 3.8333 | 0.23667 | 0.08933 | 0.12528 | 0.1898 | 0.24429 | 0.28042 | 0.34182 | 0.37147 |  | 3.8333 | 478.8775 | 0 | 321.2385 | 385.3083 | 440.7453 | 550.7712 | 738.2171 | 826.9494
3.9167 | 0.024247 | 0.016312 | 0.01841 | 0.021889 | 0.024157 | 0.026975 | 0.029238 | 0.031234 |  | 3.9167 | 1139.6532 | 1139.3395 | 1139.4896 | 1139.5923 | 1139.6346 | 1139.7373 | 1139.8409 | 1139.985 |  | 3.9167 | 0 | 0 | 0 | 0 | 0 | 0 | 0 | 0 |  | 3.9167 | 0 | 0 | 0 | 0 | 0 | 0 | 0 | 0 |  | dec | 3.9167 | 1026.5435 | 1026.5 | 1026.5 | 1026.5 | 1026.5485 | 1026.5487 | 1026.5542 | 1027.5084 |  | 3.9167 | 0.2265 | 0.085711 | 0.1188 | 0.17798 | 0.23774 | 0.26819 | 0.33142 | 0.35578 |  | 3.9167 | 397.019 | 0 | 264.2457 | 318.1387 | 353.0455 | 492.565 | 575.5166 | 656.1324
4 | 0.025582 | 0.015161 | 0.02047 | 0.023667 | 0.025581 | 0.028107 | 0.030685 | 0.032819 |  | 4 | 1139.8531 | 1139.4449 | 1139.6404 | 1139.7701 | 1139.8263 | 1139.9561 | 1140.0928 | 1140.2854 |  | 4 | 0 | 0 | 0 | 0 | 0 | 0 | 0 | 0 |  | 4 | 0 | 0 | 0 | 0 | 0 | 0 | 0 | 0 |  | jan | 4 | 1026.5296 | 1026.5 | 1026.5 | 1026.5 | 1026.5243 | 1026.5244 | 1026.5271 | 1027.7899 |  | 4 | 0.2563 | 0.11661 | 0.15897 | 0.20774 | 0.26626 | 0.29461 | 0.35572 | 0.37574 |  | 4 | 321.7078 | 159.2659 | 217.6716 | 269.1196 | 298.8945 | 371.51 | 470.1389 | 1023.2659
4.0833 | 0.025246 | 0.016275 | 0.019229 | 0.022172 | 0.025645 | 0.028353 | 0.030745 | 0.032509 |  | 4.0833 | 1140.0471 | 1139.6555 | 1139.8109 | 1139.9585 | 1140.0203 | 1140.1621 | 1140.2708 | 1140.4454 |  | 4.0833 | 0 | 0 | 0 | 0 | 0 | 0 | 0 | 0 |  | 4.0833 | 0 | 0 | 0 | 0 | 0 | 0 | 0 | 0 |  | feb | 4.0833 | 1026.5151 | 1026.5 | 1026.5 | 1026.5 | 1026.5121 | 1026.5122 | 1026.5137 | 1027.1553 |  | 4.0833 | 0.17768 | 0.00032281 | 0.037315 | 0.11329 | 0.18367 | 0.22677 | 0.33226 | 0.4393 |  | 4.0833 | 162.2253 | 0 | 0 | 155.0946 | 189.6644 | 222.1535 | 256.5645 | 549.5971
4.1667 | 0.029688 | 0.01298 | 0.020906 | 0.026328 | 0.029158 | 0.033103 | 0.039434 | 0.044266 |  | 4.1667 | 1140.2035 | 1139.8226 | 1139.9565 | 1140.1042 | 1140.1902 | 1140.3271 | 1140.4338 | 1140.5868 |  | 4.1667 | 0 | 0 | 0 | 0 | 0 | 0 | 0 | 0 |  | 4.1667 | 0 | 0 | 0 | 0 | 0 | 0 | 0 | 0 |  | mar | 4.1667 | 1026.5462 | 1026.5 | 1026.5 | 1026.5 | 1026.5061 | 1026.5062 | 1026.7174 | 1026.8309 |  | 4.1667 | 0.18735 | 0.00046813 | 0.023433 | 0.1274 | 0.19257 | 0.25051 | 0.33353 | 0.47179 |  | 4.1667 | 160.8737 | 0 | 0 | 149.7446 | 184.5848 | 215.273 | 264.834 | 364.7839
4.25 | 0.026862 | 0.017251 | 0.020852 | 0.024634 | 0.027083 | 0.028708 | 0.033596 | 0.035682 |  | 4.25 | 1140.358 | 1140.006 | 1140.0513 | 1140.249 | 1140.355 | 1140.4854 | 1140.6361 | 1140.7184 |  | 4.25 | 0 | 0 | 0 | 0 | 0 | 0 | 0 | 0 |  | 4.25 | 0 | 0 | 0 | 0 | 0 | 0 | 0 | 0 |  | apr | 4.25 | 1026.5737 | 1026.5 | 1026.5 | 1026.5 | 1026.5031 | 1026.5033 | 1026.8732 | 1026.9943 |  | 4.25 | 0.16264 | 0.00044195 | 0.00097386 | 0.087736 | 0.15853 | 0.2231 | 0.32372 | 0.46094 |  | 4.25 | 150.9415 | 0 | 0 | 0 | 190.1473 | 226.5194 | 270.1347 | 366.4823
4.3333 | 0.0331 | 0.0078328 | 0.012172 | 0.023326 | 0.032683 | 0.042231 | 0.056394 | 0.080745 |  | 4.3333 | 1140.4708 | 1140.0891 | 1140.1445 | 1140.3247 | 1140.4926 | 1140.6079 | 1140.7944 | 1140.8433 |  | 4.3333 | 5870.3197 | 4230.5224 | 5421.5151 | 5885.7142 | 6000 | 6000 | 6000 | 6000 |  | 4.3333 | 0.3 | 0.3 | 0.3 | 0.3 | 0.3 | 0.3 | 0.3 | 0.3 |  | may | 4.3333 | 1026.6207 | 1026.5 | 1026.5 | 1026.5 | 1026.5015 | 1026.6781 | 1027.0604 | 1027.243 |  | 4.3333 | 0.096174 | 0.00054672 | 0.00068652 | 0.01947 | 0.085436 | 0.14792 | 0.24194 | 0.36634 |  | 4.3333 | 5346.2558 | 2039.9164 | 3525.7507 | 3820.9824 | 4431.3239 | 7216.8374 | 7237.4708 | 7266.8668
4.4167 | 0.035257 | 0.019779 | 0.022808 | 0.028197 | 0.035407 | 0.041608 | 0.049479 | 0.063662 |  | 4.4167 | 1139.2707 | 1138.906 | 1138.9061 | 1138.9064 | 1139.2145 | 1139.5739 | 1139.7781 | 1140.1183 |  | 4.4167 | 4494.6581 | 2172.816 | 2744.3449 | 3766.4737 | 4400.1915 | 5848.1126 | 6000 | 6000 |  | 4.4167 | 0.3 | 0.3 | 0.3 | 0.3 | 0.3 | 0.3 | 0.3 | 0.3 |  | jun | 4.4167 | 1028.1096 | 1026.5 | 1026.5 | 1026.5007 | 1029.4429 | 1029.4476 | 1029.4481 | 1029.4481 |  | 4.4167 | 0.22797 | 0.11823 | 0.16851 | 0.18674 | 0.21687 | 0.26278 | 0.3201 | 0.34386 |  | 4.4167 | 6638.3395 | 3389.5192 | 4099.3222 | 5824.6534 | 6816.8168 | 7339.2835 | 8909.7239 | 8944.9897
4.5 | 0.035588 | 0.023117 | 0.026211 | 0.031594 | 0.03529 | 0.039721 | 0.04509 | 0.052268 |  | 4.5 | 1138.9467 | 1138.8878 | 1138.8879 | 1138.8882 | 1138.8884 | 1138.8885 | 1139.2805 | 1139.712 |  | 4.5 | 3498.0169 | 2206.8883 | 2708.0237 | 3038.0128 | 3309.0511 | 3776.0854 | 5262.0304 | 6000 |  | 4.5 | 0.3 | 0.3 | 0.3 | 0.3 | 0.3 | 0.3 | 0.3 | 0.3 |  | jul | 4.5 | 1027.3287 | 1026.5 | 1026.5 | 1026.5004 | 1028.0122 | 1028.0146 | 1028.0149 | 1028.1865 |  | 4.5 | 0.23394 | 0.12684 | 0.17559 | 0.20911 | 0.23364 | 0.25529 | 0.29394 | 0.35646 |  | 4.5 | 5181.4883 | 3049.728 | 3907.176 | 4616.3547 | 5160.8295 | 5486.6251 | 7063.7926 | 8257.8728
4.5833 | 0.028335 | 0.0077669 | 0.016476 | 0.023937 | 0.029051 | 0.033357 | 0.038391 | 0.040963 |  | 4.5833 | 1138.9104 | 1138.8988 | 1138.902 | 1138.9022 | 1138.9022 | 1138.9022 | 1138.9022 | 1139.2405 |  | 4.5833 | 1842.1781 | 876.0595 | 1299.8108 | 1534.4351 | 1794.4575 | 2150.2315 | 2550.0277 | 3609.6944 |  | 4.5833 | 0.3 | 0.3 | 0.3 | 0.3 | 0.3 | 0.3 | 0.3 | 0.3 |  | aug | 4.5833 | 1026.9202 | 1026.5 | 1026.5 | 1026.5002 | 1027.2666 | 1027.2678 | 1027.2679 | 1027.3568 |  | 4.5833 | 0.22196 | 0.029357 | 0.11376 | 0.17183 | 0.22418 | 0.26251 | 0.3359 | 0.43449 |  | 4.5833 | 3070.6218 | 0 | 1772.1815 | 2774.5862 | 3146.5749 | 3467.6494 | 4272.4217 | 5009.4153
4.6667 | 0.028765 | 0.019661 | 0.023786 | 0.026945 | 0.028639 | 0.031052 | 0.033153 | 0.03638 |  | 4.6667 | 1138.928 | 1138.9219 | 1138.9281 | 1138.9281 | 1138.9281 | 1138.9281 | 1138.9281 | 1138.9281 |  | 4.6667 | 1294.0107 | 603.1083 | 822.5089 | 1130.3512 | 1235.514 | 1497.4473 | 1840.858 | 1965.4784 |  | 4.6667 | 0.3 | 0.3 | 0.3 | 0.3 | 0.3 | 0.3 | 0.3 | 0.3 |  | sep | 4.6667 | 1026.7874 | 1026.5 | 1026.5 | 1026.5001 | 1026.889 | 1026.8898 | 1026.8898 | 1029.4545 |  | 4.6667 | 0.27289 | 0.12729 | 0.21176 | 0.24812 | 0.27488 | 0.29853 | 0.33202 | 0.37195 |  | 4.6667 | 2546.377 | 1303.3429 | 1887.6027 | 2242.0732 | 2511.1962 | 2839.8377 | 3239.2596 | 4098.6958
4.75 | 0.024591 | 0.015551 | 0.019484 | 0.021909 | 0.024301 | 0.02701 | 0.030789 | 0.033803 |  | 4.75 | 1138.9722 | 1138.963 | 1138.9723 | 1138.9723 | 1138.9723 | 1138.9723 | 1138.9723 | 1138.9723 |  | 4.75 | 0 | 0 | 0 | 0 | 0 | 0 | 0 | 0 |  | 4.75 | 0 | 0 | 0 | 0 | 0 | 0 | 0 | 0 |  | oct | 4.75 | 1026.6448 | 1026.5 | 1026.5 | 1026.5 | 1026.6946 | 1026.6948 | 1026.715 | 1028.0181 |  | 4.75 | 0.27679 | 0.037475 | 0.13015 | 0.22414 | 0.2745 | 0.33468 | 0.42634 | 0.49959 |  | 4.75 | 836.2973 | 0 | 613.4639 | 729.3139 | 822.1214 | 902.2772 | 1169.1108 | 1570.7848
4.8333 | 0.026483 | 0.013808 | 0.022056 | 0.024291 | 0.026108 | 0.028471 | 0.031673 | 0.033122 |  | 4.8333 | 1139.3684 | 1139.1964 | 1139.2788 | 1139.3237 | 1139.349 | 1139.4229 | 1139.4879 | 1139.5636 |  | 4.8333 | 0 | 0 | 0 | 0 | 0 | 0 | 0 | 0 |  | 4.8333 | 0 | 0 | 0 | 0 | 0 | 0 | 0 | 0 |  | nov | 4.8333 | 1026.5806 | 1026.5 | 1026.5 | 1026.5 | 1026.5973 | 1026.5974 | 1026.6089 | 1027.2745 |  | 4.8333 | 0.25114 | 0.036971 | 0.12463 | 0.20324 | 0.2429 | 0.301 | 0.37797 | 0.44977 |  | 4.8333 | 472.2892 | 0 | 311.0952 | 388.8584 | 440.7095 | 557.339 | 730.8925 | 815.2574
4.9167 | 0.02423 | 0.016708 | 0.018686 | 0.022172 | 0.02412 | 0.02602 | 0.030397 | 0.032944 |  | 4.9167 | 1139.6465 | 1139.3391 | 1139.4924 | 1139.5627 | 1139.6211 | 1139.7371 | 1139.8403 | 1139.9841 |  | 4.9167 | 0 | 0 | 0 | 0 | 0 | 0 | 0 | 0 |  | 4.9167 | 0 | 0 | 0 | 0 | 0 | 0 | 0 | 0 |  | dec | 4.9167 | 1026.5545 | 1026.5 | 1026.5 | 1026.5 | 1026.5486 | 1026.5487 | 1026.5546 | 1027.7947 |  | 4.9167 | 0.23816 | 0.046465 | 0.1209 | 0.19101 | 0.23815 | 0.28392 | 0.35391 | 0.43092 |  | 4.9167 | 397.0974 | 0 | 263.5947 | 316.7254 | 352.9038 | 494.7285 | 583.0439 | 752.5401
5 | 0.025691 | 0.016647 | 0.020236 | 0.023372 | 0.02569 | 0.027975 | 0.031264 | 0.034412 |  | 5 | 1139.8444 | 1139.4443 | 1139.6409 | 1139.7555 | 1139.8225 | 1139.9546 | 1140.0918 | 1140.2844 |  | 5 | 0 | 0 | 0 | 0 | 0 | 0 | 0 | 0 |  | 5 | 0 | 0 | 0 | 0 | 0 | 0 | 0 | 0 |  | jan | 5 | 1026.5381 | 1026.5 | 1026.5 | 1026.5 | 1026.5243 | 1026.5244 | 1026.5272 | 1028.2335 |  | 5 | 0.26528 | 0.078321 | 0.15866 | 0.2195 | 0.26379 | 0.30765 | 0.36658 | 0.45292 |  | 5 | 312.3187 | 0 | 224.3735 | 264.4413 | 293.0673 | 371.4571 | 469.8647 | 503.7008
5.0833 | 0.025623 | 0.017557 | 0.01984 | 0.022751 | 0.0255 | 0.027697 | 0.032134 | 0.040034 |  | 5.0833 | 1140.0384 | 1139.6545 | 1139.8121 | 1139.9396 | 1140.0148 | 1140.167 | 1140.27 | 1140.4441 |  | 5.0833 | 0 | 0 | 0 | 0 | 0 | 0 | 0 | 0 |  | 5.0833 | 0 | 0 | 0 | 0 | 0 | 0 | 0 | 0 |  | feb | 5.0833 | 1026.5309 | 1026.5 | 1026.5 | 1026.5 | 1026.5122 | 1026.5122 | 1026.5137 | 1028.5518 |  | 5.0833 | 0.18308 | 0.0014338 | 0.044168 | 0.12077 | 0.17449 | 0.23306 | 0.34629 | 0.4691 |  | 5.0833 | 174.8942 | 0 | 0 | 164.5849 | 193.2302 | 213.9627 | 263.0406 | 1388.6201
5.1667 | 0.029984 | 0.017254 | 0.020297 | 0.02622 | 0.030128 | 0.034201 | 0.039016 | 0.043924 |  | 5.1667 | 1140.1954 | 1139.8214 | 1139.9532 | 1140.0845 | 1140.1855 | 1140.325 | 1140.4373 | 1140.5853 |  | 5.1667 | 0 | 0 | 0 | 0 | 0 | 0 | 0 | 0 |  | 5.1667 | 0 | 0 | 0 | 0 | 0 | 0 | 0 | 0 |  | mar | 5.1667 | 1026.5523 | 1026.5 | 1026.5 | 1026.5 | 1026.5061 | 1026.5067 | 1026.7235 | 1027.5459 |  | 5.1667 | 0.18907 | 0.00051732 | 0.018644 | 0.12001 | 0.18706 | 0.2492 | 0.3579 | 0.48094 |  | 5.1667 | 163.9136 | 0 | 0 | 149.8475 | 183.007 | 215.0831 | 258.6428 | 824.4318
5.25 | 0.026456 | 0.016094 | 0.019104 | 0.023124 | 0.026519 | 0.029738 | 0.033198 | 0.036038 |  | 5.25 | 1140.3512 | 1140.0044 | 1140.0393 | 1140.2255 | 1140.3657 | 1140.4833 | 1140.6403 | 1140.7168 |  | 5.25 | 0 | 0 | 0 | 0 | 0 | 0 | 0 | 0 |  | 5.25 | 0 | 0 | 0 | 0 | 0 | 0 | 0 | 0 |  | apr | 5.25 | 1026.5783 | 1026.5 | 1026.5 | 1026.5 | 1026.5031 | 1026.552 | 1026.9121 | 1027.0332 |  | 5.25 | 0.16427 | 0.00046571 | 0.002548 | 0.09036 | 0.1501 | 0.23143 | 0.34508 | 0.43228 |  | 5.25 | 150.835 | 0 | 0 | 0 | 194.4264 | 211.2149 | 276.0983 | 529.4201
5.3333 | 0.030371 | 0.0077061 | 0.0095829 | 0.021513 | 0.029777 | 0.039939 | 0.056101 | 0.059471 |  | 5.3333 | 1140.4655 | 1140.0807 | 1140.1475 | 1140.3123 | 1140.4877 | 1140.6057 | 1140.7881 | 1140.8309 |  | 5.3333 | 5871.2009 | 4197.1943 | 5401.655 | 5919.1386 | 6000 | 6000 | 6000 | 6000 |  | 5.3333 | 0.3 | 0.3 | 0.3 | 0.3 | 0.3 | 0.3 | 0.3 | 0.3 |  | may | 5.3333 | 1026.6262 | 1026.5 | 1026.5 | 1026.5 | 1026.5015 | 1026.7164 | 1027.085 | 1027.257 |  | 5.3333 | 0.099902 | 0.00048808 | 0.00054792 | 0.018727 | 0.081892 | 0.15866 | 0.27599 | 0.35293 |  | 5.3333 | 5285.3268 | 2185.984 | 3670.1989 | 3820.1454 | 4400.4546 | 7213.9058 | 7237.3612 | 7267.3784
5.4167 | 0.03339 | 0.017312 | 0.021355 | 0.02694 | 0.033185 | 0.038745 | 0.048126 | 0.053725 |  | 5.4167 | 1139.2674 | 1138.906 | 1138.9061 | 1138.9064 | 1139.2122 | 1139.5537 | 1139.7637 | 1140.0988 |  | 5.4167 | 4485.1938 | 2167.7091 | 2745.9411 | 3414.2068 | 4444.8481 | 5857.7165 | 6000 | 6000 |  | 5.4167 | 0.3 | 0.3 | 0.3 | 0.3 | 0.3 | 0.3 | 0.3 | 0.3 |  | jun | 5.4167 | 1028.1622 | 1026.5 | 1026.5 | 1026.5007 | 1029.443 | 1029.4479 | 1029.4481 | 1029.4481 |  | 5.4167 | 0.23335 | 0.15735 | 0.17089 | 0.19419 | 0.22178 | 0.27329 | 0.31961 | 0.32971 |  | 5.4167 | 6656.702 | 3384.0024 | 4110.7797 | 5634.7076 | 6761.4066 | 7549.5704 | 8910.5893 | 8941.4554
5.5 | 0.036186 | 0.021285 | 0.026083 | 0.031494 | 0.035987 | 0.041273 | 0.045517 | 0.04798 |  | 5.5 | 1138.9482 | 1138.8878 | 1138.8879 | 1138.8882 | 1138.8885 | 1138.8885 | 1139.257 | 1139.6881 |  | 5.5 | 3514.8594 | 2203.3417 | 2709.1302 | 3049.2408 | 3311.5948 | 3784.2188 | 5201.2243 | 6000 |  | 5.5 | 0.3 | 0.3 | 0.3 | 0.3 | 0.3 | 0.3 | 0.3 | 0.3 |  | jul | 5.5 | 1027.354 | 1026.5 | 1026.5 | 1026.5004 | 1028.0122 | 1028.0146 | 1028.0149 | 1028.0149 |  | 5.5 | 0.23691 | 0.13692 | 0.16854 | 0.21057 | 0.23231 | 0.27057 | 0.30911 | 0.33414 |  | 5.5 | 5215.3935 | 3046.043 | 3925.4466 | 4569.7784 | 5143.2939 | 5643.2699 | 6927.8781 | 7294.6553
5.5833 | 0.027469 | 0.0095551 | 0.014991 | 0.023936 | 0.027258 | 0.031543 | 0.037152 | 0.045201 |  | 5.5833 | 1138.9103 | 1138.8995 | 1138.902 | 1138.9022 | 1138.9022 | 1138.9022 | 1138.9022 | 1139.2135 |  | 5.5833 | 1848.56 | 872.101 | 1302.8012 | 1575.539 | 1743.2174 | 2151.461 | 2542.34 | 3516.8041 |  | 5.5833 | 0.3 | 0.3 | 0.3 | 0.3 | 0.3 | 0.3 | 0.3 | 0.3 |  | aug | 5.5833 | 1026.9337 | 1026.5 | 1026.5 | 1026.5002 | 1027.2666 | 1027.2678 | 1027.2679 | 1027.3406 |  | 5.5833 | 0.20933 | 0.028335 | 0.077195 | 0.16854 | 0.21288 | 0.25068 | 0.328 | 0.38759 |  | 5.5833 | 2943.9063 | 0 | 220.028 | 2680.4168 | 3084.6671 | 3573.5609 | 4252.7921 | 4762.6936
5.6667 | 0.028903 | 0.02118 | 0.024148 | 0.026942 | 0.028922 | 0.031169 | 0.033777 | 0.03547 |  | 5.6667 | 1138.9281 | 1138.9244 | 1138.9281 | 1138.9281 | 1138.9281 | 1138.9281 | 1138.9281 | 1138.9281 |  | 5.6667 | 1303.576 | 590.6229 | 823.9084 | 1148.2533 | 1254.489 | 1500.4897 | 1846.2239 | 1953.7196 |  | 5.6667 | 0.3 | 0.3 | 0.3 | 0.3 | 0.3 | 0.3 | 0.3 | 0.3 |  | sep | 5.6667 | 1026.9199 | 1026.5 | 1026.5 | 1026.5001 | 1026.8892 | 1026.8898 | 1029.1298 | 1029.4545 |  | 5.6667 | 0.26375 | 0.12291 | 0.15915 | 0.24253 | 0.26934 | 0.29095 | 0.33124 | 0.36953 |  | 5.6667 | 2637.8544 | 1298.8898 | 1885.2229 | 2258.2403 | 2538.8218 | 2969.3629 | 3770.4285 | 4570.0273
5.75 | 0.024248 | 0.018153 | 0.019591 | 0.022173 | 0.024319 | 0.026254 | 0.029464 | 0.033446 |  | 5.75 | 1138.9723 | 1138.9691 | 1138.9723 | 1138.9723 | 1138.9723 | 1138.9723 | 1138.9723 | 1138.9723 |  | 5.75 | 0 | 0 | 0 | 0 | 0 | 0 | 0 | 0 |  | 5.75 | 0 | 0 | 0 | 0 | 0 | 0 | 0 | 0 |  | oct | 5.75 | 1026.7132 | 1026.5 | 1026.5 | 1026.5 | 1026.6946 | 1026.6948 | 1027.8467 | 1028.0181 |  | 5.75 | 0.27237 | 0.050775 | 0.15745 | 0.213 | 0.27381 | 0.32788 | 0.40806 | 0.4733 |  | 5.75 | 872.4074 | 0 | 613.4659 | 743.75 | 825.6149 | 951.3207 | 1476.7597 | 1701.0201
5.8333 | 0.026577 | 0.018625 | 0.021604 | 0.024575 | 0.026459 | 0.028485 | 0.031756 | 0.032876 |  | 5.8333 | 1139.3715 | 1139.1952 | 1139.28 | 1139.3284 | 1139.3674 | 1139.4226 | 1139.4895 | 1139.5604 |  | 5.8333 | 0 | 0 | 0 | 0 | 0 | 0 | 0 | 0 |  | 5.8333 | 0 | 0 | 0 | 0 | 0 | 0 | 0 | 0 |  | nov | 5.8333 | 1026.6202 | 1026.5 | 1026.5 | 1026.5 | 1026.5973 | 1026.5974 | 1027.2356 | 1028.4316 |  | 5.8333 | 0.24691 | 0.050703 | 0.14299 | 0.19312 | 0.24858 | 0.29487 | 0.36539 | 0.42151 |  | 5.8333 | 489.7851 | 0 | 312.9359 | 395.525 | 437.5692 | 597.9467 | 759.9913 | 975.1381
5.9167 | 0.024274 | 0.010992 | 0.018625 | 0.022438 | 0.02428 | 0.026556 | 0.029691 | 0.031639 |  | 5.9167 | 1139.6506 | 1139.337 | 1139.4937 | 1139.5903 | 1139.6321 | 1139.7396 | 1139.8413 | 1139.9788 |  | 5.9167 | 0 | 0 | 0 | 0 | 0 | 0 | 0 | 0 |  | 5.9167 | 0 | 0 | 0 | 0 | 0 | 0 | 0 | 0 |  | dec | 5.9167 | 1026.5794 | 1026.5 | 1026.5 | 1026.5 | 1026.5486 | 1026.5487 | 1026.8755 | 1028.7589 |  | 5.9167 | 0.2349 | 0.055705 | 0.13035 | 0.18203 | 0.23605 | 0.27813 | 0.34627 | 0.39262 |  | 5.9167 | 400.497 | 0 | 247.5849 | 318.9517 | 353.085 | 503.1561 | 615.9454 | 702.3045
6 | 0.025458 | 0.015719 | 0.019292 | 0.023305 | 0.025625 | 0.027689 | 0.031106 | 0.032606 |  | 6 | 1139.8495 | 1139.4414 | 1139.6416 | 1139.7605 | 1139.8214 | 1139.957 | 1140.093 | 1140.2781 |  | 6 | 0 | 0 | 0 | 0 | 0 | 0 | 0 | 0 |  | 6 | 0 | 0 | 0 | 0 | 0 | 0 | 0 | 0 |  | jan | 6 | 1026.5616 | 1026.5 | 1026.5 | 1026.5 | 1026.5243 | 1026.5244 | 1026.6877 | 1029.0321 |  | 6 | 0.26184 | 0.079351 | 0.1623 | 0.21247 | 0.26679 | 0.30367 | 0.36713 | 0.40747 |  | 6 | 322.6529 | 0 | 225.6169 | 271.255 | 301.7693 | 376.336 | 476.2938 | 895.9846
6.0833 | 0.025568 | 0.017545 | 0.018748 | 0.023424 | 0.025505 | 0.027761 | 0.032144 | 0.033206 |  | 6.0833 | 1140.0442 | 1139.6499 | 1139.8164 | 1139.9507 | 1140.0286 | 1140.1633 | 1140.2712 | 1140.4364 |  | 6.0833 | 0 | 0 | 0 | 0 | 0 | 0 | 0 | 0 |  | 6.0833 | 0 | 0 | 0 | 0 | 0 | 0 | 0 | 0 |  | feb | 6.0833 | 1026.5461 | 1026.5 | 1026.5 | 1026.5 | 1026.5122 | 1026.5122 | 1026.5939 | 1029.2832 |  | 6.0833 | 0.17974 | 5.6228e-05 | 0.03911 | 0.098654 | 0.18598 | 0.23906 | 0.33877 | 0.41226 |  | 6.0833 | 149.9317 | 0 | 0 | 0 | 189.0062 | 211.0333 | 247.7755 | 328.6473
6.1667 | 0.028941 | 0.015634 | 0.018767 | 0.024942 | 0.029263 | 0.032804 | 0.038111 | 0.039922 |  | 6.1667 | 1140.2002 | 1139.8154 | 1139.9607 | 1140.0925 | 1140.1932 | 1140.3237 | 1140.444 | 1140.5767 |  | 6.1667 | 0 | 0 | 0 | 0 | 0 | 0 | 0 | 0 |  | 6.1667 | 0 | 0 | 0 | 0 | 0 | 0 | 0 | 0 |  | mar | 6.1667 | 1026.588 | 1026.5 | 1026.5 | 1026.5 | 1026.5061 | 1026.6162 | 1026.7628 | 1029.4392 |  | 6.1667 | 0.18501 | 0.00098453 | 0.019159 | 0.11496 | 0.19068 | 0.25274 | 0.34437 | 0.45837 |  | 6.1667 | 162.3413 | 0 | 0 | 149.9349 | 183.8269 | 216.9173 | 277.838 | 410.273
6.25 | 0.027378 | 0.019521 | 0.021827 | 0.02458 | 0.027424 | 0.029451 | 0.033842 | 0.042193 |  | 6.25 | 1140.3555 | 1139.9967 | 1140.0511 | 1140.2307 | 1140.3647 | 1140.4795 | 1140.6484 | 1140.7069 |  | 6.25 | 0 | 0 | 0 | 0 | 0 | 0 | 0 | 0 |  | 6.25 | 0 | 0 | 0 | 0 | 0 | 0 | 0 | 0 |  | apr | 6.25 | 1026.6148 | 1026.5 | 1026.5 | 1026.5 | 1026.5031 | 1026.5896 | 1026.9291 | 1029.4916 |  | 6.25 | 0.15965 | 0.0004011 | 0.002372 | 0.085825 | 0.16544 | 0.21185 | 0.32626 | 0.46153 |  | 6.25 | 155.5515 | 0 | 0 | 0 | 195.5209 | 224.6656 | 263.1793 | 357.7785
6.3333 | 0.02967 | 0.0079807 | 0.010196 | 0.020534 | 0.028553 | 0.037234 | 0.054732 | 0.063897 |  | 6.3333 | 1140.4692 | 1140.0769 | 1140.1326 | 1140.3154 | 1140.4906 | 1140.6094 | 1140.7925 | 1140.837 |  | 6.3333 | 5871.2786 | 4185.9414 | 5439.8329 | 5897.6549 | 6000 | 6000 | 6000 | 6000 |  | 6.3333 | 0.3 | 0.3 | 0.3 | 0.3 | 0.3 | 0.3 | 0.3 | 0.3 |  | may | 6.3333 | 1026.6577 | 1026.5 | 1026.5 | 1026.5 | 1026.5015 | 1026.6638 | 1027.1471 | 1029.4531 |  | 6.3333 | 0.094769 | 0.00046252 | 0.00058334 | 0.016631 | 0.081587 | 0.14388 | 0.26518 | 0.38753 |  | 6.3333 | 5391.0825 | 2079.3875 | 3472.2087 | 3816.9153 | 4563.1991 | 7218.2744 | 7236.9195 | 7267.6996
6.4167 | 0.034464 | 0.02 | 0.022265 | 0.027727 | 0.033315 | 0.039965 | 0.049135 | 0.061734 |  | 6.4167 | 1139.2686 | 1138.906 | 1138.9061 | 1138.9064 | 1139.2244 | 1139.5596 | 1139.7626 | 1140.1085 |  | 6.4167 | 4497.8746 | 2165.3262 | 2743.3296 | 3724.9346 | 4350.3459 | 5875.9861 | 6000 | 6000 |  | 6.4167 | 0.3 | 0.3 | 0.3 | 0.3 | 0.3 | 0.3 | 0.3 | 0.3 |  | jun | 6.4167 | 1028.1204 | 1026.5 | 1026.5 | 1026.5007 | 1029.4423 | 1029.4478 | 1029.4481 | 1029.4481 |  | 6.4167 | 0.23629 | 0.16219 | 0.17449 | 0.19256 | 0.22855 | 0.26939 | 0.31632 | 0.35726 |  | 6.4167 | 6647.3154 | 3392.7283 | 4213.0208 | 5723.0656 | 6840.5745 | 7259.7226 | 8914.0991 | 8942.5947
6.5 | 0.035813 | 0.018361 | 0.025588 | 0.031916 | 0.036525 | 0.039528 | 0.045262 | 0.047359 |  | 6.5 | 1138.9469 | 1138.8878 | 1138.8879 | 1138.8882 | 1138.8885 | 1138.8885 | 1139.2615 | 1139.7001 |  | 6.5 | 3507.5948 | 2201.716 | 2707.3198 | 3069.7518 | 3321.647 | 3769.6826 | 5196.5421 | 6000 |  | 6.5 | 0.3 | 0.3 | 0.3 | 0.3 | 0.3 | 0.3 | 0.3 | 0.3 |  | jul | 6.5 | 1027.3336 | 1026.5 | 1026.5 | 1026.5004 | 1028.0118 | 1028.0146 | 1028.0149 | 1028.1099 |  | 6.5 | 0.23528 | 0.11927 | 0.1599 | 0.20803 | 0.23311 | 0.26379 | 0.31353 | 0.33053 |  | 6.5 | 5196.7445 | 3051.9028 | 3919.873 | 4602.1026 | 5166.584 | 5465.6143 | 7181.2221 | 8155.319
6.5833 | 0.02814 | 0.011595 | 0.017874 | 0.023641 | 0.027848 | 0.032758 | 0.03902 | 0.043535 |  | 6.5833 | 1138.9109 | 1138.9014 | 1138.9019 | 1138.9022 | 1138.9022 | 1138.9022 | 1138.9022 | 1139.2269 |  | 6.5833 | 1848.1256 | 870.2857 | 1298.1194 | 1583.3661 | 1796.9858 | 2147.1518 | 2541.7481 | 3563.2406 |  | 6.5833 | 0.3 | 0.3 | 0.3 | 0.3 | 0.3 | 0.3 | 0.3 | 0.3 |  | aug | 6.5833 | 1026.9228 | 1026.5 | 1026.5 | 1026.5002 | 1027.2664 | 1027.2678 | 1027.2679 | 1027.3171 |  | 6.5833 | 0.21981 | 0.06141 | 0.11107 | 0.17202 | 0.21509 | 0.26628 | 0.34761 | 0.39591 |  | 6.5833 | 3084.6841 | 0 | 1979.4405 | 2781.1516 | 3118.5455 | 3417.5826 | 4259.0482 | 5233.0558
6.6667 | 0.028479 | 0.022266 | 0.02394 | 0.027141 | 0.028495 | 0.029909 | 0.033094 | 0.035435 |  | 6.6667 | 1138.9281 | 1138.9254 | 1138.9281 | 1138.9281 | 1138.9281 | 1138.9281 | 1138.9281 | 1138.9281 |  | 6.6667 | 1300.6518 | 596.567 | 821.6189 | 1151.0233 | 1242.4218 | 1492.1476 | 1841.2506 | 1959.5976 |  | 6.6667 | 0.3 | 0.3 | 0.3 | 0.3 | 0.3 | 0.3 | 0.3 | 0.3 |  | sep | 6.6667 | 1026.7872 | 1026.5 | 1026.5 | 1026.5001 | 1026.889 | 1026.8898 | 1026.8898 | 1029.4545 |  | 6.6667 | 0.27207 | 0.14235 | 0.21139 | 0.24582 | 0.27301 | 0.30011 | 0.34386 | 0.37341 |  | 6.6667 | 2556.2573 | 1306.0936 | 1886.5684 | 2285.4398 | 2508.2049 | 2774.4764 | 3327.5427 | 4418.1682
6.75 | 0.02371 | 0.016459 | 0.018782 | 0.021793 | 0.023729 | 0.025624 | 0.028464 | 0.031364 |  | 6.75 | 1138.9722 | 1138.965 | 1138.9723 | 1138.9723 | 1138.9723 | 1138.9723 | 1138.9723 | 1138.9723 |  | 6.75 | 0 | 0 | 0 | 0 | 0 | 0 | 0 | 0 |  | 6.75 | 0 | 0 | 0 | 0 | 0 | 0 | 0 | 0 |  | oct | 6.75 | 1026.6447 | 1026.5 | 1026.5 | 1026.5 | 1026.6945 | 1026.6948 | 1026.7007 | 1028.0181 |  | 6.75 | 0.26666 | 0.066783 | 0.12985 | 0.20825 | 0.26819 | 0.32368 | 0.38501 | 0.42001 |  | 6.75 | 840.3715 | 0 | 620.3964 | 744.1835 | 822.5864 | 883.539 | 1169.3499 | 1710.6369
6.8333 | 0.026255 | 0.021711 | 0.02288 | 0.024094 | 0.02643 | 0.028071 | 0.029934 | 0.032298 |  | 6.8333 | 1139.3706 | 1139.1947 | 1139.2786 | 1139.3303 | 1139.3547 | 1139.4233 | 1139.4849 | 1139.562 |  | 6.8333 | 0 | 0 | 0 | 0 | 0 | 0 | 0 | 0 |  | 6.8333 | 0 | 0 | 0 | 0 | 0 | 0 | 0 | 0 |  | nov | 6.8333 | 1026.5792 | 1026.5 | 1026.5 | 1026.5 | 1026.5973 | 1026.5974 | 1026.6039 | 1027.2697 |  | 6.8333 | 0.24217 | 0.066998 | 0.12321 | 0.1892 | 0.2437 | 0.29406 | 0.34826 | 0.37847 |  | 6.8333 | 478.9091 | 0 | 330.8054 | 399.6632 | 439.0031 | 547.0681 | 731.1158 | 980.6598
6.9167 | 0.024384 | 0.012284 | 0.019022 | 0.022353 | 0.024682 | 0.026569 | 0.030194 | 0.031522 |  | 6.9167 | 1139.6493 | 1139.3361 | 1139.4912 | 1139.5952 | 1139.6273 | 1139.7385 | 1139.8334 | 1139.9814 |  | 6.9167 | 0 | 0 | 0 | 0 | 0 | 0 | 0 | 0 |  | 6.9167 | 0 | 0 | 0 | 0 | 0 | 0 | 0 | 0 |  | dec | 6.9167 | 1026.5464 | 1026.5 | 1026.5 | 1026.5 | 1026.5486 | 1026.5487 | 1026.5519 | 1027.5413 |  | 6.9167 | 0.23057 | 0.067873 | 0.12047 | 0.18338 | 0.2288 | 0.27475 | 0.34075 | 0.36976 |  | 6.9167 | 395.0045 | 0 | 263.7879 | 323.9348 | 347.1621 | 475.1141 | 575.6822 | 690.8676
7 | 0.025596 | 0.019932 | 0.021113 | 0.023346 | 0.025466 | 0.028022 | 0.031245 | 0.03286 |  | 7 | 1139.8471 | 1139.4401 | 1139.6389 | 1139.7729 | 1139.8196 | 1139.9537 | 1140.0819 | 1140.2812 |  | 7 | 0 | 0 | 0 | 0 | 0 | 0 | 0 | 0 |  | 7 | 0 | 0 | 0 | 0 | 0 | 0 | 0 | 0 |  | jan | 7 | 1026.5307 | 1026.5 | 1026.5 | 1026.5 | 1026.5243 | 1026.5244 | 1026.5264 | 1027.7726 |  | 7 | 0.25791 | 0.10015 | 0.15531 | 0.21307 | 0.25765 | 0.29937 | 0.36326 | 0.39306 |  | 7 | 320.623 | 159.2353 | 219.1172 | 271.2401 | 293.2441 | 367.9534 | 460.1622 | 971.7882
7.0833 | 0.025295 | 0.015595 | 0.01948 | 0.0233 | 0.025262 | 0.027494 | 0.030517 | 0.034755 |  | 7.0833 | 1140.0404 | 1139.6477 | 1139.8113 | 1139.9497 | 1140.0198 | 1140.1614 | 1140.2605 | 1140.4403 |  | 7.0833 | 0 | 0 | 0 | 0 | 0 | 0 | 0 | 0 |  | 7.0833 | 0 | 0 | 0 | 0 | 0 | 0 | 0 | 0 |  | feb | 7.0833 | 1026.5156 | 1026.5 | 1026.5 | 1026.5 | 1026.5122 | 1026.5122 | 1026.5137 | 1027.1466 |  | 7.0833 | 0.18228 | 4.9052e-05 | 0.070655 | 0.11845 | 0.1756 | 0.24237 | 0.33098 | 0.46496 |  | 7.0833 | 168.6613 | 0 | 0 | 165.9116 | 189.6563 | 213.7076 | 252.7033 | 552.9727
7.1667 | 0.028843 | 0.010556 | 0.021097 | 0.025355 | 0.028738 | 0.033075 | 0.037203 | 0.039869 |  | 7.1667 | 1140.1959 | 1139.8127 | 1139.9633 | 1140.092 | 1140.1837 | 1140.3237 | 1140.4435 | 1140.5811 |  | 7.1667 | 0 | 0 | 0 | 0 | 0 | 0 | 0 | 0 |  | 7.1667 | 0 | 0 | 0 | 0 | 0 | 0 | 0 | 0 |  | mar | 7.1667 | 1026.5398 | 1026.5 | 1026.5 | 1026.5 | 1026.5061 | 1026.5061 | 1026.7009 | 1026.8264 |  | 7.1667 | 0.18423 | 0.012786 | 0.032772 | 0.12248 | 0.18924 | 0.23721 | 0.31637 | 0.44862 |  | 7.1667 | 167.7445 | 0 | 0 | 152.2223 | 184.3655 | 211.4356 | 276.9716 | 360.1488
7.25 | 0.026859 | 0.018852 | 0.020331 | 0.024386 | 0.027036 | 0.029336 | 0.03307 | 0.037013 |  | 7.25 | 1140.3501 | 1139.9932 | 1140.0587 | 1140.2357 | 1140.3345 | 1140.4868 | 1140.6479 | 1140.7118 |  | 7.25 | 0 | 0 | 0 | 0 | 0 | 0 | 0 | 0 |  | 7.25 | 0 | 0 | 0 | 0 | 0 | 0 | 0 | 0 |  | apr | 7.25 | 1026.5601 | 1026.5 | 1026.5 | 1026.5 | 1026.5031 | 1026.5034 | 1026.8575 | 1026.9924 |  | 7.25 | 0.1589 | 0.00048144 | 0.03172 | 0.09534 | 0.15749 | 0.2218 | 0.2836 | 0.38909 |  | 7.25 | 147.8907 | 0 | 0 | 0 | 185.7418 | 210.3912 | 271.6864 | 292.194
7.3333 | 0.030451 | 0.0077162 | 0.0087961 | 0.017851 | 0.028761 | 0.039693 | 0.056109 | 0.077275 |  | 7.3333 | 1140.4621 | 1140.0957 | 1140.1472 | 1140.3169 | 1140.4456 | 1140.5962 | 1140.7998 | 1140.8319 |  | 7.3333 | 5872.993 | 4254.0642 | 5418.4352 | 5863.7232 | 6000 | 6000 | 6000 | 6000 |  | 7.3333 | 0.3 | 0.3 | 0.3 | 0.3 | 0.3 | 0.3 | 0.3 | 0.3 |  | may | 7.3333 | 1026.6084 | 1026.5 | 1026.5 | 1026.5 | 1026.5015 | 1026.6666 | 1027.0353 | 1027.1915 |  | 7.3333 | 0.09178 | 0.00051482 | 0.00065556 | 0.027194 | 0.085892 | 0.14262 | 0.20966 | 0.30529 |  | 7.3333 | 5337.2541 | 3333.9 | 3449.6724 | 3821.417 | 4427.0012 | 7216.2989 | 7235.784 | 7252.3289
7.4167 | 0.03334 | 0.020295 | 0.021312 | 0.026073 | 0.032376 | 0.039271 | 0.049097 | 0.058771 |  | 7.4167 | 1139.2523 | 1138.9061 | 1138.9061 | 1138.9064 | 1139.1917 | 1139.5576 | 1139.7571 | 1140.1005 |  | 7.4167 | 4423.7032 | 2176.8898 | 2811.5395 | 3699.4102 | 4268.0366 | 5834.2195 | 6000 | 6000 |  | 7.4167 | 0.3 | 0.3 | 0.3 | 0.3 | 0.3 | 0.3 | 0.3 | 0.3 |  | jun | 7.4167 | 1028.1082 | 1026.5 | 1026.5 | 1026.5007 | 1029.4424 | 1029.4475 | 1029.4481 | 1029.4481 |  | 7.4167 | 0.23154 | 0.16792 | 0.17578 | 0.19153 | 0.21199 | 0.26375 | 0.34237 | 0.37631 |  | 7.4167 | 6566.5904 | 3393.6058 | 4118.3108 | 5510.1273 | 6680.7677 | 7458.8056 | 8920.5159 | 8945.0464
7.5 | 0.036933 | 0.022597 | 0.028839 | 0.03331 | 0.036222 | 0.0405 | 0.046673 | 0.052053 |  | 7.5 | 1138.9465 | 1138.8878 | 1138.8879 | 1138.8882 | 1138.8885 | 1138.8885 | 1139.2515 | 1139.6901 |  | 7.5 | 3477.9917 | 2209.697 | 2704.949 | 3034.1639 | 3290.8216 | 3577.3588 | 5165.1999 | 6000 |  | 7.5 | 0.3 | 0.3 | 0.3 | 0.3 | 0.3 | 0.3 | 0.3 | 0.3 |  | jul | 7.5 | 1027.3262 | 1026.5 | 1026.5 | 1026.5004 | 1028.0118 | 1028.0145 | 1028.0149 | 1028.0149 |  | 7.5 | 0.24016 | 0.16479 | 0.18054 | 0.21658 | 0.23936 | 0.2595 | 0.30684 | 0.36725 |  | 7.5 | 5161.6227 | 3052.4905 | 3945.5601 | 4577.0242 | 5055.6412 | 5452.5002 | 7278.8793 | 8155.49
7.5833 | 0.029187 | 0.010137 | 0.019393 | 0.02428 | 0.029372 | 0.033579 | 0.039327 | 0.046619 |  | 7.5833 | 1138.9109 | 1138.8988 | 1138.9019 | 1138.9022 | 1138.9022 | 1138.9022 | 1138.9022 | 1139.2157 |  | 7.5833 | 1835.2921 | 879.1952 | 1300.0509 | 1573.2036 | 1731.302 | 1983.197 | 2539.1963 | 3524.5353 |  | 7.5833 | 0.3 | 0.3 | 0.3 | 0.3 | 0.3 | 0.3 | 0.3 | 0.3 |  | aug | 7.5833 | 1026.9209 | 1026.5 | 1026.5 | 1026.5002 | 1027.2665 | 1027.2678 | 1027.2679 | 1027.3606 |  | 7.5833 | 0.22605 | 0.066735 | 0.12482 | 0.18184 | 0.22203 | 0.26908 | 0.34497 | 0.42481 |  | 7.5833 | 3064.5688 | 0 | 1564.4443 | 2736.3405 | 3111.6233 | 3406.6743 | 4268.7778 | 5159.5833
7.6667 | 0.028808 | 0.022094 | 0.024712 | 0.026879 | 0.028931 | 0.030606 | 0.032703 | 0.034159 |  | 7.6667 | 1138.928 | 1138.9227 | 1138.9281 | 1138.9281 | 1138.9281 | 1138.9281 | 1138.9281 | 1138.9281 |  | 7.6667 | 1282.025 | 606.6613 | 818.5659 | 1129.8567 | 1232.5185 | 1477.7344 | 1835.2784 | 1954.6978 |  | 7.6667 | 0.3 | 0.3 | 0.3 | 0.3 | 0.3 | 0.3 | 0.3 | 0.3 |  | sep | 7.6667 | 1026.7831 | 1026.5 | 1026.5 | 1026.5001 | 1026.8889 | 1026.8898 | 1026.9205 | 1029.4545 |  | 7.6667 | 0.27585 | 0.14306 | 0.21208 | 0.25179 | 0.27364 | 0.30177 | 0.34646 | 0.39376 |  | 7.6667 | 2525.8401 | 1306.8315 | 1895.5974 | 2244.9108 | 2486.4808 | 2842.8706 | 3302.7021 | 3749.2334
7.75 | 0.024193 | 0.015624 | 0.018211 | 0.021944 | 0.02435 | 0.02618 | 0.030477 | 0.032032 |  | 7.75 | 1138.972 | 1138.9614 | 1138.9723 | 1138.9723 | 1138.9723 | 1138.9723 | 1138.9723 | 1138.9723 |  | 7.75 | 0 | 0 | 0 | 0 | 0 | 0 | 0 | 0 |  | 7.75 | 0 | 0 | 0 | 0 | 0 | 0 | 0 | 0 |  | oct | 7.75 | 1026.6431 | 1026.5 | 1026.5 | 1026.5 | 1026.6945 | 1026.6948 | 1026.7148 | 1028.0181 |  | 7.75 | 0.27319 | 0.071881 | 0.12551 | 0.19917 | 0.28067 | 0.33443 | 0.42089 | 0.54924 |  | 7.75 | 817.3982 | 0 | 553.2499 | 729.2979 | 806.3343 | 878.4469 | 1138.0583 | 1366.6993
7.8333 | 0.026113 | 0.018164 | 0.021037 | 0.023929 | 0.02659 | 0.02811 | 0.030626 | 0.035999 |  | 7.8333 | 1139.3663 | 1139.1974 | 1139.2791 | 1139.3235 | 1139.3478 | 1139.4183 | 1139.486 | 1139.5607 |  | 7.8333 | 0 | 0 | 0 | 0 | 0 | 0 | 0 | 0 |  | 7.8333 | 0 | 0 | 0 | 0 | 0 | 0 | 0 | 0 |  | nov | 7.8333 | 1026.5934 | 1026.5 | 1026.5 | 1026.5 | 1026.5973 | 1026.5974 | 1026.6096 | 1028.601 |  | 7.8333 | 0.24796 | 0.070111 | 0.11793 | 0.18148 | 0.25183 | 0.3034 | 0.3804 | 0.51184 |  | 7.8333 | 457.5801 | 0 | 247.3961 | 385.9212 | 427.16 | 527.6224 | 712.7704 | 803.0791
7.9167 | 0.02408 | 0.013643 | 0.018552 | 0.021229 | 0.023698 | 0.026467 | 0.031395 | 0.034462 |  | 7.9167 | 1139.6423 | 1139.3407 | 1139.4916 | 1139.5657 | 1139.6141 | 1139.7263 | 1139.8375 | 1139.9791 |  | 7.9167 | 0 | 0 | 0 | 0 | 0 | 0 | 0 | 0 |  | 7.9167 | 0 | 0 | 0 | 0 | 0 | 0 | 0 | 0 |  | dec | 7.9167 | 1026.5741 | 1026.5 | 1026.5 | 1026.5 | 1026.5486 | 1026.5487 | 1026.5614 | 1028.9138 |  | 7.9167 | 0.23664 | 0.068867 | 0.11603 | 0.17519 | 0.23838 | 0.29014 | 0.3579 | 0.49871 |  | 7.9167 | 378.8547 | 0 | 202.7828 | 314.4939 | 344.1425 | 470.4038 | 575.518 | 656.3168
8 | 0.025811 | 0.016634 | 0.020131 | 0.023254 | 0.025808 | 0.028081 | 0.032226 | 0.033804 |  | 8 | 1139.8389 | 1139.4467 | 1139.6417 | 1139.7554 | 1139.8137 | 1139.9448 | 1140.0879 | 1140.2786 |  | 8 | 0 | 0 | 0 | 0 | 0 | 0 | 0 | 0 |  | 8 | 0 | 0 | 0 | 0 | 0 | 0 | 0 | 0 |  | jan | 8 | 1026.569 | 1026.5 | 1026.5 | 1026.5 | 1026.5243 | 1026.5244 | 1026.5308 | 1029.1805 |  | 8 | 0.26387 | 0.096435 | 0.14807 | 0.20376 | 0.26375 | 0.3144 | 0.38325 | 0.52711 |  | 8 | 327.3806 | 0 | 219.2505 | 270.5765 | 291.8721 | 330.9448 | 469.3162 | 1871.0799
8.0833 | 0.026269 | 0.014213 | 0.020011 | 0.02386 | 0.02618 | 0.028427 | 0.033367 | 0.035047 |  | 8.0833 | 1140.0339 | 1139.6583 | 1139.812 | 1139.9462 | 1140.0132 | 1140.162 | 1140.2687 | 1140.4371 |  | 8.0833 | 0 | 0 | 0 | 0 | 0 | 0 | 0 | 0 |  | 8.0833 | 0 | 0 | 0 | 0 | 0 | 0 | 0 | 0 |  | feb | 8.0833 | 1026.5469 | 1026.5 | 1026.5 | 1026.5 | 1026.5122 | 1026.5122 | 1026.5154 | 1028.515 |  | 8.0833 | 0.18774 | 0.0015342 | 0.061528 | 0.11972 | 0.18237 | 0.23227 | 0.34822 | 0.52638 |  | 8.0833 | 169.0706 | 0 | 0 | 168.498 | 192.8616 | 214.7957 | 252.6679 | 505.7152
8.1667 | 0.029591 | 0.015709 | 0.020823 | 0.025029 | 0.029367 | 0.033818 | 0.037826 | 0.049081 |  | 8.1667 | 1140.1917 | 1139.8262 | 1139.9625 | 1140.0908 | 1140.1841 | 1140.3062 | 1140.4463 | 1140.5774 |  | 8.1667 | 0 | 0 | 0 | 0 | 0 | 0 | 0 | 0 |  | 8.1667 | 0 | 0 | 0 | 0 | 0 | 0 | 0 | 0 |  | mar | 8.1667 | 1026.5718 | 1026.5 | 1026.5 | 1026.5 | 1026.5061 | 1026.5068 | 1026.701 | 1028.7244 |  | 8.1667 | 0.19303 | 0.00028219 | 0.048861 | 0.11497 | 0.17659 | 0.2602 | 0.37234 | 0.4922 |  | 8.1667 | 182.4811 | 0 | 0 | 162.6341 | 185.9179 | 216.779 | 293.3793 | 1515.4588
8.25 | 0.026588 | 0.016277 | 0.02 | 0.024232 | 0.026969 | 0.029379 | 0.033068 | 0.035514 |  | 8.25 | 1140.3465 | 1140.0104 | 1140.0586 | 1140.239 | 1140.3523 | 1140.4602 | 1140.6514 | 1140.7078 |  | 8.25 | 0 | 0 | 0 | 0 | 0 | 0 | 0 | 0 |  | 8.25 | 0 | 0 | 0 | 0 | 0 | 0 | 0 | 0 |  | apr | 8.25 | 1026.5805 | 1026.5 | 1026.5 | 1026.5 | 1026.5031 | 1026.5215 | 1026.8417 | 1028.262 |  | 8.25 | 0.16435 | 0.00036416 | 0.0031215 | 0.088238 | 0.16504 | 0.22849 | 0.35413 | 0.40546 |  | 8.25 | 157.3043 | 0 | 0 | 0 | 193.3615 | 210.2736 | 276.6961 | 1238.497
8.3333 | 0.032131 | 0.0077595 | 0.0089032 | 0.022495 | 0.031166 | 0.040535 | 0.056204 | 0.072103 |  | 8.3333 | 1140.4598 | 1140.0818 | 1140.1565 | 1140.3156 | 1140.4753 | 1140.5861 | 1140.7969 | 1140.8483 |  | 8.3333 | 5874.9466 | 4203.7722 | 5419.9903 | 5885.1247 | 6000 | 6000 | 6000 | 6000 |  | 8.3333 | 0.3 | 0.3 | 0.3 | 0.3 | 0.3 | 0.3 | 0.3 | 0.3 |  | may | 8.3333 | 1026.6229 | 1026.5 | 1026.5 | 1026.5 | 1026.5015 | 1026.6913 | 1027.0109 | 1027.8605 |  | 8.3333 | 0.099596 | 0.00031138 | 0.00055682 | 0.015126 | 0.09373 | 0.15539 | 0.27775 | 0.34628 |  | 8.3333 | 5388.586 | 2332.9823 | 3518.6133 | 3837.4863 | 4426.4608 | 7214.8775 | 7236.9498 | 7253.1575
8.4167 | 0.034608 | 0.018091 | 0.02123 | 0.02905 | 0.034281 | 0.039835 | 0.049649 | 0.062804 |  | 8.4167 | 1139.2539 | 1138.9061 | 1138.9061 | 1138.9124 | 1139.1946 | 1139.499 | 1139.8009 | 1140.1265 |  | 8.4167 | 4449.2022 | 2168.3218 | 2741.8116 | 3713.0267 | 4305.1692 | 5803.7583 | 6000 | 6000 |  | 8.4167 | 0.3 | 0.3 | 0.3 | 0.3 | 0.3 | 0.3 | 0.3 | 0.3 |  | jun | 8.4167 | 1028.0912 | 1026.5 | 1026.5 | 1026.5007 | 1029.4429 | 1029.4467 | 1029.4481 | 1029.4481 |  | 8.4167 | 0.23428 | 0.15911 | 0.17242 | 0.19962 | 0.22615 | 0.26511 | 0.31418 | 0.34285 |  | 8.4167 | 6581.6843 | 3397.027 | 4221.0045 | 5302.6572 | 6753.9114 | 7524.1438 | 8918.9542 | 8937.683
8.5 | 0.036307 | 0.021539 | 0.02557 | 0.032016 | 0.036435 | 0.040645 | 0.046877 | 0.049385 |  | 8.5 | 1138.9467 | 1138.8878 | 1138.8879 | 1138.8882 | 1138.8884 | 1138.8885 | 1139.3032 | 1139.722 |  | 8.5 | 3496.1804 | 2203.7848 | 2706.2123 | 3044.9632 | 3300.5838 | 3775.6702 | 5358.689 | 6000 |  | 8.5 | 0.3 | 0.3 | 0.3 | 0.3 | 0.3 | 0.3 | 0.3 | 0.3 |  | jul | 8.5 | 1027.3207 | 1026.5 | 1026.5 | 1026.5004 | 1028.0125 | 1028.0142 | 1028.0149 | 1028.1781 |  | 8.5 | 0.2444 | 0.10513 | 0.16961 | 0.218 | 0.24949 | 0.27918 | 0.29852 | 0.35248 |  | 8.5 | 5175.5816 | 3054.8885 | 3931.2842 | 4514.1178 | 5074.1281 | 5538.3636 | 6970.1634 | 8155.4947
8.5833 | 0.028245 | 0.011471 | 0.016485 | 0.023035 | 0.029371 | 0.033607 | 0.039176 | 0.044908 |  | 8.5833 | 1138.9113 | 1138.8992 | 1138.9019 | 1138.9022 | 1138.9022 | 1138.9022 | 1138.9022 | 1139.2518 |  | 8.5833 | 1848.5121 | 872.595 | 1301.6072 | 1572.3818 | 1765.1857 | 2086.5365 | 2562.2474 | 3648.3858 |  | 8.5833 | 0.3 | 0.3 | 0.3 | 0.3 | 0.3 | 0.3 | 0.3 | 0.3 |  | aug | 8.5833 | 1026.9164 | 1026.5 | 1026.5 | 1026.5002 | 1027.2667 | 1027.2676 | 1027.2679 | 1027.3524 |  | 8.5833 | 0.21762 | 0.057618 | 0.092388 | 0.17219 | 0.2212 | 0.26189 | 0.31263 | 0.34324 |  | 8.5833 | 2998.8896 | 0 | 201.7076 | 2634.7829 | 3135.0028 | 3498.9391 | 4173.6572 | 5317.6258
8.6667 | 0.028723 | 0.020662 | 0.023415 | 0.026501 | 0.028835 | 0.031335 | 0.033468 | 0.036263 |  | 8.6667 | 1138.928 | 1138.9216 | 1138.9279 | 1138.9281 | 1138.9281 | 1138.9281 | 1138.9281 | 1138.9281 |  | 8.6667 | 1294.9442 | 599.1832 | 820.2189 | 1138.2521 | 1234.6743 | 1493.6396 | 1839.5683 | 1970.3759 |  | 8.6667 | 0.3 | 0.3 | 0.3 | 0.3 | 0.3 | 0.3 | 0.3 | 0.3 |  | sep | 8.6667 | 1026.852 | 1026.5 | 1026.5 | 1026.5001 | 1026.8892 | 1026.8898 | 1028.5562 | 1029.4545 |  | 8.6667 | 0.27097 | 0.14518 | 0.16363 | 0.2493 | 0.27738 | 0.29791 | 0.32686 | 0.3532 |  | 8.6667 | 2585.2226 | 1310.0775 | 1898.6265 | 2249.3176 | 2484.3837 | 2891.6251 | 3464.4107 | 4123.4928
8.75 | 0.024505 | 0.015125 | 0.019443 | 0.022115 | 0.025048 | 0.026604 | 0.030099 | 0.033665 |  | 8.75 | 1138.972 | 1138.9612 | 1138.9723 | 1138.9723 | 1138.9723 | 1138.9723 | 1138.9723 | 1138.9723 |  | 8.75 | 0 | 0 | 0 | 0 | 0 | 0 | 0 | 0 |  | 8.75 | 0 | 0 | 0 | 0 | 0 | 0 | 0 | 0 |  | oct | 8.75 | 1026.6782 | 1026.5 | 1026.5 | 1026.5 | 1026.6946 | 1026.6948 | 1027.5481 | 1028.0181 |  | 8.75 | 0.27172 | 0.076397 | 0.14101 | 0.21737 | 0.26751 | 0.32242 | 0.41558 | 0.52582 |  | 8.75 | 856.5611 | 0 | 624.7939 | 728.2827 | 819.6182 | 916.0476 | 1277.153 | 1628.0655
8.8333 | 0.026546 | 0.020697 | 0.021754 | 0.024632 | 0.026385 | 0.029005 | 0.031377 | 0.032169 |  | 8.8333 | 1139.369 | 1139.1954 | 1139.2794 | 1139.3257 | 1139.3494 | 1139.4229 | 1139.4882 | 1139.5648 |  | 8.8333 | 0 | 0 | 0 | 0 | 0 | 0 | 0 | 0 |  | 8.8333 | 0 | 0 | 0 | 0 | 0 | 0 | 0 | 0 |  | nov | 8.8333 | 1026.5976 | 1026.5 | 1026.5 | 1026.5 | 1026.5973 | 1026.5974 | 1027.0461 | 1027.3201 |  | 8.8333 | 0.24612 | 0.072476 | 0.13538 | 0.19978 | 0.24258 | 0.28963 | 0.37825 | 0.47625 |  | 8.8333 | 487.5607 | 0 | 330.8694 | 384.4951 | 439.1004 | 597.9465 | 802.8667 | 847.442
8.9167 | 0.024452 | 0.01617 | 0.019849 | 0.021964 | 0.024187 | 0.026534 | 0.030092 | 0.03225 |  | 8.9167 | 1139.6472 | 1139.3373 | 1139.4924 | 1139.5884 | 1139.6191 | 1139.7363 | 1139.8411 | 1139.9863 |  | 8.9167 | 0 | 0 | 0 | 0 | 0 | 0 | 0 | 0 |  | 8.9167 | 0 | 0 | 0 | 0 | 0 | 0 | 0 | 0 |  | dec | 8.9167 | 1026.5564 | 1026.5 | 1026.5 | 1026.5 | 1026.5486 | 1026.5487 | 1026.774 | 1027.639 |  | 8.9167 | 0.23349 | 0.062679 | 0.12746 | 0.18842 | 0.22834 | 0.27286 | 0.35883 | 0.45774 |  | 8.9167 | 398.5294 | 0 | 268.2612 | 318.9685 | 344.7212 | 503.7356 | 574.216 | 656.6501
9 | 0.02573 | 0.016926 | 0.020591 | 0.023702 | 0.025868 | 0.027844 | 0.030515 | 0.03191 |  | 9 | 1139.8459 | 1139.4418 | 1139.6436 | 1139.7607 | 1139.8164 | 1139.9603 | 1140.095 | 1140.287 |  | 9 | 0 | 0 | 0 | 0 | 0 | 0 | 0 | 0 |  | 9 | 0 | 0 | 0 | 0 | 0 | 0 | 0 | 0 |  | jan | 9 | 1026.5368 | 1026.5 | 1026.5 | 1026.5 | 1026.5243 | 1026.5244 | 1026.637 | 1027.9221 |  | 9 | 0.26018 | 0.091398 | 0.16049 | 0.21721 | 0.25168 | 0.29575 | 0.38266 | 0.4794 |  | 9 | 312.3299 | 0 | 217.7294 | 265.3045 | 292.2761 | 374.1379 | 449.5083 | 503.8128
9.0833 | 0.026122 | 0.018702 | 0.021405 | 0.024223 | 0.026222 | 0.027899 | 0.031217 | 0.035107 |  | 9.0833 | 1140.0402 | 1139.6504 | 1139.8135 | 1139.9443 | 1140.0208 | 1140.1675 | 1140.2743 | 1140.4474 |  | 9.0833 | 0 | 0 | 0 | 0 | 0 | 0 | 0 | 0 |  | 9.0833 | 0 | 0 | 0 | 0 | 0 | 0 | 0 | 0 |  | feb | 9.0833 | 1026.5279 | 1026.5 | 1026.5 | 1026.5 | 1026.5122 | 1026.5122 | 1026.5707 | 1028.1545 |  | 9.0833 | 0.18697 | 0.023366 | 0.055694 | 0.13323 | 0.19501 | 0.23648 | 0.30863 | 0.35592 |  | 9.0833 | 175.1528 | 0 | 0 | 169.3124 | 189.7867 | 221.939 | 252.637 | 285.2115
9.1667 | 0.028814 | 0.014257 | 0.018788 | 0.025406 | 0.029361 | 0.032596 | 0.037092 | 0.042903 |  | 9.1667 | 1140.1963 | 1139.8163 | 1139.9624 | 1140.0908 | 1140.189 | 1140.3164 | 1140.4417 | 1140.5889 |  | 9.1667 | 0 | 0 | 0 | 0 | 0 | 0 | 0 | 0 |  | 9.1667 | 0 | 0 | 0 | 0 | 0 | 0 | 0 | 0 |  | mar | 9.1667 | 1026.5465 | 1026.5 | 1026.5 | 1026.5 | 1026.5061 | 1026.5061 | 1026.6968 | 1028.3116 |  | 9.1667 | 0.19614 | 0.00038429 | 0.05589 | 0.13461 | 0.18718 | 0.26476 | 0.3626 | 0.38954 |  | 9.1667 | 167.5559 | 0 | 0 | 159.9776 | 183.4957 | 217.5585 | 255.0961 | 343.4022
9.25 | 0.026842 | 0.018215 | 0.020182 | 0.023734 | 0.026761 | 0.029324 | 0.034237 | 0.036433 |  | 9.25 | 1140.3521 | 1139.9977 | 1140.0537 | 1140.2368 | 1140.3505 | 1140.4868 | 1140.6458 | 1140.7209 |  | 9.25 | 0 | 0 | 0 | 0 | 0 | 0 | 0 | 0 |  | 9.25 | 0 | 0 | 0 | 0 | 0 | 0 | 0 | 0 |  | apr | 9.25 | 1026.5681 | 1026.5 | 1026.5 | 1026.5 | 1026.5031 | 1026.5032 | 1026.8848 | 1028.4707 |  | 9.25 | 0.17408 | 0.000518 | 0.037979 | 0.10533 | 0.16571 | 0.23926 | 0.32942 | 0.37362 |  | 9.25 | 156.3445 | 0 | 0 | 107.7421 | 188.8349 | 211.7225 | 264.4096 | 314.9393
9.3333 | 0.029457 | 0.0080049 | 0.01019 | 0.018099 | 0.028517 | 0.037201 | 0.053157 | 0.066864 |  | 9.3333 | 1140.4654 | 1140.0811 | 1140.1562 | 1140.3125 | 1140.4613 | 1140.6088 | 1140.7976 | 1140.8401 |  | 9.3333 | 5872.6675 | 4220.9383 | 5384.8502 | 5908.1644 | 6000 | 6000 | 6000 | 6000 |  | 9.3333 | 0.3 | 0.3 | 0.3 | 0.3 | 0.3 | 0.3 | 0.3 | 0.3 |  | may | 9.3333 | 1026.6108 | 1026.5 | 1026.5 | 1026.5 | 1026.5015 | 1026.5446 | 1027.0712 | 1028.6344 |  | 9.3333 | 0.10457 | 0.00041179 | 0.00061603 | 0.032665 | 0.089777 | 0.15996 | 0.26582 | 0.31277 |  | 9.3333 | 5304.4155 | 2048.8264 | 3501.864 | 3807.6066 | 4408.9262 | 7214.7013 | 7237.2507 | 7267.718
9.4167 | 0.034213 | 0.019855 | 0.021143 | 0.027747 | 0.033935 | 0.039601 | 0.048383 | 0.056946 |  | 9.4167 | 1139.264 | 1138.9061 | 1138.9061 | 1138.9093 | 1139.2095 | 1139.5699 | 1139.75 | 1140.1134 |  | 9.4167 | 4460.8728 | 2167.6928 | 2736.828 | 3660.5263 | 4323.7204 | 5786.1514 | 6000 | 6000 |  | 9.4167 | 0.3 | 0.3 | 0.3 | 0.3 | 0.3 | 0.3 | 0.3 | 0.3 |  | jun | 9.4167 | 1028.0787 | 1026.5 | 1026.5 | 1026.5007 | 1029.4421 | 1029.4479 | 1029.4481 | 1029.4481 |  | 9.4167 | 0.23683 | 0.158 | 0.17528 | 0.19935 | 0.21949 | 0.27242 | 0.32908 | 0.35029 |  | 9.4167 | 6584.8961 | 3383.9863 | 4082.2245 | 5378.9993 | 6733.2184 | 7629.1134 | 8909.1269 | 8944.8111
9.5 | 0.035824 | 0.021831 | 0.025572 | 0.031354 | 0.036165 | 0.039882 | 0.045563 | 0.050451 |  | 9.5 | 1138.9484 | 1138.8878 | 1138.8879 | 1138.8882 | 1138.8885 | 1138.8885 | 1139.2406 | 1139.7061 |  | 9.5 | 3499.3097 | 2203.4928 | 2702.7933 | 3048.0178 | 3301.9333 | 3721.7222 | 5131.074 | 6000 |  | 9.5 | 0.3 | 0.3 | 0.3 | 0.3 | 0.3 | 0.3 | 0.3 | 0.3 |  | jul | 9.5 | 1027.3126 | 1026.5 | 1026.5 | 1026.5004 | 1028.0117 | 1028.0148 | 1028.0149 | 1028.1843 |  | 9.5 | 0.23113 | 0.13532 | 0.16432 | 0.20674 | 0.22808 | 0.25972 | 0.30719 | 0.33239 |  | 9.5 | 5175.4065 | 3046.1911 | 3900.1806 | 4502.4978 | 5193.4012 | 5572.9538 | 7118.3701 | 8154.7871
9.5833 | 0.028281 | 0.01344 | 0.017951 | 0.023691 | 0.028568 | 0.03211 | 0.038659 | 0.043843 |  | 9.5833 | 1138.9117 | 1138.8988 | 1138.9019 | 1138.9022 | 1138.9022 | 1138.9022 | 1138.9022 | 1139.2338 |  | 9.5833 | 1857.1749 | 872.2666 | 1302.329 | 1571.1445 | 1758.7704 | 2151.8009 | 2533.4719 | 3586.4804 |  | 9.5833 | 0.3 | 0.3 | 0.3 | 0.3 | 0.3 | 0.3 | 0.3 | 0.3 |  | aug | 9.5833 | 1026.9137 | 1026.5 | 1026.5 | 1026.5002 | 1027.2664 | 1027.2679 | 1027.2679 | 1027.3611 |  | 9.5833 | 0.21602 | 0.088133 | 0.10848 | 0.1708 | 0.22084 | 0.25046 | 0.3237 | 0.4035 |  | 9.5833 | 3089.1762 | 0 | 1772.4621 | 2675.6406 | 3164.5856 | 3475.1018 | 4257.1172 | 5256.0341
9.6667 | 0.028786 | 0.020841 | 0.023677 | 0.026205 | 0.028435 | 0.031073 | 0.034674 | 0.03792 |  | 9.6667 | 1138.928 | 1138.9216 | 1138.9279 | 1138.9281 | 1138.9281 | 1138.9281 | 1138.9281 | 1138.9281 |  | 9.6667 | 1293.2163 | 598.8117 | 815.8942 | 1135.694 | 1241.2934 | 1519.2 | 1856.5233 | 1962.5401 |  | 9.6667 | 0.3 | 0.3 | 0.3 | 0.3 | 0.3 | 0.3 | 0.3 | 0.3 |  | sep | 9.6667 | 1026.7807 | 1026.5 | 1026.5 | 1026.5001 | 1026.889 | 1026.8898 | 1026.9354 | 1029.4545 |  | 9.6667 | 0.27009 | 0.16297 | 0.20392 | 0.24804 | 0.27518 | 0.29431 | 0.33187 | 0.37793 |  | 9.6667 | 2541.649 | 1299.0741 | 1774.7628 | 2220.6186 | 2531.3858 | 2838.1379 | 3240.617 | 4497.5024
9.75 | 0.024564 | 0.015252 | 0.018409 | 0.022721 | 0.024707 | 0.026459 | 0.029051 | 0.034862 |  | 9.75 | 1138.9719 | 1138.962 | 1138.9723 | 1138.9723 | 1138.9723 | 1138.9723 | 1138.9723 | 1138.9723 |  | 9.75 | 0 | 0 | 0 | 0 | 0 | 0 | 0 | 0 |  | 9.75 | 0 | 0 | 0 | 0 | 0 | 0 | 0 | 0 |  | oct | 9.75 | 1026.6418 | 1026.5 | 1026.5 | 1026.5 | 1026.6945 | 1026.6948 | 1026.7178 | 1028.0181 |  | 9.75 | 0.2899 | 0.073998 | 0.15702 | 0.23778 | 0.29308 | 0.35229 | 0.42064 | 0.49687 |  | 9.75 | 823.5204 | 0 | 600.2197 | 713.537 | 829.5079 | 903.2236 | 1155.3959 | 1704.116
9.8333 | 0.026667 | 0.017804 | 0.021102 | 0.024265 | 0.027004 | 0.028739 | 0.031178 | 0.0355 |  | 9.8333 | 1139.3678 | 1139.1926 | 1139.2788 | 1139.3251 | 1139.3491 | 1139.422 | 1139.488 | 1139.5627 |  | 9.8333 | 0 | 0 | 0 | 0 | 0 | 0 | 0 | 0 |  | 9.8333 | 0 | 0 | 0 | 0 | 0 | 0 | 0 | 0 |  | nov | 9.8333 | 1026.5897 | 1026.5 | 1026.5 | 1026.5 | 1026.5973 | 1026.5974 | 1026.6093 | 1028.111 |  | 9.8333 | 0.26185 | 0.072896 | 0.14475 | 0.21505 | 0.25936 | 0.31751 | 0.38145 | 0.44123 |  | 9.8333 | 468.5796 | 0 | 311.064 | 384.1579 | 438.7655 | 544.148 | 717.7999 | 973.4157
9.9167 | 0.025125 | 0.015911 | 0.020329 | 0.023535 | 0.024639 | 0.027231 | 0.031312 | 0.034723 |  | 9.9167 | 1139.6451 | 1139.3372 | 1139.4904 | 1139.5754 | 1139.615 | 1139.7373 | 1139.8408 | 1139.9828 |  | 9.9167 | 0 | 0 | 0 | 0 | 0 | 0 | 0 | 0 |  | 9.9167 | 0 | 0 | 0 | 0 | 0 | 0 | 0 | 0 |  | dec | 9.9167 | 1026.5647 | 1026.5 | 1026.5 | 1026.5 | 1026.5486 | 1026.5487 | 1026.5546 | 1028.4185 |  | 9.9167 | 0.24873 | 0.078287 | 0.14066 | 0.20084 | 0.24864 | 0.30317 | 0.36649 | 0.40684 |  | 9.9167 | 387.5141 | 0 | 246.5781 | 313.4956 | 346.6342 | 489.7931 | 577.5157 | 688.2473
10 | 0.026329 | 0.018277 | 0.020322 | 0.024038 | 0.026514 | 0.028663 | 0.031464 | 0.032698 |  | 10 | 1139.8432 | 1139.4415 | 1139.6406 | 1139.7585 | 1139.8152 | 1139.9548 | 1140.0925 | 1140.2828 |  | 10 | 0 | 0 | 0 | 0 | 0 | 0 | 0 | 0 |  | 10 | 0 | 0 | 0 | 0 | 0 | 0 | 0 | 0 |  | jan | 10 | 1026.5548 | 1026.5 | 1026.5 | 1026.5 | 1026.5243 | 1026.5244 | 1026.5273 | 1028.6614 |  | 10 | 0.27439 | 0.10374 | 0.17004 | 0.22972 | 0.27698 | 0.32519 | 0.38607 | 0.41585 |  | 10 | 333.8771 | 159.2684 | 217.7098 | 267.8435 | 292.1417 | 379.4637 | 464.4015 | 1497.4887
Note on A2: GoldSim Version: 10.50.200 Model: C:\Projects\Faro\Model\Current Model\FMC_WB_WQModel_V2.0\X14Analysis\FMC_WB_WQModel_V2.07_S6c.gsm Element ID: \Faro_SWWQM\Results\SingleWQ_4Dash\SingleWQ_X14\R_SingleWQ Element Description: Simulated on: 6/17/2013 17:04:35 Exported on: 6/17/2013 17:05:09 # of Realizations: 100 # of Time Values: 121 Time Display Units: yr
Note on L2: GoldSim Version: 10.50.200 Model: C:\Projects\Faro\Model\Current Model\FMC_WB_WQModel_V2.0\X14Analysis\FMC_WB_WQModel_V2.07_S6c.gsm Element ID: \Faro_SWWQM\Results\StorageResults\R_Elev_FaroPit Element Description: Simulated on: 6/17/2013 17:04:35 Exported on: 6/17/2013 17:05:14 # of Realizations: 100 # of Time Values: 121 Time Display Units: yr
Note on W2: GoldSim Version: 10.50.200 Model: C:\Projects\Faro\Model\Current Model\FMC_WB_WQModel_V2.0\X14Analysis\FMC_WB_WQModel_V2.07_S6c.gsm Element ID: \Faro_SWWQM\Results\FlowsResults\R_Faro_WTP Element Description: Simulated on: 6/17/2013 17:04:35 Exported on: 6/17/2013 17:05:12 # of Realizations: 100 # of Time Values: 121 Time Display Units: yr
Note on AH2: GoldSim Version: 10.50.200 Model: C:\Projects\Faro\Model\Current Model\FMC_WB_WQModel_V2.0\X14Analysis\FMC_WB_WQModel_V2.07_S6c.gsm Element ID: \Faro_SWWQM\Results\SingleWQ_4Dash\SingleWQ_EfluentWTP_Faro\R_SingleWQ Element Description: Simulated on: 6/17/2013 17:04:35 Exported on: 6/17/2013 17:05:11 # of Realizations: 100 # of Time Values: 121 Time Display Units: yr
Note on AS2: GoldSim Version: 10.50.200 Model: C:\Projects\Faro\Model\Current Model\FMC_WB_WQModel_V2.0\X14Analysis\FMC_WB_WQModel_V2.07_S6c.gsm Element ID: \Faro_SWWQM\Results\StorageResults\R_Elev_CVD Element Description: Simulated on: 6/17/2013 17:04:35 Exported on: 6/17/2013 17:05:15 # of Realizations: 100 # of Time Values: 121 Time Display Units: yr
Note on BD2: GoldSim Version: 10.50.200 Model: C:\Projects\Faro\Model\Current Model\FMC_WB_WQModel_V2.0\X14Analysis\FMC_WB_WQModel_V2.07_S6c.gsm Element ID: \Faro_SWWQM\Results\SingleWQ_4Dash\SingleWQ_CVD\R_SingleWQ Element Description: Simulated on: 6/17/2013 17:04:35 Exported on: 6/17/2013 17:05:10 # of Realizations: 100 # of Time Values: 121 Time Display Units: yr
Note on BO2: GoldSim Version: 10.50.200 Model: C:\Projects\Faro\Model\Current Model\FMC_WB_WQModel_V2.0\X14Analysis\FMC_WB_WQModel_V2.07_S6c.gsm Element ID: \Faro_SWWQM\Results\FlowsResults\R_Q_CVPOUT Element Description: Simulated on: 6/17/2013 17:04:35 Exported on: 6/17/2013 17:05:13 # of Realizations: 100 # of Time Values: 121 Time Display Units: yr
Note on AH4: GoldSim Version: 10.50.200 Model: C:\Projects\Faro\Model\Current Model\FMC_WB_WQModel_V2.0\X14Analysis\FMC_WB_WQModel_V2.04_S4.gsm Element ID: \Faro_SWWQM\Results\SingleWQ_4Dash\SingleWQ_EfluentWTP_Faro\R_SingleWQ Element Description: Simulated on: 5/10/2013 12:06:40 Exported on: 5/10/2013 12:10:14 # of Realizations: 100 # of Time Values: 121 Time Display Units: yr

## Calcs
| C-6c | - Scenario C-6c
|  | Plot A- Zinc Concentrations at X14 | [6 empty] | Plot C - Faro Pit Elevation |  |  |  | Plot B - CVP Operation |  |  |  | Plot D - CVP Zinc Concentration |  |  |  | Plot D - CVP Discharges
|  | Plot A- Zinc Concentrations at X14 - Scenario C-6c | [6 empty] | Plot C - Faro Pit Elevation - Scenario C-6c |  |  |  | Plot B - CVP Operation - Scenario C-6c |  |  |  | Plot D - CVP Zinc Concentration - Scenario C-6c |  |  |  | Plot D - CVP Discharges | [7 empty] | X2 Zinc
[9 empty] | 2004-01-15 | 1141.6951 |  |  | 2004-02-12 | 1030.329 |  |  | 2004-04-14 | 0.2415 |  |  | 2005-01-31 |  | 0 |  | Date/Time | CVP_Outflow [l/s] | 31778 | 1987-01-01 | 0.05
[9 empty] | 2004-01-30 | 1141.7956 |  |  | 2004-02-23 | 1030.23 |  |  | 2004-07-12 | 0.11 |  |  | 2005-02-28 | 110.2678 | 1747.7804 |  | 2004-02-12 | 0 |  | 1987-02-01 | 0.07
| 27395 | 1975-01-01 | [6 empty] | 2004-02-15 | 1141.884 |  |  | 2004-02-29 | 1030.065 |  |  | 2004-08-09 | 0.17 |  |  | 2005-03-31 | 267.8995 | 4246.2935 |  | 2004-02-13 | 21.343 |  | 1987-03-01 | 0.06
| 27548 | 1975-06-03 | 0.1 | 0-0.1 | 0.1 | 750 | 84.55% |  | 2004-02-29 | 1141.945 |  |  | 2004-03-04 | 1030.038 |  |  | 2004-10-12 | 0.4 |  |  | 2005-04-30 | 0 | 0 |  | 2004-02-14 | 21.343 |  | 1987-04-01 | 0.04 | 0.04
|  | 1975-06-11 | 0.08 | 0.1-0.2 | 0.2 | 117 | 13.19% |  | 2004-03-15 | 1142.0364 |  |  | 2004-03-08 | 1029.715 |  |  | 2004-10-26 |  |  |  | 2005-05-31 | 297.432 | 4714.3939 |  | 2004-02-15 | 21.343 |  | 1987-05-01 | 0.1
|  | 1975-06-17 | 0.04 | 0.2-0.3 | 0.3 | 8 | 0.9019% |  | 2004-03-31 | 1142.1248 |  |  | 2004-04-19 | 1030.165 |  |  | 2004-11-15 | 0.52 |  |  | 2005-06-30 | 435.828 | 6908.0151 |  | 2004-02-16 | 21.343 |  | 1987-06-01 | 0.03
|  | 1975-07-02 | 0.05 | 0.3-0.4 | 0.4 | 4 | 0.451% |  | 2004-04-15 | 1142.1858 |  |  | 2004-04-22 | 1030.3 |  |  | 2005-01-21 | 0.4 |  |  | 2005-07-31 | 351.6432 | 5573.6583 |  | 2004-02-17 | 21.343 |  | 1987-07-01 | 0.03
|  | 1975-07-08 | 0.1 | 0.4-0.5 | 0.5 | 0 | 0% |  | 2004-04-30 | 1142.2742 |  |  | 2004-04-23 | 1030.27 |  |  | 2005-02-08 | 0.27 |  |  | 2005-08-31 | 273.2532 | 4331.1515 |  | 2004-02-18 | 21.343 |  | 1987-08-01 | 0.05
|  | 1975-07-16 | 0.02 | 0.5-1 | 1 | 7 | 0.7892% |  | 2004-05-15 | 1142.4662 |  |  | 2004-04-26 | 1030.15 |  |  | 2005-04-11 | 0.22 |  |  | 2005-09-30 | 274.1472 | 4345.3219 |  | 2004-02-19 | 21.343 |  | 1987-08-11 | 0.05
|  | 1975-07-24 | 0.02 | 1-2 | 2 | 1 | 0.1127% |  | 2004-05-18 | 1142.515 |  |  | 2004-04-30 | 1029.882 |  |  | 2005-05-31 | 0.2 |  |  | 2005-10-31 | 36.7835 | 583.0308 |  | 2004-02-20 | 21.343 |  | 1987-09-01 | 0.04
|  | 1975-07-28 | 0.01 |  | 10 | 0 | 0% |  | 2004-05-23 | 1142.4754 |  |  | 2004-05-03 | 1029.795 |  |  | 2005-11-02 | 0.65 |  |  | 2005-11-30 | 0 | 0 |  | 2004-02-21 | 21.343 |  | 1987-09-08 | 0.04
|  | 1975-08-05 | 0.01 |  | 20 | 0 | 0% |  | 2004-05-25 | 1142.4357 |  |  | 2004-05-06 | 1029.702 |  |  | 2005-12-15 | 0.61 |  |  | 2005-12-31 | 0 | 0 |  | 2004-02-22 | 21.343 |  | 1987-10-01 | 0.06
|  | 1975-08-12 | 0.01 | [5 empty] | 2004-05-31 | 1142.326 |  |  | 2004-05-10 | 1029.61 |  |  | 2006-01-23 | 0.39 |  |  | 2006-01-31 | 0 | 0 |  | 2004-02-23 | 21.343 |  | 1987-10-06 | 0.06
|  | 1975-08-19 | 0.07 |  |  | 887 |  |  | 2004-06-07 | 1142.2711 |  |  | 2004-05-11 | 1029.644 |  |  | 2006-02-14 |  |  |  | 2006-02-28 | 0 | 0 |  | 2004-02-24 | 65.213 |  | 1987-11-01 | 0.05
|  | 1975-08-27 | 0.01 | [5 empty] | 2004-06-14 | 1142.1949 |  |  | 2004-05-12 | 1029.645 |  |  | 2006-03-24 | 0.59 |  |  | 2006-03-31 | 0 | 0 |  | 2004-02-25 | 65.213 |  | 1987-11-10 | 0.05
|  | 1975-09-02 | 146 | [5 empty] | 2004-06-21 | 1142.0608 |  |  | 2004-05-13 | 1029.658 |  |  | 2006-04-25 | 0.049 |  |  | 2006-04-30 | 0 | 0 |  | 2004-02-26 | 65.213 |  | 1987-12-01 | 0.02
|  | 1975-09-09 | 0.03 | [5 empty] | 2004-06-28 | 1142.0944 |  |  | 2004-05-16 | 1029.642 |  |  | 2006-05-18 | 0.047 |  |  | 2006-05-31 | 286.9323 | 4547.9689 |  | 2004-02-27 | 65.213 |  | 1987-12-09 | 0.02
|  | 1975-09-16 | 0.08 | [5 empty] | 2004-07-05 | 1142.1462 |  |  | 2004-05-21 | 1029.61 |  |  | 2006-09-12 | 0.23 |  |  | 2006-06-30 | 286.3384 | 4538.5554 |  | 2004-02-28 | 65.213 |  | 1988-01-27 | 0.045
|  | 1975-09-24 | 0.01 | [5 empty] | 2004-07-09 | 1142.1797 |  |  | 2004-05-28 | 1029.73 |  |  | 2006-10-17 | 0.49 |  |  | 2006-07-31 | 314.195 | 4980.0929 |  | 2004-02-29 | 65.213 |  | 1988-02-17 | 0.036
|  | 1975-10-14 | 0.01 | [5 empty] | 2004-07-12 | 1142.1949 |  |  | 2004-06-02 | 1029.803 |  |  | 2006-11-14 | 0.5 |  |  | 2006-08-31 | 234.7973 | 3721.6128 |  | 2004-03-01 | 16.007 |  | 1988-03-24 | 0.035
|  | 1977-01-04 | 0.02 | [5 empty] | 2004-07-19 | 1142.0669 |  |  | 2004-06-07 | 1029.868 |  |  | 2006-12-13 | 0.35 |  |  | 2006-09-30 | 93.8675 | 1487.8302 |  | 2004-03-02 | 16.007 |  | 1988-04-25 | 0.15 | 0.15
|  | 1977-01-11 | 0.1 | [5 empty] | 2004-07-26 | 1142.1157 |  |  | 2004-06-21 | 1029.698 |  |  | 2007-01-16 | 0.39 |  |  | 2006-10-31 | 0 | 0 |  | 2004-03-03 | 16.007 |  | 1988-05-25 | 0.017
|  | 1977-01-13 | 0.03 | [5 empty] | 2004-07-31 | 1142.1553 |  |  | 2004-07-08 | 1029.868 |  |  | 2007-02-15 | 0.3 |  |  | 2006-11-30 | 0 | 0 |  | 2004-03-04 | 16.007 |  | 1988-06-07 | 0.015
|  | 1977-01-17 | 0.06 | [5 empty] | 2004-08-15 | 1142.2407 |  |  | 2004-07-16 | 1029.805 |  |  | 2007-03-12 | 0.29 |  |  | 2006-12-31 | 0 | 0 |  | 2004-03-05 | 188.19 |  | 1988-07-11 | 0.027
|  | 1977-01-24 | 0.04 | [5 empty] | 2004-08-23 | 1142.2711 |  |  | 2004-07-30 | 1029.74 |  |  | 2007-04-19 | 0.24 |  |  | 2007-01-31 | 0 | 0 |  | 2004-03-06 | 188.19 |  | 1988-08-16 | 0.013
|  | 1977-01-27 | 0.04 | [5 empty] | 2004-08-31 | 1142.0334 |  |  | 2004-08-12 | 1029.868 |  |  | 2007-05-15 | 0.032 |  |  | 2007-02-28 | 0 | 0 |  | 2004-03-07 | 188.19 |  | 1988-09-13 | 0.025
|  | 1977-02-01 | 0.03 | [5 empty] | 2004-09-07 | 1141.8597 |  |  | 2004-08-19 | 1029.93 |  |  | 2007-11-14 | 0.19 |  |  | 2007-03-31 | 0 | 0 |  | 2004-03-08 | 188.19 |  | 1988-10-06 | 0.082
|  | 1977-02-08 | 0.04 | [5 empty] | 2004-09-15 | 1141.689 |  |  | 2004-09-17 | 1028.902 |  |  | 2007-12-10 | 0.21 |  |  | 2007-04-30 | 75.8628 | 1202.4505 |  | 2004-03-09 | 0 |  | 1988-11-01 | 0.021
|  | 1977-02-14 | 0.06 | [5 empty] | 2004-09-18 | 1141.6798 |  |  | 2004-09-24 | 1029.03 |  |  | 2007-12-11 |  |  |  | 2007-05-31 | 182.2493 | 2888.7098 |  | 2004-03-10 | 0 |  | 1988-11-30 | 0.022
|  | 1977-02-21 | 0.05 | [5 empty] | 2004-09-30 | 1141.7499 |  |  | 2004-10-05 | 1029.202 |  |  | 2008-01-08 | 0.16 |  |  | 2007-06-30 | 223.0797 | 3535.8851 |  | 2004-03-11 | 0 |  | 1989-02-07 | 0.025
|  | 1977-03-01 | 0.02 | [5 empty] | 2004-10-15 | 1141.8566 |  |  | 2004-10-08 | 1029.252 |  |  | 2008-02-19 | 0.12 |  |  | 2007-07-31 | 225.2206 | 3569.8185 |  | 2004-03-12 | 0 |  | 1989-05-09 | 0.024
|  | 1977-03-07 | 0.03 | [5 empty] | 2004-10-31 | 1141.9511 |  |  | 2004-10-14 | 1029.345 |  |  | 2008-03-18 | 0.12 |  |  | 2007-08-31 | 239.9144 | 3802.7214 |  | 2004-03-13 | 0 |  | 1989-05-31 | 0.0145
|  | 1977-03-15 | 0.1 | [5 empty] | 2004-11-15 | 1142.0395 |  |  | 2004-10-21 | 1029.261 |  |  | 2008-11-04 | 0.17 |  |  | 2007-09-30 | 119.7801 | 1898.5539 |  | 2004-03-14 | 0 |  | 1989-06-13 | 0.024
|  | 1977-03-21 | 0.02 | [5 empty] | 2004-11-30 | 1142.1248 |  |  | 2004-10-25 | 1028.782 |  |  | 2008-11-04 10:30 |  |  |  | 2007-10-31 | 49.5412 | 785.2439 |  | 2004-03-15 | 0 |  | 1989-07-10 | 0.037
|  | 1977-03-28 | 0.01 | [5 empty] | 2004-12-15 | 1142.2346 |  |  | 2004-10-26 | 1028.748 |  |  | 2008-12-01 | 0.19 |  |  | 2007-11-30 | 0 | 0 |  | 2004-03-16 | 0 |  | 1989-07-25 | 0.012
|  | 1977-04-04 | 0.12 | [5 empty] | 2004-12-31 | 1142.3351 |  |  | 2004-10-28 | 1028.795 |  |  | 2008-12-01 12:10 |  |  |  | 2007-12-31 | 0 | 0 |  | 2004-03-17 | 0 |  | 1989-07-28 | 0.042
|  | 1977-04-11 | 0.24 | [5 empty] | 2005-01-15 | 1142.4144 |  |  | 2004-10-28 | 1028.795 |  |  | 2008-12-03 |  |  |  | 2010-04-01 | 96.996 | 1537.4179 |  | 2004-03-18 | 0 |  | 1989-08-14 | 0.017
|  | 1977-04-18 | 0.05 | [5 empty] | 2005-01-31 | 1142.4845 |  |  | 2004-11-04 | 1028.929 |  |  | 2009-01-12 | 0.18 |  |  | 2010-05-01 | 325 | 5151.355 |  | 2004-03-19 | 0 |  | 1989-09-06
|  | 1977-04-25 | 0.16 | [5 empty] | 2005-02-15 | 1142.5576 |  |  | 2004-11-09 | 1029.02 |  |  | 2009-02-02 | 0.17 |  |  | 2010-06-01 | 391.801 | 6210.1724 |  | 2004-03-20 | 0 |  | 1989-09-11 | 0.013
|  | 1977-05-02 | 0.16 | [5 empty] | 2005-03-15 | 1142.675 |  |  | 2004-11-17 | 1029.135 |  |  | 2009-03-03 16:30 | 0.19 |  |  | 2010-07-01 | 417.278 | 6613.9911 |  | 2004-03-21 | 0 |  | 1989-09-18 | 0.013
|  | 1977-05-09 | 0.26 | [5 empty] | 2005-03-31 | 1142.7466 |  |  | 2004-11-24 | 1029.24 |  |  | 2009-03-24 |  |  |  | 2010-08-01 | 293.398 | 4650.4531 |  | 2004-03-22 | 0 |  | 1989-10-16 | 0.017
|  | 1977-05-16 | 0.14 | [5 empty] | 2005-04-15 | 1142.8045 |  |  | 2004-12-01 | 1029.33 |  |  | 2009-03-24 14:15 |  |  |  | 2010-09-01 | 248.33 | 3936.1107 |  | 2004-03-23 | 0 |  | 1989-11-06 | 0.021
|  | 1977-05-24 | 0.1 | [5 empty] | 2005-04-30 | 1142.96 |  |  | 2004-12-15 | 1029.515 |  |  | 2009-04-06 14:50 | 0.0927 |  |  | 2010-11-01 | 195 | 3090.813 |  | 2004-03-24 | 0 |  | 1989-12-11 | 0.024
|  | 1977-05-31 | 0.04 | [5 empty] | 2005-05-07 | 1142.9752 |  |  | 2004-12-22 | 1029.58 |  |  | 2009-05-04 13:45 | 0.009 |  |  | 2010-12-01 | 179.583 | 2846.4486 |  | 2004-03-25 | 0 |  | 1990-01-15 | 0.029
|  | 1977-06-06 | 0.05 | [5 empty] | 2005-05-15 | 1143.0118 |  |  | 2005-01-17 | 1029.878 |  |  | 2009-06-08 00:10 |  |  |  | 2011-03-01 | 123.935 | 1964.4098 |  | 2004-03-26 | 0 |  | 1990-02-12 | 0.057
|  | 1977-06-14 | 0.06 | [5 empty] | 2005-05-18 | 1143.0606 |  |  | 2005-01-25 | 1029.94 |  |  | 2009-06-08 12:10 | 0.0435 |  |  | 2011-04-01 | 138.125 | 2189.3259 |  | 2004-03-27 | 0 |  | 1990-03-12 | 0.097
|  | 1977-06-22 | 0.08 | [5 empty] | 2005-05-31 | 1142.9356 |  |  | 2005-02-03 | 1030.03 |  |  | 2009-07-13 10:20 | 0.185 |  |  | 2011-05-01 | 312.34 | 4950.6899 |  | 2004-03-28 | 0 |  | 1990-04-17 | 0.093 | 0.093
|  | 1977-06-27 | 0.13 | [5 empty] | 2005-06-15 | 1142.7893 |  |  | 2005-02-10 | 1030.09 |  |  | 2009-08-06 16:50 | 0.191 |  |  | 2011-06-01 | 273.642 | 4337.3141 |  | 2004-03-29 | 0 |  | 1990-05-01 | 0.0715
|  | 1977-07-04 | 0.11 | [5 empty] | 2005-06-20 | 1142.704 |  |  | 2005-02-17 | 1030.134 |  |  | 2009-09-03 14:45 | 0.236 |  |  | 2011-07-01 | 285.007 | 4517.453 |  | 2004-03-30 | 0 |  | 1990-05-14 | 0.035
|  | 1977-07-11 | 0.08 | [5 empty] | 2005-06-27 | 1142.5851 |  |  | 2005-02-22 | 1030.176 |  |  | 2009-09-09 11:40 |  |  |  | 2011-08-01 | 362.694 | 5748.8171 |  | 2004-03-31 | 0 |  | 1990-06-11 | 0.013
|  | 1977-07-19 | 0.12 | [5 empty] | 2005-06-30 | 1142.5455 |  |  | 2005-02-23 | 1030.045 |  |  | 2009-09-24 18:10 | 0.591 |  |  | 2011-09-01 | 357.102 | 5660.1821 |  | 2004-04-01 | 0 |  | 1990-07-06 | 0.01
|  | 1978-01-05 | 0.04 | [5 empty] | 2005-07-05 | 1142.4357 |  |  | 2005-02-24 | 1029.854 |  |  | 2009-10-04 14:20 | 0.397 |  |  | 2011-11-01 | 253 | 4010.1317 |  | 2004-04-02 | 0 |  | 1990-07-11 | 0.0045
|  | 1978-01-10 | 0.03 | [5 empty] | 2005-07-11 | 1142.3412 |  |  | 2005-02-25 | 1029.693 |  |  | 2009-11-05 09:05 | 0.293 |  |  | 2011-12-01 | 266.83 | 4229.3417 |  | 2004-04-03 | 0 |  | 1990-07-12 | 0.0065
|  | 1978-01-17 | 0.04 | [5 empty] | 2005-07-18 | 1142.2254 |  |  | 2005-02-26 | 1029.525 |  |  | 2009-11-05 21:05 |  |  |  | 2012-03-01 |  | 0 |  | 2004-04-04 | 0 |  | 1990-08-08 | 0.011
|  | 1978-01-23 | 0.07 | [5 empty] | 2005-07-25 | 1142.0944 |  |  | 2005-02-27 | 1029.355 |  |  | 2009-12-01 14:21 | 0.348 |  |  | 2012-04-01 | 191.115 | 3029.2345 |  | 2004-04-05 | 0 |  | 1990-10-02 | 0.0145
|  | 1978-01-31 | 0.07 | [5 empty] | 2005-07-31 | 1141.9938 |  |  | 2005-02-28 | 1029.185 |  |  | 2010-01-11 |  |  |  | 2012-05-01 | 240.043 | 3804.7591 |  | 2004-04-06 | 0 |  | 1991-01-02 | 0.018
|  | 1978-02-08 | 0.01 | [5 empty] | 2005-08-01 | 1141.9755 |  |  | 2005-03-02 | 1029.03 |  |  | 2010-01-11 12:12 | 0.453 |  |  | 2012-06-01 | 300.143 | 4757.3635 |  | 2004-04-07 | 0 |  | 1991-02-04 | 0.017
|  | 1978-02-15 | [6 empty] | 2005-08-08 | 1141.8353 |  |  | 2005-03-03 | 1028.94 |  |  | 2010-02-22 |  |  |  | 2012-07-01 | 368.829 | 5846.0588 |  | 2004-04-08 | 0 |  | 1991-02-27 | 0.0245 |  |  |  | 2004-01-01 | 37987
|  | 1978-02-22 | 0.08 | [5 empty] | 2005-08-15 | 1141.689 |  |  | 2005-03-06 | 1028.58 |  |  | 2010-02-22 08:50 | 0.34 |  |  | 2012-08-01 | 342.293 | 5425.4546 |  | 2004-04-09 | 0 |  | 1991-03-04 | 0.025
|  | 1978-03-01 | 0.04 | [5 empty] | 2005-08-22 | 1141.5488 |  |  | 2005-03-07 | 1028.443 |  |  | 2010-03-02 |  |  |  | 2012-09-01 |  | 0 |  | 2004-04-10 | 0 |  | 1991-04-01 | 0.047 | 0.047
|  | 1978-03-09 | 0.03 | [5 empty] | 2005-08-29 | 1141.4238 |  |  | 2005-03-08 | 1028.34 |  |  | 2010-03-02 11:30 | 0.326 |  |  | 2012-01-01 | 1000.1486 | 889.2451 | 1098.1412 | 2004-04-11 | 0 |  | 1991-05-01 | 0.096
|  | 1978-03-14 | 0.08 | [5 empty] | 2005-08-31 | 1141.3903 |  |  | 2005-03-09 | 1028.195 |  |  | 2010-04-13 |  |  |  | 2012-02-01 | 555.2395 | 0 | 641.1622 | 2004-04-12 | 0 |  | 1991-05-08 | 0.028
|  | 1978-03-22 | 0.09 | [5 empty] | 2005-09-05 | 1141.2866 |  |  | 2005-03-10 | 1028.18 |  |  | 2010-04-13 11:00 | 0.203 |  |  | 2012-03-01 | 367.5456 | 0 | 448.66 | 2004-04-13 | 0 |  | 1991-06-04 | 0.013
|  | 1978-03-28 | 0.03 | [5 empty] | 2005-09-12 | 1141.1556 |  |  | 2005-03-11 | 1028.05 |  |  | 2010-05-03 |  |  |  | 2012-04-01 | 285.6028 | 0 | 376.7865 | 2004-04-14 | 0 |  | 1991-07-02 | 0.068
|  | 1978-04-03 | 1 | [5 empty] | 2005-09-15 | 1141.0946 |  |  | 2005-03-12 | 1027.885 |  |  | 2010-05-03 15:44 | 0.0628 |  |  | 2012-05-01 | 7258.8869 | 3885.5336 | 7312.3968 | 2004-04-15 | 0 |  | 1991-07-17 | 0.068
|  | 1978-04-11 | 0.03 | [5 empty] | 2005-09-19 | 1141.0154 |  |  | 2005-03-13 | 1027.745 |  |  | 2010-05-03 15:54 |  |  |  | 2012-06-01 | 7256.1292 | 6865.2911 | 8951.4745 | 2004-04-16 | 0 |  | 1991-07-24 | 0.0035
|  | 1978-04-17 | 1 | [5 empty] | 2005-09-30 | 1141.1098 |  |  | 2005-03-14 | 1027.605 |  |  | 2010-06-04 |  |  |  | 2012-07-01 | 7247.6812 | 2384.4227 | 8155.2717 | 2004-04-17 | 0 |  | 1991-08-05 | 0.034
|  | 1978-04-25 | 0.15 | [5 empty] | 2005-10-13 | 1141.1952 |  |  | 2005-03-15 | 1027.457 |  |  | 2010-06-04 09:24 | 0.365 |  |  | 2012-08-01 | 3131.4151 | 0 | 7729.3502 | 2004-04-18 | 0 |  | 1991-09-03 | 0.022
|  | 1978-05-01 | 0.33 | [5 empty] | 2005-10-17 | 1141.2165 |  |  | 2005-03-16 | 1027.28 |  |  | 2010-07-10 |  |  |  | 2012-09-01 | 2459.5166 | 1305.6531 | 4836.381 | 2004-04-19 | 0 |  | 1991-09-10 | 0.069
|  | 1978-05-08 | 0.2 | [5 empty] | 2005-10-31 | 1141.3049 |  |  | 2005-03-18 | 1027.018 |  |  | 2010-07-10 15:12 | 0.173 |  |  | 2012-10-01 | 796.0337 | 0 | 1370.6506 | 2004-04-20 | 0 |  | 1991-10-07 | 0.025
|  | 1978-05-16 | 0.12 | [5 empty] | 2005-11-15 | 1141.4238 |  |  | 2005-03-21 | 1026.58 |  |  | 2010-08-03 |  |  |  | 2012-11-01 | 414.7579 | 0 | 803.0962 | 2004-04-21 | 0 |  | 1991-11-06 | 0.03475
|  | 1978-05-23 | 0.08 | [5 empty] | 2005-11-30 | 1141.5305 |  |  | 2005-03-22 | 1026.453 |  |  | 2010-08-03 13:47 | 0.299 |  |  | 2012-12-01 | 341.0271 | 0 | 656.3428 | 2004-04-22 | 0 |  | 1991-12-03 | 0.022
|  | 1978-05-30 | 0.07 | [5 empty] | 2005-12-15 | 1141.6158 |  |  | 2005-03-23 | 1026.307 |  |  | 2010-09-02 |  |  |  | 2013-01-01 | 292.3907 | 159.5626 | 1270.0744 | 2004-04-23 | 71.142 |  | 1992-01-10 | 0.023
|  | 1978-06-06 | 0.01 | [5 empty] | 2005-12-31 | 1141.7012 |  |  | 2005-04-04 | 1026.63 |  |  | 2010-09-02 12:12 | 0.229 |  |  | 2013-02-01 | 193.8473 | 0 | 658.8132 | 2004-04-24 | 94.855 |  | 1992-01-21 | 0.025333
|  | 1978-06-13 | 1 | [5 empty] | 2006-01-15 | 1141.7804 |  |  | 2005-04-07 | 1026.702 |  |  | 2010-10-20 |  |  |  | 2013-03-01 | 188.1513 | 0 | 431.3707 | 2004-04-25 | 94.855 |  | 1992-02-20 | 0.055
|  | 1978-06-20 | 1 | [5 empty] | 2006-01-31 | 1141.8658 |  |  | 2005-05-02 | 1027.923 |  |  | 2010-10-20 10:55 | 0.402 |  |  | 2013-04-01 | 195.4077 | 0 | 361.4871 | 2004-04-26 | 94.855 |  | 1992-03-12 | 0.044
|  | 1978-06-28 | 0.05 | [5 empty] | 2006-02-15 | 1141.9511 |  |  | 2005-05-03 | 1027.847 |  |  | 2010-11-08 |  |  |  | 2013-05-01 | 7213.869 | 2033.9369 | 7305.4042 | 2004-04-27 | 157.5 |  | 1992-04-29 | 0.048 | 0.048
|  | 1984-01-30 | 0.06 | [5 empty] | 2006-02-28 | 1142.0212 |  |  | 2005-05-04 | 1027.742 |  |  | 2010-11-08 11:55 | 0.36 |  |  | 2013-06-01 | 6132.1516 | 3386.9975 | 8943.7794 | 2004-04-28 | 157.5 |  | 1992-09-09 | 0.009
|  | 1984-02-27 | 0.1 | [5 empty] | 2006-03-15 | 1142.0944 |  |  | 2005-05-05 | 1027.626 |  |  | 2010-12-01 |  |  |  | 2013-07-01 | 4765.3418 | 3048.0112 | 7517.5541 | 2004-04-29 | 157.5 |  | 1992-10-08 | 0.026
|  | 1984-03-19 | 0.08 | [5 empty] | 2006-03-30 | 1142.1645 |  |  | 2005-05-09 | 1027.382 |  |  | 2010-12-01 08:50 | 0.433 |  |  | 2013-08-01 | 3016.3201 | 0 | 4890.4204 | 2004-04-30 | 157.5 |  | 1992-11-24 | 0.024
|  | 1984-04-30 | 0.07 | [5 empty] | 2006-04-16 | 1142.2437 |  |  | 2005-05-16 | 1027.26 |  |  | 2011-01-18 14:35 | 0.251 |  |  | 2013-09-01 | 2426.8867 | 1301.1476 | 3724.0406 | 2004-05-01 | 67.435 |  | 1992-11-25 | 0.02
|  | 1984-05-22 | 0.07 | [5 empty] | 2006-04-30 | 1142.3047 |  |  | 2005-05-24 | 1028.265 |  |  | 2011-02-03 10:16 | 0.262 |  |  | 2013-10-01 | 776.0239 | 0 | 1448.6001 | 2004-05-02 | 67.435 |  | 1993-01-20 | 0.035
|  | 1984-06-18 | 0.06 | [5 empty] | 2006-05-15 | 1142.4418 |  |  | 2005-05-25 | 1028.313 |  |  | 2011-03-15 14:31 | 0.219 |  |  | 2013-11-01 | 414.5748 | 0 | 752.7895 | 2004-05-03 | 67.435 |  | 1993-02-17 | 0.04
|  | 1984-07-16 | 0.06 | [5 empty] | 2006-05-31 | 1142.6338 |  |  | 2005-05-26 | 1028.31 |  |  | 2011-03-15 14:36 |  |  |  | 2013-12-01 | 341.3482 | 0 | 1282.5943 | 2004-05-04 | 72.086 |  | 1993-03-15 | 0.04
|  | 1984-08-27 | 0.11 | [5 empty] | 2006-06-15 | 1142.5363 |  |  | 2005-05-30 | 1028.262 |  |  | 2011-04-14 15:35 | 0.212 |  |  | 2014-01-01 | 298.1248 | 0 | 973.0309 | 2004-05-05 | 72.086 |  | 1993-04-26 | 0.08 | 0.08
|  | 1984-09-17 | 0.05 | [5 empty] | 2006-06-30 | 1142.3351 |  |  | 2005-06-01 | 1028.213 |  |  | 2011-05-05 16:10 | 0.029 |  |  | 2014-02-01 | 190.29 | 0 | 448.9504 | 2004-05-06 | 72.086 |  | 1993-04-27 | 0.0515 | 0.0515
|  | 1984-10-22 | 0.11 | [5 empty] | 2006-07-15 | 1142.0852 |  |  | 2005-06-06 | 1028.145 |  |  | 2011-06-20 14:32 | 0.215 |  |  | 2014-03-01 | 184.8313 | 0 | 352.7654 | 2004-05-07 | 53.483 |  | 1993-05-26 | 0.01
|  | 1985-08-12 | 0.03 | [5 empty] | 2006-07-31 | 1141.7865 |  |  | 2005-06-08 | 1028.129 |  |  | 2011-07-14 16:31 | 0.158 |  |  | 2014-04-01 | 195.5949 | 0 | 329.3574 | 2004-05-08 | 53.483 |  | 1993-06-24 | 0.0096667
|  | 1985-09-16 | 0.04 | [5 empty] | 2006-08-15 | 1141.5244 |  |  | 2005-06-13 | 1028.134 |  |  | 2011-08-23 15:35 | 0.0511 |  |  | 2014-05-01 | 6898.083 | 3371.0765 | 7266.8668 | 2004-05-09 | 53.483 |  | 1993-08-02 | 0.0165
|  | 1985-10-13 | 0.05 | [5 empty] | 2006-08-22 | 1141.3689 |  |  | 2005-06-20 | 1028.183 |  |  | 2011-09-21 11:07 | 0.157 |  |  | 2014-06-01 | 6605.8932 | 3382.2446 | 8922.0813 | 2004-05-10 | 53.483 |  | 1993-08-31 | 0.02
|  | 1985-10-28 | 0.04 | [5 empty] | 2006-08-31 | 1141.2013 |  |  | 2005-06-27 | 1028.343 |  |  | 2011-10-19 13:17 | 0.267 |  |  | 2014-07-01 | 5110.2068 | 3044.7985 | 8155.3889 | 2004-05-11 | 0 |  | 1993-09-01 | 0.03
|  | 1985-11-11 | 0.05 | [5 empty] | 2006-09-08 | 1141.0458 |  |  | 2005-06-29 | 1028.29 |  |  | 2011-11-15 13:30 | 0.238 |  |  | 2014-08-01 | 3102.2027 | 0 | 5283.4078 | 2004-05-12 | 0 |  | 1993-09-30 | 0.03
|  | 1985-12-08 | 0.04 | [5 empty] | 2006-09-30 | 1141.2257 |  |  | 2005-06-30 | 1028.245 |  |  | 2011-12-05 10:55 | 0.212 |  |  | 2014-09-01 | 2507.2843 | 1297.1082 | 4592.0325 | 2004-05-13 | 0 |  | 1993-10-01 | 0.04
|  | 1987-01-01 | 0.09 | [5 empty] | 2006-10-15 | 1141.311 |  |  | 2005-07-05 | 1028.07 |  |  | 2012-01-12 12:45 | 0.299 |  |  | 2014-10-01 | 825.5698 | 0 | 1722.3268 | 2004-05-14 | 12.402 |  | 1993-10-25 | 0.04
|  | 1987-02-01 | 0.07 | [5 empty] | 2006-10-31 | 1141.4146 |  |  | 2005-07-08 | 1028.015 |  |  | 2012-02-06 11:09 | 0.106 |  |  | 2014-11-01 | 437.2157 | 0 | 1022.4959 | 2004-05-15 | 12.402 |  | 1993-11-01 | 0.05
|  | 1987-03-01 | 0.08 | [5 empty] | 2006-11-15 | 1141.5091 |  |  | 2005-07-11 | 1028.021 |  |  | 2012-03-05 14:40 | 0.159 |  |  | 2014-12-01 | 346.8961 | 0 | 721.5245 | 2004-05-16 | 12.402 |  | 1993-11-29 | 0.1255
|  | 1987-04-01 | 0.06 | [5 empty] | 2006-11-30 | 1141.5945 |  |  | 2005-07-18 | 1027.84 |  |  | 2012-03-08 13:35 |  |  |  | 2015-01-01 | 297.5738 | 159.3613 | 1573.5325 | 2004-05-17 | 14.882 |  | 1993-12-01 | 0.05
|  | 1987-05-01 | 0.05 | [5 empty] | 2006-12-15 | 1141.6646 |  |  | 2005-07-26 | 1027.685 |  |  | 2012-01-01 | 0.299 | 0.299 | 0.299 | 2015-02-01 | 192.4835 | 0 | 835.3589 | 2004-05-18 | 14.882 |  | 1993-12-13 | 0.12
|  | 1987-06-01 | 0.03 | [5 empty] | 2006-12-31 | 1141.7347 |  |  | 2005-08-01 | 1027.568 |  |  | 2012-02-01 | 0.22146 | 0.067535 | 0.37361 | 2015-03-01 | 187.1668 | 0 | 512.499 | 2004-05-19 | 14.882 |  | 1994-01-01 | 0.05
|  | 1987-07-01 | 0.06 | [5 empty] | 2007-01-15 | 1141.8048 |  |  | 2005-08-08 | 1027.47 |  |  | 2012-03-01 | 0.2216 | 0.060577 | 0.36871 | 2015-04-01 | 193.6616 | 0 | 308.4665 | 2004-05-20 | 14.882 |  | 1994-01-17 | 0.0415
|  | 1987-08-01 | 0.07 | [5 empty] | 2007-01-31 | 1141.8658 |  |  | 2005-08-15 | 1027.335 |  |  | 2012-04-01 | 0.19981 | 0.0077568 | 0.34929 | 2015-05-01 | 6021.675 | 2074.6989 | 7266.8663 | 2004-05-21 | 14.882 |  | 1994-01-31 | 0.05
|  | 1987-08-11 | 0.07 | [5 empty] | 2007-02-15 | 1141.9145 |  |  | 2005-08-22 | 1027.202 |  |  | 2012-05-01 | 0.13314 | 0.0006546 | 0.25177 | 2015-06-01 | 6837.7993 | 3390.1801 | 8945.0464 | 2004-05-22 | 0 |  | 1994-03-01 | 0.05
|  | 1987-09-01 | 0.06 | [5 empty] | 2007-02-28 | 1141.9651 |  |  | 2005-08-30 | 1027.14 |  |  | 2012-06-01 | 0.24161 | 0.17124 | 0.35946 | 2015-07-01 | 5109.9942 | 3050.2488 | 8154.788 | 2004-05-23 | 0 |  | 1994-03-03 | 0.11
|  | 1987-09-08 | 0.06 | [5 empty] | 2007-03-15 | 1142.0151 |  |  | 2005-09-07 | 1027.395 |  |  | 2012-07-01 | 0.2394 | 0.1572 | 0.36978 | 2015-08-01 | 3161.2731 | 0 | 5240.5307 | 2004-05-24 | 0 |  | 1994-04-26 | 0.17 | 0.17
|  | 1987-10-01 | 0.11 | [5 empty] | 2007-03-31 | 1142.0791 |  |  | 2005-09-12 | 1027.54 |  |  | 2012-08-01 | 0.23363 | 0.062751 | 0.38057 | 2015-09-01 | 2506.011 | 1304.2093 | 4048.2437 | 2004-05-25 | 0 |  | 1994-05-02 | 0.044
|  | 1987-10-06 | 0.11 | [5 empty] | 2007-04-15 | 1142.1462 |  |  | 2005-09-19 | 1027.67 |  |  | 2012-09-01 | 0.29553 | 0.14439 | 0.36454 | 2015-10-01 | 834.9038 | 0 | 1567.8561 | 2004-05-26 | 0 |  | 1994-05-31 | 0.02
|  | 1987-11-01 | 0.12 | [5 empty] | 2007-04-30 | 1142.2346 |  |  | 2005-09-22 | 1027.525 |  |  | 2012-10-01 | 0.28866 | 0.01711 | 0.50304 | 2015-11-01 | 440.7453 | 0 | 826.9494 | 2004-05-27 | 0 |  | 1994-06-27 | 0.01
|  | 1987-11-10 | 0.12 | [5 empty] | 2007-05-15 | 1142.3748 |  |  | 2005-09-26 | 1027.264 |  |  | 2012-11-01 | 0.26766 | 0.020626 | 0.45668 | 2015-12-01 | 353.0455 | 0 | 656.1324 | 2004-05-28 | 0 |  | 1994-08-10 | 0.011333
|  | 1987-12-01 | 0.11 | [5 empty] | 2007-05-22 | 1142.3839 |  |  | 2005-09-27 | 1027.174 |  |  | 2012-12-01 | 0.29114 | 0.033854 | 0.47981 | 2016-01-01 | 298.8945 | 159.2659 | 1023.2659 | 2004-05-29 | 0 |  | 1994-09-25 | 0.03
|  | 1987-12-09 | 0.11 | [5 empty] | 2007-05-28 | 1142.3748 |  |  | 2005-09-29 | 1026.949 |  |  | 2013-01-01 | 0.32965 | 0.10096 | 0.57744 | 2016-02-01 | 189.6644 | 0 | 549.5971 | 2004-05-30 | 0 |  | 1994-10-12 | 0.009
|  | 1988-01-27 | 0.093 | [5 empty] | 2007-05-31 | 1142.3748 |  |  | 2005-10-03 | 1026.54 |  |  | 2013-02-01 | 0.26206 | 0.037113 | 0.6258 | 2016-03-01 | 184.5848 | 0 | 364.7839 | 2004-05-31 | 0 |  | 1994-10-15 | 0.04
|  | 1988-02-05 | 0.035 | [5 empty] | 2007-06-04 | 1142.3717 |  |  | 2005-10-05 | 1026.325 |  |  | 2013-03-01 | 0.27687 | 0.028492 | 0.61745 | 2016-04-01 | 190.1473 | 0 | 366.4823 | 2004-06-01 | 0 |  | 1994-11-25 | 0.01
|  | 1988-02-17 | 0.043 | [5 empty] | 2007-06-11 | 1142.3839 |  |  | 2005-10-12 | 1026.564 |  |  | 2013-04-01 | 0.23948 | 0.00032655 | 0.60943 | 2016-05-01 | 4431.3239 | 2039.9164 | 7266.8668 | 2004-06-02 | 0 |  | 1995-01-25 | 0.005
|  | 1988-03-22 | 0.1365 | [5 empty] | 2007-06-14 | 1142.39 |  |  | 2005-10-17 | 1026.714 |  |  | 2013-05-01 | 0.1635 | 0.00034827 | 0.50159 | 2016-06-01 | 6816.8168 | 3389.5192 | 8944.9897 | 2004-06-03 | 0 |  | 1995-01-31 | 0.05
|  | 1988-03-24 | 0.067 | [5 empty] | 2007-06-18 | 1142.3809 |  |  | 2005-10-24 | 1026.92 |  |  | 2013-06-01 | 0.24306 | 0.14388 | 0.3724 | 2016-07-01 | 5160.8295 | 3049.728 | 8257.8728 | 2004-06-04 | 0 |  | 1995-02-01 | 0.05
|  | 1988-04-25 | 0.126 | [5 empty] | 2007-06-30 | 1142.3138 |  |  | 2005-10-31 | 1027.115 |  |  | 2013-07-01 | 0.24105 | 0.15521 | 0.34205 | 2016-08-01 | 3146.5749 | 0 | 5009.4153 | 2004-06-05 | 0 |  | 1995-02-22 | 0.1
|  | 1988-05-25 | 0.042 | [5 empty] | 2007-07-09 | 1142.2407 |  |  | 2005-11-16 | 1027.515 |  |  | 2013-08-01 | 0.2305 | 0.036132 | 0.39517 | 2016-09-01 | 2511.1962 | 1303.3429 | 4098.6958 | 2004-06-06 | 0 |  | 1995-02-24 | 0.1
|  | 1988-06-07 | 0.021 | [5 empty] | 2007-07-15 | 1142.1401 |  |  | 2005-11-30 | 1027.782 |  |  | 2013-09-01 | 0.28342 | 0.13003 | 0.37524 | 2016-10-01 | 822.1214 | 0 | 1570.7848 | 2004-06-07 | 0 |  | 1995-03-06 | 0.0033333
|  | 1988-07-20 | 0.046 | [5 empty] | 2007-07-23 | 1142.0151 |  |  | 2005-12-15 | 1028.032 |  |  | 2013-10-01 | 0.26381 | 0.072916 | 0.43828 | 2016-11-01 | 440.7095 | 0 | 815.2574 | 2004-06-08 | 28.237 |  | 1995-03-08 | 0.03
|  | 1988-08-24 | 0.12 | [5 empty] | 2007-07-31 | 1141.8749 |  |  | 2006-01-17 | 1028.515 |  |  | 2013-11-01 | 0.2457 | 0.06855 | 0.3869 | 2016-12-01 | 352.9038 | 0 | 752.5401 | 2004-06-09 | 28.237 |  | 1995-04-17 | 0.07 | 0.07
|  | 1988-09-13 | 0.135 | [5 empty] | 2007-08-15 | 1141.6158 |  |  | 2006-01-30 | 1028.655 |  |  | 2013-12-01 | 0.2453 | 0.063276 | 0.39966 | 2017-01-01 | 293.0673 | 0 | 503.7008 | 2004-06-10 | 28.237 |  | 1995-05-08 | 0.018
|  | 1988-10-06 | 0.185 | [5 empty] | 2007-08-31 | 1141.3141 |  |  | 2006-02-13 | 1028.613 |  |  | 2014-01-01 | 0.28078 | 0.097979 | 0.45274 | 2017-02-01 | 193.2302 | 0 | 1388.6201 | 2004-06-11 | 28.237 |  | 1995-05-09 | 0.018
|  | 1988-11-01 | 0.02 | [5 empty] | 2007-09-10 | 1141.1312 |  |  | 2006-02-15 | 1028.615 |  |  | 2014-02-01 | 0.20231 | 2.7442e-05 | 0.41696 | 2017-03-01 | 183.007 | 0 | 824.4318 | 2004-06-12 | 28.237 |  | 1995-06-07 | 0.01
|  | 1988-11-30 | 0.175 | [5 empty] | 2007-09-11 | 1141.1403 |  |  | 2006-02-20 | 1028.602 |  |  | 2014-03-01 | 0.20727 | 0.00055725 | 0.40732 | 2017-04-01 | 194.4264 | 0 | 529.4201 | 2004-06-13 | 28.237 |  | 1995-06-21 | 0.01
|  | 1989-01-27 | 0.115 | [5 empty] | 2007-09-15 | 1141.2552 |  |  | 2006-02-21 | 1028.545 |  |  | 2014-04-01 | 0.19496 | 0.00053874 | 0.41919 | 2017-05-01 | 4400.4546 | 2185.984 | 7267.3784 | 2004-06-14 | 28.237 |  | 1995-07-20 | 0.01
|  | 1989-02-07 | 0.0765 | [5 empty] | 2007-09-30 | 1141.3299 |  |  | 2006-02-23 | 1028.42 |  |  | 2014-05-01 | 0.12042 | 0.00052932 | 0.3643 | 2017-06-01 | 6761.4066 | 3384.0024 | 8941.4554 | 2004-06-15 | 28.237 |  | 1995-08-23 | 0.01
|  | 1989-02-13 | 0.115 | [5 empty] | 2007-10-15 | 1141.4543 |  |  | 2006-02-27 | 1028.05 |  |  | 2014-06-01 | 0.23832 | 0.13092 | 0.35667 | 2017-07-01 | 5143.2939 | 3046.043 | 7294.6553 | 2004-06-16 | 28.237 |  | 1995-09-18 | 0.01
|  | 1989-03-14 | 0.058 | [5 empty] | 2007-10-31 | 1141.5884 |  |  | 2006-03-01 | 1027.89 |  |  | 2014-07-01 | 0.23823 | 0.13877 | 0.33051 | 2017-08-01 | 3084.6671 | 0 | 4762.6936 | 2004-06-17 | 28.237 |  | 1995-10-03 | 0.007
|  | 1989-04-12 | 0.046 | [5 empty] | 2007-11-15 | 1141.7042 |  |  | 2006-03-02 | 1027.795 |  |  | 2014-08-01 | 0.22783 | 0.05331 | 0.35822 | 2017-09-01 | 2538.8218 | 1298.8898 | 4570.0273 | 2004-06-18 | 28.237 |  | 1995-10-16 | 0.04
|  | 1989-05-31 | 0.034 | [5 empty] | 2007-11-30 | 1141.8017 |  |  | 2006-03-04 | 1027.63 |  |  | 2014-09-01 | 0.27603 | 0.1452 | 0.35328 | 2017-10-01 | 825.6149 | 0 | 1701.0201 | 2004-06-19 | 28.237 |  | 1995-11-14 | 0.02
|  | 1989-06-12 | 0.052 | [5 empty] | 2007-12-15 | 1141.8962 |  |  | 2006-03-06 | 1027.452 |  |  | 2014-10-01 | 0.28057 | 0.089948 | 0.53979 | 2017-11-01 | 437.5692 | 0 | 975.1381 | 2004-06-20 | 28.237 |  | 1995-12-06 | 0.02
|  | 1989-07-10 | 0.08 | [5 empty] | 2007-12-31 | 1141.9877 |  |  | 2006-03-08 | 1027.275 |  |  | 2014-11-01 | 0.25282 | 0.083819 | 0.50613 | 2017-12-01 | 353.085 | 0 | 702.3045 | 2004-06-21 | 28.237 |  | 1995-12-12 | 0.01
|  | 1989-07-25 | 0.0365 | [5 empty] | 2008-01-15 | 1142.0639 |  |  | 2006-03-09 | 1027.18 |  |  | 2014-12-01 | 0.24409 | 0.089729 | 0.49899 | 2018-01-01 | 301.7693 | 0 | 895.9846 | 2004-06-22 | 0 |  | 1996-01-25 | 0.02
|  | 1989-08-14 | 0.049 | [5 empty] | 2008-01-31 | 1142.1553 |  |  | 2006-03-20 | 1027.433 |  |  | 2015-01-01 | 0.27847 | 0.11868 | 0.52346 | 2018-02-01 | 189.0062 | 0 | 328.6473 | 2004-06-23 | 0 |  | 1996-02-14 | 0.02
|  | 1989-09-06 | [6 empty] | 2008-02-15 | 1142.2151 |  |  | 2006-03-30 | 1027.61 |  |  | 2015-02-01 | 0.19181 | 0.0030399 | 0.4978 | 2018-03-01 | 183.8269 | 0 | 410.273 | 2004-06-24 | 0 |  | 1996-03-05 | 0.024
|  | 1989-09-11 | 0.046 | [5 empty] | 2008-02-29 | 1142.2849 |  |  | 2006-04-06 | 1027.725 |  |  | 2015-03-01 | 0.21242 | 0.0020714 | 0.41304 | 2018-04-01 | 195.5209 | 0 | 357.7785 | 2004-06-25 | 0 |  | 1996-03-12 | 0.02
|  | 1989-10-16 | 0.024 | [5 empty] | 2008-03-15 | 1142.3443 |  |  | 2006-04-18 | 1027.89 |  |  | 2015-04-01 | 0.17447 | 0.00051811 | 0.42112 | 2018-05-01 | 4563.1991 | 2079.3875 | 7267.6996 | 2004-06-26 | 0 |  | 1996-04-09 | 0.0075 | 0.0075
|  | 1989-11-15 | 0.131 | [5 empty] | 2008-03-31 | 1142.4113 |  |  | 2006-04-24 | 1028.16 |  |  | 2015-05-01 | 0.10425 | 0.00049441 | 0.33543 | 2018-06-01 | 6840.5745 | 3392.7283 | 8942.5947 | 2004-06-27 | 0 |  | 1996-04-23 | 0.08 | 0.08
|  | 1989-12-11 | 0.094 | [5 empty] | 2008-04-15 | 1142.4449 |  |  | 2006-05-01 | 1028.585 |  |  | 2015-06-01 | 0.22566 | 0.13185 | 0.36143 | 2018-07-01 | 5166.584 | 3051.9028 | 8155.319 | 2004-06-28 | 0 |  | 1996-05-13 | 0.04
|  | 1990-01-15 | 0.083 | [5 empty] | 2008-04-30 | 1142.515 |  |  | 2006-05-03 | 1028.55 |  |  | 2015-07-01 | 0.24244 | 0.14712 | 0.35843 | 2018-08-01 | 3118.5455 | 0 | 5233.0558 | 2004-06-29 | 0 |  | 1996-06-11 | 0.02
|  | 1990-02-12 | 0.064 | [5 empty] | 2008-05-15 | 1142.4936 |  |  | 2006-05-08 | 1028.422 |  |  | 2015-08-01 | 0.2134 | 0.058542 | 0.38926 | 2018-09-01 | 2508.2049 | 1306.0936 | 4418.1682 | 2004-06-30 | 0 |  | 1996-07-17 | 0.09
|  | 1990-03-12 | 0.027 | [5 empty] | 2008-05-31 | 1142.3961 |  |  | 2006-05-11 | 1028.065 |  |  | 2015-09-01 | 0.27408 | 0.13997 | 0.3718 | 2018-10-01 | 822.5864 | 0 | 1710.6369 | 2004-07-01 | 0 |  | 1996-08-15 | 0.01
|  | 1990-04-17 | 0.047 | [5 empty] | 2008-06-15 | 1142.1888 |  |  | 2006-05-15 | 1027.87 |  |  | 2015-10-01 | 0.27464 | 0.090637 | 0.41994 | 2018-11-01 | 439.0031 | 0 | 980.6598 | 2004-07-02 | 0 |  | 1996-09-11 | 0.01
|  | 1990-05-01 | 0.0975 | [5 empty] | 2008-06-30 | 1141.9663 |  |  | 2006-05-23 | 1027.872 |  |  | 2015-11-01 | 0.24429 | 0.08933 | 0.37147 | 2018-12-01 | 347.1621 | 0 | 690.8676 | 2004-07-03 | 0 |  | 1996-10-21 | 0.09
|  | 1990-05-02 | 0.124 | [5 empty] | 2008-07-15 | 1141.8505 |  |  | 2006-05-25 | 1027.777 |  |  | 2015-12-01 | 0.23774 | 0.085711 | 0.35578 | 2019-01-01 | 293.2441 | 159.2353 | 971.7882 | 2004-07-04 | 0 |  | 1996-11-21 | 0.06
|  | 1990-05-14 | 0.083 | [5 empty] | 2008-07-31 | 1141.6768 |  |  | 2006-05-29 | 1027.585 |  |  | 2016-01-01 | 0.26626 | 0.11661 | 0.37574 | 2019-02-01 | 189.6563 | 0 | 552.9727 | 2004-07-05 | 0 |  | 1996-12-17
|  | 1990-06-11 | 0.06 | [5 empty] | 2008-08-15 | 1141.5061 |  |  | 2006-06-01 | 1027.463 |  |  | 2016-02-01 | 0.18367 | 0.00032281 | 0.4393 | 2019-03-01 | 184.3655 | 0 | 360.1488 | 2004-07-06 | 0 |  | 1996-12-19 | 0.12
|  | 1990-07-11 | 0.097 | [5 empty] | 2008-08-31 | 1141.3842 |  |  | 2006-06-05 | 1027.475 |  |  | 2016-03-01 | 0.19257 | 0.00046813 | 0.47179 | 2019-04-01 | 185.7418 | 0 | 292.194 | 2004-07-07 | 0 |  | 1997-01-14 | 0.04
|  | 1990-08-13 | 0.039 | [5 empty] | 2008-09-11 | 1141.2074 |  |  | 2006-06-12 | 1027.522 |  |  | 2016-04-01 | 0.15853 | 0.00044195 | 0.46094 | 2019-05-01 | 4427.0012 | 3333.9 | 7252.3289 | 2004-07-08 | 0 |  | 1997-02-26 | 0.03
|  | 1990-09-19 | 0.143 | [5 empty] | 2008-09-15 | 1141.1464 |  |  | 2006-06-21 | 1027.51 |  |  | 2016-05-01 | 0.085436 | 0.00054672 | 0.36634 | 2019-06-01 | 6680.7677 | 3393.6058 | 8945.0464 | 2004-07-09 | 18.312 |  | 1997-03-11 | 0.05
|  | 1990-10-02 | 0.0645 | [5 empty] | 2008-09-21 | 1141.065 |  |  | 2006-06-27 | 1027.272 |  |  | 2016-06-01 | 0.21687 | 0.11823 | 0.34386 | 2019-07-01 | 5055.6412 | 3052.4905 | 8155.49 | 2004-07-10 | 18.312 |  | 1997-04-15 | 0.05 | 0.05
|  | 1990-10-04 | [6 empty] | 2008-09-30 | 1141.1949 |  |  | 2006-07-04 | 1027.52 |  |  | 2016-07-01 | 0.23364 | 0.12684 | 0.35646 | 2019-08-01 | 3111.6233 | 0 | 5159.5833 | 2004-07-11 | 18.312 |  | 1997-05-12 | 0.02
|  | 1990-10-18 | 0.157 | [5 empty] | 2008-10-15 | 1141.3842 |  |  | 2006-07-06 | 1027.521 |  |  | 2016-08-01 | 0.22418 | 0.029357 | 0.43449 | 2019-09-01 | 2486.4808 | 1306.8315 | 3749.2334 | 2004-07-12 | 18.312 |  | 1997-06-23 | 0.02
|  | 1990-11-14 | 0.149 | [5 empty] | 2008-10-31 | 1141.564 |  |  | 2006-07-10 | 1027.552 |  |  | 2016-09-01 | 0.27488 | 0.12729 | 0.37195 | 2019-10-01 | 806.3343 | 0 | 1366.6993 | 2004-07-13 | 18.312 |  | 1997-07-15 | 0.12
|  | 1990-12-10 | 0.316 | [5 empty] | 2008-11-15 | 1141.7347 |  |  | 2006-07-13 | 1027.522 |  |  | 2016-10-01 | 0.2745 | 0.037475 | 0.49959 | 2019-11-01 | 427.16 | 0 | 803.0791 | 2004-07-14 | 18.312 |  | 1997-08-12 | 0.11
|  | 1991-01-02 | 0.249 | [5 empty] | 2008-11-30 | 1141.845 |  |  | 2006-07-19 | 1027.522 |  |  | 2016-11-01 | 0.2429 | 0.036971 | 0.44977 | 2019-12-01 | 344.1425 | 0 | 656.3168 | 2004-07-15 | 18.312 |  | 1997-09-22 | 0.07
|  | 1991-01-14 | [6 empty] | 2008-12-15 | 1141.9663 |  |  | 2006-07-24 | 1027.518 |  |  | 2016-12-01 | 0.23815 | 0.046465 | 0.43092 | 2020-01-01 | 291.8721 | 0 | 1871.0799 | 2004-07-16 | 18.312 |  | 1997-10-20 | 0.02
|  | 1991-02-04 | 0.124 | [5 empty] | 2008-12-31 | 1142.0639 |  |  | 2006-07-31 | 1027.437 |  |  | 2017-01-01 | 0.26379 | 0.078321 | 0.45292 | 2020-02-01 | 192.8616 | 0 | 505.7152 | 2004-07-17 | 10.796 |  | 1997-11-18 | 0.03
|  | 1991-02-27 | 0.719 | [5 empty] | 2009-01-15 | 1142.1492 |  |  | 2006-08-07 | 1027.555 |  |  | 2017-02-01 | 0.17449 | 0.0014338 | 0.4691 | 2020-03-01 | 185.9179 | 0 | 1515.4588 | 2004-07-18 | 10.796 |  | 1997-12-08 | 0.02
|  | 1991-03-04 | 0.615 | [5 empty] | 2009-01-31 | 1142.2559 |  |  | 2006-08-14 | 1027.387 |  |  | 2017-03-01 | 0.18706 | 0.00051732 | 0.48094 | 2020-04-01 | 193.3615 | 0 | 1238.497 | 2004-07-19 | 10.796 |  | 1998-01-12 | 0.03
|  | 1991-03-06 | [6 empty] | 2009-02-14 | 1142.3351 |  |  | 2006-08-22 | 1027.49 |  |  | 2017-04-01 | 0.1501 | 0.00046571 | 0.43228 | 2020-05-01 | 4426.4608 | 2332.9823 | 7253.1575 | 2004-07-20 | 10.796 |  | 1998-02-24 | 0.05
|  | 1991-04-01 | 0.139 | [5 empty] | 2009-02-26 | 1142.3961 |  |  | 2006-08-28 | 1027.57 |  |  | 2017-05-01 | 0.081892 | 0.00048808 | 0.35293 | 2020-06-01 | 6753.9114 | 3397.027 | 8937.683 | 2004-07-21 | 10.796 |  | 1998-03-17 | 0.02
|  | 1991-05-01 | 0.069 | [5 empty] | 2009-03-15 | 1142.4799 |  |  | 2006-08-29 | 1027.525 |  |  | 2017-06-01 | 0.22178 | 0.15735 | 0.32971 | 2020-07-01 | 5074.1281 | 3054.8885 | 8155.4947 | 2004-07-22 | 10.796 |  | 1998-04-13 | 0.35 | 0.35
|  | 1991-05-08 | 0.0355 | [5 empty] | 2009-03-31 | 1142.55 |  |  | 2006-09-05 | 1027.268 |  |  | 2017-07-01 | 0.23231 | 0.13692 | 0.33414 | 2020-08-01 | 3135.0028 | 0 | 5317.6258 | 2004-07-23 | 10.796 |  | 1998-05-18 | 0.05
|  | 1991-06-03 | 0.048 | [5 empty] | 2009-04-15 | 1142.6201 |  |  | 2006-09-12 | 1027.473 |  |  | 2017-08-01 | 0.21288 | 0.028335 | 0.38759 | 2020-09-01 | 2484.3837 | 1310.0775 | 4123.4928 | 2004-07-24 | 10.796 |  | 1998-06-15 | 0.06
|  | 1991-06-07 | 0.039 | [5 empty] | 2009-04-30 | 1142.71 |  |  | 2006-09-19 | 1027.45 |  |  | 2017-09-01 | 0.26934 | 0.12291 | 0.36953 | 2020-10-01 | 819.6182 | 0 | 1628.0655 | 2004-07-25 | 10.796 |  | 1998-07-21 | 0.04
|  | 1991-06-13 | 0.039 | [5 empty] | 2009-05-15 | 1142.85 |  |  | 2006-09-20 | 1027.336 |  |  | 2017-10-01 | 0.27381 | 0.050775 | 0.4733 | 2020-11-01 | 439.1004 | 0 | 847.442 | 2004-07-26 | 10.796 |  | 1998-08-10 | 0.03
|  | 1991-06-30 | 0.039 | [5 empty] | 2009-05-31 | 1142.8701 |  |  | 2006-09-21 | 1027.227 |  |  | 2017-11-01 | 0.24858 | 0.050703 | 0.42151 | 2020-12-01 | 344.7212 | 0 | 656.6501 | 2004-07-27 | 10.796 |  | 1998-09-10
|  | 1991-07-01 | 0.026 | [5 empty] | 2009-06-15 | 1142.8399 |  |  | 2006-09-26 | 1027.32 |  |  | 2017-12-01 | 0.23605 | 0.055705 | 0.39262 | 2021-01-01 | 292.2761 | 0 | 503.8128 | 2004-07-28 | 10.796 |  | 1998-09-25 | 0.04
|  | 1991-07-02 | 0.026 | [5 empty] | 2009-06-30 | 1142.6652 |  |  | 2006-10-04 | 1027.468 |  |  | 2018-01-01 | 0.26679 | 0.079351 | 0.40747 | 2021-02-01 | 189.7867 | 0 | 285.2115 | 2004-07-29 | 10.796 |  | 1998-10-19 | 0.03
|  | 1991-07-22 | 0.053 | [5 empty] | 2009-07-13 | 1142.5052 |  |  | 2006-10-10 | 1027.601 |  |  | 2018-02-01 | 0.18598 | 5.6228e-05 | 0.41226 | 2021-03-01 | 183.4957 | 0 | 343.4022 | 2004-07-30 | 10.796 |  | 1998-11-17 | 0.03
|  | 1991-07-24 | 0.0415 | [5 empty] | 2009-07-20 | 1142.4351 |  |  | 2006-10-17 | 1027.749 |  |  | 2018-03-01 | 0.19068 | 0.00098453 | 0.45837 | 2021-04-01 | 188.8349 | 0 | 314.9393 | 2004-07-31 | 0 |  | 1998-12-21 | 0.02
|  | 1991-08-05 | 0.065 | [5 empty] | 2009-07-27 | 1142.3199 |  |  | 2006-10-24 | 1027.902 |  |  | 2018-04-01 | 0.16544 | 0.0004011 | 0.46153 | 2021-05-01 | 4408.9262 | 2048.8264 | 7267.718 | 2004-08-01 | 0 |  | 1999-01-18 | 0.03
|  | 1991-09-03 | 0.062 | [5 empty] | 2009-08-03 | 1142.2001 |  |  | 2006-10-31 | 1028.035 |  |  | 2018-05-01 | 0.081587 | 0.00046252 | 0.38753 | 2021-06-01 | 6733.2184 | 3383.9863 | 8944.8111 | 2004-08-02 | 0 |  | 1999-02-22 | 0.07
|  | 1991-09-27 | 0.056 | [5 empty] | 2009-08-07 | 1142.1849 |  |  | 2006-11-07 | 1028.168 |  |  | 2018-06-01 | 0.22855 | 0.16219 | 0.35726 | 2021-07-01 | 5193.4012 | 3046.1911 | 8154.7871 | 2004-08-03 | 0 |  | 1999-03-17 | 0.02
|  | 1991-10-07 | 0.05 | [5 empty] | 2009-08-10 | 1142.1651 |  |  | 2006-11-14 | 1028.303 |  |  | 2018-07-01 | 0.23311 | 0.11927 | 0.33053 | 2021-08-01 | 3164.5856 | 0 | 5256.0341 | 2004-08-04 | 0 |  | 1999-04-20 | 0.02 | 0.02
|  | 1991-11-01 | 0.022 | [5 empty] | 2009-08-18 | 1142.0651 |  |  | 2006-11-21 | 1028.42 |  |  | 2018-08-01 | 0.21509 | 0.06141 | 0.39591 | 2021-09-01 | 2531.3858 | 1299.0741 | 4497.5024 | 2004-08-05 | 0 |  | 1999-05-17 | 0.05
|  | 1991-11-06 | 0.053 | [5 empty] | 2009-08-24 | 1142.02 |  |  | 2006-12-07 | 1028.635 |  |  | 2018-09-01 | 0.27301 | 0.14235 | 0.37341 | 2021-10-01 | 829.5079 | 0 | 1704.116 | 2004-08-06 | 0 |  | 1999-07-03 | 0.05
|  | 1991-12-03 | 0.086 | [5 empty] | 2009-08-31 | 1141.845 |  |  | 2006-12-14 | 1028.732 |  |  | 2018-10-01 | 0.26819 | 0.066783 | 0.42001 | 2021-11-01 | 438.7655 | 0 | 973.4157 | 2004-08-07 | 0 |  | 1999-07-27 | 0.0075
|  | 1992-01-21 | 0.334 | [5 empty] | 2009-09-07 | 1141.6749 |  |  | 2007-01-04 | 1028.95 |  |  | 2018-11-01 | 0.2437 | 0.066998 | 0.37847 | 2021-12-01 | 346.6342 | 0 | 688.2473 | 2004-08-08 | 0 |  | 1999-07-29
|  | 1992-02-20 | 0.211 | [5 empty] | 2009-09-14 | 1141.5201 |  |  | 2007-01-18 | 1029.09 |  |  | 2018-12-01 | 0.2288 | 0.067873 | 0.36976 | 2022-01-01 | 292.1417 | 159.2684 | 1497.4887 | 2004-08-09 | 0 |  | 1999-08-12 | 0.02
|  | 1992-03-12 | 0.156 | [5 empty] | 2009-09-18 | 1141.415 |  |  | 2007-02-01 | 1029.2 |  |  | 2019-01-01 | 0.25765 | 0.10015 | 0.39306 |  |  |  |  | 2004-08-10 | 0 |  | 1999-08-31
|  | 1992-04-29 | 0.058667 | [5 empty] | 2009-09-19 | 1141.3799 |  |  | 2007-02-15 | 1029.308 |  |  | 2019-02-01 | 0.1756 | 4.9052e-05 | 0.46496 |  |  |  |  | 2004-08-11 | 0 |  | 1999-09-10 | 0.0075
|  | 1992-05-12 | 0.056 | [5 empty] | 2009-09-20 | 1141.34 |  |  | 2007-03-08 | 1029.48 |  |  | 2019-03-01 | 0.18924 | 0.012786 | 0.44862 |  |  |  |  | 2004-08-12 | 0 |  | 1999-10-29 | 0.02
|  | 1992-06-09 | 0.01 | [5 empty] | 2009-09-21 | 1141.2949 |  |  | 2007-03-29 | 1029.632 |  |  | 2019-04-01 | 0.15749 | 0.00048144 | 0.38909 |  |  |  |  | 2004-08-13 | 0 |  | 1999-11-22 | 0.0075
|  | 1992-06-26 | 0.0265 | [5 empty] | 2009-09-24 | 1141.2001 |  |  | 2007-04-02 | 1029.65 |  |  | 2019-05-01 | 0.085892 | 0.00051482 | 0.30529 |  |  |  |  | 2004-08-14 | 0 |  | 1999-12-14 | 0.09
|  | 1992-07-14 | 0.019 | [5 empty] | 2009-09-29 | 1141.24 |  |  | 2007-04-12 | 1028.75 |  |  | 2019-06-01 | 0.21199 | 0.16792 | 0.37631 |  |  |  |  | 2004-08-15 | 0 |  | 2000-01-27 | 0.09
|  | 1992-07-21 | 0.0315 | [5 empty] | 2009-10-01 | 1141.215 |  |  | 2007-04-26 | 1029.1 |  |  | 2019-07-01 | 0.23936 | 0.16479 | 0.36725 |  |  |  |  | 2004-08-16 | 0 |  | 2000-02-28 | 0.39
|  | 1992-08-10 | 0.043 | [5 empty] | 2009-10-05 | 1141.24 |  |  | 2007-05-03 | 1029.358 |  |  | 2019-08-01 | 0.22203 | 0.066735 | 0.42481 |  |  |  |  | 2004-08-17 | 0 |  | 2000-03-23 | 0.02
|  | 1992-09-09 | 0.117 | [5 empty] | 2009-10-09 | 1141.2699 |  |  | 2007-05-07 | 1029.498 |  |  | 2019-09-01 | 0.27364 | 0.14306 | 0.39376 |  |  |  |  | 2004-08-18 | 0 |  | 2000-04-27 | 0.22 | 0.22
|  | 1992-09-10 | 0.163 | [5 empty] | 2009-10-12 | 1141.2851 |  |  | 2007-05-09 | 1029.295 |  |  | 2019-10-01 | 0.28067 | 0.071881 | 0.54924 |  |  |  |  | 2004-08-19 | 0 |  | 2000-05-15 | 0.11
|  | 1992-10-06 | 0.26 | [5 empty] | 2009-10-19 | 1141.365 |  |  | 2007-05-10 | 1029.191 |  |  | 2019-11-01 | 0.25183 | 0.070111 | 0.51184 |  |  |  |  | 2004-08-20 | 82.251 |  | 2000-06-26 | 0.33
|  | 1992-10-19 | [6 empty] | 2009-10-26 | 1141.5 |  |  | 2007-05-14 | 1028.77 |  |  | 2019-12-01 | 0.23838 | 0.068867 | 0.49871 |  |  |  |  | 2004-08-21 | 82.251 |  | 2000-07-25 | 0.5
|  | 1992-11-24 | 0.122 | [5 empty] | 2009-11-02 | 1141.6451 |  |  | 2007-05-17 | 1028.98 |  |  | 2020-01-01 | 0.26375 | 0.096435 | 0.52711 |  |  |  |  | 2004-08-22 | 82.251 |  | 2000-08-29 | 0.13
|  | 1992-11-25 | 0.129 | [5 empty] | 2009-11-09 | 1141.6792 |  |  | 2007-05-22 | 1028.933 |  |  | 2020-02-01 | 0.18237 | 0.0015342 | 0.52638 |  |  |  |  | 2004-08-23 | 82.251 |  | 2000-09-25 | 0.022
|  | 1993-02-16 | 0.03 | [5 empty] | 2009-11-16 | 1141.7451 |  |  | 2007-05-24 | 1028.837 |  |  | 2020-03-01 | 0.17659 | 0.00028219 | 0.4922 |  |  |  |  | 2004-08-24 | 82.251 |  | 2000-10-28
|  | 1993-04-27 | 0.144 | [5 empty] | 2009-11-23 | 1141.7853 |  |  | 2007-05-28 | 1028.846 |  |  | 2020-04-01 | 0.16504 | 0.00036416 | 0.40546 |  |  |  |  | 2004-08-25 | 82.251 |  | 2000-10-29 | 0.01
|  | 1993-06-24 | 0.0155 | [5 empty] | 2009-11-30 | 1141.8252 |  |  | 2007-05-31 | 1028.84 |  |  | 2020-05-01 | 0.09373 | 0.00031138 | 0.34628 |  |  |  |  | 2004-08-26 | 82.251 |  | 2000-11-13 | 0.06
|  | 1993-08-02 | 0.04 | [5 empty] | 2009-12-07 | 1141.845 |  |  | 2007-06-04 | 1028.661 |  |  | 2020-06-01 | 0.22615 | 0.15911 | 0.34285 |  |  |  |  | 2004-08-27 | 82.251 |  | 2000-11-18 | 0.03
|  | 1993-09-20 | 0.067 | [5 empty] | 2009-12-14 | 1141.9063 |  |  | 2007-06-11 | 1028.626 |  |  | 2020-07-01 | 0.24949 | 0.10513 | 0.35248 |  |  |  |  | 2004-08-28 | 82.251 |  | 2000-12-14 | 0.022
|  | 1993-10-04 | 0.047 | [5 empty] | 2010-01-04 | 1142.0002 |  |  | 2007-06-14 | 1028.605 |  |  | 2020-08-01 | 0.2212 | 0.057618 | 0.34324 |  |  |  |  | 2004-08-29 | 82.251 |  | 2001-01-13 | 0.02
|  | 1993-10-18 | 0.04125 | [5 empty] | 2010-01-18 | 1142.0953 |  |  | 2007-06-18 | 1028.561 |  |  | 2020-09-01 | 0.27738 | 0.14518 | 0.3532 |  |  |  |  | 2004-08-30 | 82.251 |  | 2001-02-10 | 0.02
|  | 1993-11-01 | 0.0795 | [5 empty] | 2010-02-01 | 1142.1852 |  |  | 2007-06-21 | 1028.56 |  |  | 2020-10-01 | 0.26751 | 0.076397 | 0.52582 |  |  |  |  | 2004-08-31 | 82.251 |  | 2001-03-10 | 0.03
|  | 1993-11-15 | 0.0835 | [5 empty] | 2010-02-16 | 1142.28 |  |  | 2007-06-25 | 1028.88 |  |  | 2020-11-01 | 0.24258 | 0.072476 | 0.47625 |  |  |  |  | 2004-09-01 | 82.251 |  | 2001-04-16 | 0.02 | 0.02
|  | 1993-11-29 | 0.1035 | [5 empty] | 2010-03-01 | 1142.315 |  |  | 2007-06-28 | 1028.85 |  |  | 2020-12-01 | 0.22834 | 0.062679 | 0.45774 |  |  |  |  | 2004-09-02 | 82.251 |  | 2001-05-14 | 0.07
|  | 1993-12-13 | 0.0546 | [5 empty] | 2010-03-15 | 1142.34 |  |  | 2007-07-03 | 1028.787 |  |  | 2021-01-01 | 0.25168 | 0.091398 | 0.4794 |  |  |  |  | 2004-09-03 | 82.251 |  | 2001-06-17 | 0.02
|  | 1994-01-17 | 0.08475 | [5 empty] | 2010-03-29 | 1142.5302 |  |  | 2007-07-05 | 1028.789 |  |  | 2021-02-01 | 0.19501 | 0.023366 | 0.35592 |  |  |  |  | 2004-09-04 | 82.251 |  | 2001-07-14 | 0.06
|  | 1994-01-31 | 0.1015 | [5 empty] | 2010-04-05 | 1142.561 |  |  | 2007-07-09 | 1028.846 |  |  | 2021-03-01 | 0.18718 | 0.00038429 | 0.38954 |  |  |  |  | 2004-09-05 | 82.251 |  | 2001-08-14 | 0.03
|  | 1994-03-01 | 0.054 | [5 empty] | 2010-04-12 | 1142.6012 |  |  | 2007-07-12 | 1028.8 |  |  | 2021-04-01 | 0.16571 | 0.000518 | 0.37362 |  |  |  |  | 2004-09-06 | 82.251 |  | 2001-09-17 | 0.03
|  | 1994-08-10 | 0.03725 | [5 empty] | 2010-04-19 | 1142.6455 |  |  | 2007-07-19 | 1028.763 |  |  | 2021-05-01 | 0.089777 | 0.00041179 | 0.31277 |  |  |  |  | 2004-09-07 | 82.251 |  | 2001-10-15 | 0.0075
|  | 1994-10-12 | 0.03475 | [5 empty] | 2010-04-26 | 1142.6465 |  |  | 2007-07-26 | 1028.692 |  |  | 2021-06-01 | 0.21949 | 0.158 | 0.35029 |  |  |  |  | 2004-09-08 | 82.251 |  | 2001-11-13 | 0.06
|  | 1994-11-25 | 0.07 | [5 empty] | 2010-05-03 | 1142.6555 |  |  | 2007-08-02 | 1028.608 |  |  | 2021-07-01 | 0.22808 | 0.13532 | 0.33239 |  |  |  |  | 2004-09-09 | 82.251 |  | 2001-12-14
|  | 1995-01-25 | 0.0055 | [5 empty] | 2010-05-10 | 1142.625 |  |  | 2007-08-09 | 1028.547 |  |  | 2021-08-01 | 0.22084 | 0.088133 | 0.4035 |  |  |  |  | 2004-09-10 | 82.251 |  | 2001-12-15 | 0.02
|  | 1995-03-06 | 0.00375 | [5 empty] | 2010-05-17 | 1142.6092 |  |  | 2007-08-16 | 1028.374 |  |  | 2021-09-01 | 0.27518 | 0.16297 | 0.37793 |  |  |  |  | 2004-09-11 | 82.251 |  | 2002-01-15 | 0.09
|  | 1995-03-08 | 0.03 | [5 empty] | 2010-05-24 | 1142.5655 |  |  | 2007-08-23 | 1028.085 |  |  | 2021-10-01 | 0.29308 | 0.073998 | 0.49687 |  |  |  |  | 2004-09-12 | 82.251 |  | 2002-02-12 | 0.01
|  | 1995-05-08 | 0.0525 | [5 empty] | 2010-05-31 | 1142.461 |  |  | 2007-08-30 | 1028.038 |  |  | 2021-11-01 | 0.25936 | 0.072896 | 0.44123 |  |  |  |  | 2004-09-13 | 82.251 |  | 2002-03-12 | 0.05
|  | 1995-06-21 | 0.01 | [5 empty] | 2010-06-07 | 1142.3321 |  |  | 2007-09-06 | 1028.025 |  |  | 2021-12-01 | 0.24864 | 0.078287 | 0.40684 |  |  |  |  | 2004-09-14 | 82.251 |  | 2002-04-15 | 0.04 | 0.04
|  | 1995-07-20 | 0.01 | [5 empty] | 2010-06-14 | 1142.2175 |  |  | 2007-09-11 | 1028.025 |  |  | 2022-01-01 | 0.27698 | 0.10374 | 0.41585 |  |  |  |  | 2004-09-15 | 82.251 |  | 2002-05-13 | 0.07
|  | 1995-08-23 | 0.05 | [5 empty] | 2010-06-21 | 1142.0831 |  |  | 2007-09-12 | 1027.91 | [10 empty] | 2004-09-16 | 82.251 |  | 2002-06-16 | 0.03
|  | 1995-10-16 | 0.08 | [5 empty] | 2010-06-28 | 1141.941 |  |  | 2007-09-13 | 1027.845 | [10 empty] | 2004-09-17 | 82.251 |  | 2002-07-16 | 0.017
|  | 1995-11-14 | 0.17 | [5 empty] | 2010-07-05 | 1141.8216 |  |  | 2007-09-17 | 1027.559 | [10 empty] | 2004-09-18 | 0 |  | 2002-08-12 | 0.009
|  | 1995-12-06 | 0.14 | [5 empty] | 2010-07-12 | 1141.6734 |  |  | 2007-09-24 | 1027.755 | [10 empty] | 2004-09-19 | 0 |  | 2002-09-16 | 0.011
|  | 1995-12-12 | 0.111 | [5 empty] | 2010-07-19 | 1141.4875 |  |  | 2007-09-27 | 1027.84 | [10 empty] | 2004-09-20 | 0 |  | 2002-10-15 | 0.024
|  | 1996-01-25 | 0.1 | [5 empty] | 2010-07-26 | 1141.3141 |  |  | 2007-10-15 | 1028.295 | [10 empty] | 2004-09-21 | 0 |  | 2002-11-12 | 0.031
|  | 1996-02-14 | 0.09 | [5 empty] | 2010-08-02 | 1141.1681 |  |  | 2007-10-18 | 1028.358 | [10 empty] | 2004-09-22 | 0 |  | 2002-12-10 | 0.034
|  | 1996-03-06 | 0.123 | [5 empty] | 2010-08-09 | 1141.0422 |  |  | 2007-10-22 | 1028.442 | [10 empty] | 2004-09-23 | 0 |  | 2003-01-14 | 0.029
|  | 1996-03-12 | 0.08 | [5 empty] | 2010-08-16 | 1140.894 |  |  | 2007-10-25 | 1028.22 | [10 empty] | 2004-09-24 | 0 |  | 2003-02-15 | 0.023
|  | 1996-04-09 | 0.02 | [5 empty] | 2010-08-23 | 1140.7673 |  |  | 2007-10-29 | 1027.997 | [10 empty] | 2004-09-25 | 0 |  | 2003-03-15 | 0.022
|  | 1996-05-15 | 0.05 | [5 empty] | 2010-08-27 | 1140.6801 |  |  | 2007-11-08 | 1028.268 | [10 empty] | 2004-09-26 | 0 |  | 2003-04-15 | 0.021 | 0.021
|  | 1996-05-29 | 0.04 | [5 empty] | 2010-08-30 | 1140.6965 |  |  | 2007-11-22 | 1028.551 | [10 empty] | 2004-09-27 | 0 |  | 2003-05-13 | 0.037
|  | 1996-06-11 | 0.02 | [5 empty] | 2010-09-06 | 1140.7703 |  |  | 2007-12-06 | 1028.802 | [10 empty] | 2004-09-28 | 0 |  | 2003-06-14 | 0.016
|  | 1996-06-21 | 1.48 | [5 empty] | 2010-09-13 | 1140.8102 |  |  | 2008-01-03 | 1029.27 | [10 empty] | 2004-09-29 | 0 |  | 2003-07-14 | 0.034
|  | 1996-07-17 | 0.02 | [5 empty] | 2010-09-20 | 1140.8502 |  |  | 2008-01-16 | 1029.442 | [10 empty] | 2004-09-30 | 0 |  | 2003-08-11 | 0.011
|  | 1996-08-05 | 0.01 | [5 empty] | 2010-09-27 | 1140.8691 |  |  | 2008-02-13 | 1029.782 | [10 empty] | 2004-10-01 | 0 |  | 2003-09-08 | 0.012
|  | 1996-08-15 | 0.03 | [5 empty] | 2010-10-04 | 1140.9413 |  |  | 2008-03-05 | 1029.996 | [10 empty] | 2004-10-02 | 0 |  | 2003-10-14 | 0.027
|  | 1996-09-03 | 0.04 | [5 empty] | 2010-10-12 | 1140.9663 |  |  | 2008-03-20 | 1030.116 | [10 empty] | 2004-10-03 | 0 |  | 2003-11-15 | 0.022
|  | 1996-09-11 | 0.04 | [5 empty] | 2010-10-25 | 1141.0611 |  |  | 2008-04-03 | 1030.211 | [10 empty] | 2004-10-04 | 0 |  | 2003-12-14
|  | 1996-10-02 | [6 empty] | 2010-11-08 | 1141.0861 |  |  | 2008-04-10 | 1030.254 | [10 empty] | 2004-10-05 | 0 |  | 2003-12-15 | 0.014
|  | 1996-10-16 | 0.08 | [5 empty] | 2010-11-22 | 1141.1641 |  |  | 2008-04-14 | 1029.93 | [10 empty] | 2004-10-06 | 0 |  | 2004-01-12 | 0.024
|  | 1996-10-21 | 0.09 | [5 empty] | 2010-12-06 | 1141.254 |  |  | 2008-04-21 | 1029.625 | [10 empty] | 2004-10-07 | 0 |  | 2004-02-16 | 0.032
|  | 1996-11-21 | 0.1 | [5 empty] | 2010-12-16 | 1141.3162 |  |  | 2008-04-24 | 1029.398 | [10 empty] | 2004-10-08 | 0 |  | 2004-03-15 | 0.031
|  | 1996-12-19 | 0.12 | [5 empty] | 2011-01-03 | 1141.4779 |  |  | 2008-04-28 | 1029.25 | [10 empty] | 2004-10-09 | 0 |  | 2004-04-13 | 0.024 | 0.024
|  | 1997-01-14 | 0.05 | [5 empty] | 2011-01-17 | 1141.556 |  |  | 2008-05-05 | 1029.433 | [10 empty] | 2004-10-10 | 0 |  | 2004-05-14 | 0.027
|  | 1997-02-17 | 0.06 | [5 empty] | 2011-01-31 | 1141.643 |  |  | 2008-05-06 | 1029.44 | [10 empty] | 2004-10-11 | 0 |  | 2004-06-14 | 0.007
|  | 1997-02-26 | [6 empty] | 2011-02-14 | 1141.729 |  |  | 2008-05-07 | 1029.421 | [10 empty] | 2004-10-12 | 0 |  | 2004-07-12 | 0.009
|  | 1997-03-11 | 0.05 | [5 empty] | 2011-02-28 | 1141.8592 |  |  | 2008-05-08 | 1029.402 | [10 empty] | 2004-10-13 | 0 |  | 2004-08-09 | 0.011
|  | 1997-04-15 | 0.06 | [5 empty] | 2011-03-07 | 1141.8946 |  |  | 2008-05-12 | 1029.362 | [10 empty] | 2004-10-14 | 0 |  | 2004-09-13 | 0.012
|  | 1997-04-28 | 0.04 | [5 empty] | 2011-03-21 | 1141.912 |  |  | 2008-05-20 | 1029.34 | [10 empty] | 2004-10-15 | 27.904 |  | 2004-10-12 | 0.025
|  | 1997-05-12 | 0.04 | [5 empty] | 2011-04-04 | 1141.972 |  |  | 2008-05-21 | 1029.335 | [10 empty] | 2004-10-16 | 27.904 |  | 2004-11-15 | 0.024
|  | 1997-06-23 | 0.04 | [5 empty] | 2011-04-18 | 1142.0833 |  |  | 2008-05-22 | 1029.332 | [10 empty] | 2004-10-17 | 27.904 |  | 2004-12-03 | 0.02
|  | 1997-07-15 | 0.07 | [5 empty] | 2011-05-02 | 1142.057 |  |  | 2008-05-26 | 1029.276 | [10 empty] | 2004-10-18 | 27.904 |  | 2005-01-21 | 0.031
|  | 1997-07-24 | [6 empty] | 2011-05-16 | 1141.948 |  |  | 2008-05-28 | 1029.254 | [10 empty] | 2004-10-19 | 27.904 |  | 2005-02-08 | 0.035
|  | 1997-08-06 | [6 empty] | 2011-05-30 | 1141.984 |  |  | 2008-06-02 | 1029.251 | [10 empty] | 2004-10-20 | 27.904 |  | 2005-03-15 | 0.031
|  | 1997-08-12 | 0.11 | [5 empty] | 2011-06-06 | 1141.942 |  |  | 2008-06-05 | 1029.164 | [10 empty] | 2004-10-21 | 27.904 |  | 2005-04-11 | 0.038 | 0.038
|  | 1997-09-22 | 0.15 | [5 empty] | 2011-06-09 | 1141.936 |  |  | 2008-06-11 | 1028.976 | [10 empty] | 2004-10-22 | 275.55 |  | 2005-05-09 | 0.031
|  | 1997-09-30 | 0.12 | [5 empty] | 2011-06-13 | 1141.8269 |  |  | 2008-06-18 | 1028.891 | [10 empty] | 2004-10-23 | 275.55 |  | 2005-06-20 | 0.016
|  | 1997-10-07 | 0.11 | [5 empty] | 2011-06-20 | 1141.873 |  |  | 2008-06-23 | 1028.686 | [10 empty] | 2004-10-24 | 275.55 |  | 2005-07-25 | 0.015
|  | 1997-10-20 | 0.08 | [5 empty] | 2011-06-27 | 1141.848 |  |  | 2008-06-24 | 1028.638 | [10 empty] | 2004-10-25 | 275.55 |  | 2005-08-22 | 0.023
|  | 1997-11-04 | [6 empty] | 2011-07-04 | 1141.838 |  |  | 2008-06-26 | 1028.549 | [10 empty] | 2004-10-26 | 77.242 |  | 2005-09-05 | 0.036
|  | 1997-11-19 | 0.06 | [5 empty] | 2011-07-11 | 1141.781 |  |  | 2008-07-02 | 1028.271 | [10 empty] | 2004-10-27 | 0 |  | 2005-09-06 | 0.036
|  | 1997-12-08 | 0.06 | [5 empty] | 2011-07-18 | 1141.788 |  |  | 2008-07-03 | 1028.24 | [10 empty] | 2004-10-28 | 0 |  | 2005-10-10 | 0.028
|  | 1998-01-12 | 0.06 | [5 empty] | 2011-07-25 | 1141.645 |  |  | 2008-07-07 | 1028.222 | [10 empty] | 2004-10-29 | 0 |  | 2005-11-01 | 0.035
|  | 1998-02-24 | 0.03 | [5 empty] | 2011-08-01 | 1141.572 |  |  | 2008-07-08 | 1028.235 | [10 empty] | 2004-10-30 | 0 |  | 2005-12-13 | 0.058
|  | 1998-03-17 | 0.02 | [5 empty] | 2011-08-08 | 1141.466 |  |  | 2008-07-10 | 1028.252 | [10 empty] | 2004-10-31 | 0 |  | 2006-01-23 | 0.094
|  | 1998-04-13 | 0.32 | [5 empty] | 2011-08-15 | 1141.373 |  |  | 2008-07-17 | 1028.28 | [10 empty] | 2004-11-01 | 0 |  | 2006-02-14 | 0.035
|  | 1998-04-16 | [6 empty] | 2011-08-22 | 1141.273 |  |  | 2008-07-24 | 1028.273 | [10 empty] | 2004-11-02 | 0 |  | 2006-04-24 | 0.14 | 0.14
|  | 1998-04-22 | 0.11 | [5 empty] | 2011-08-29 | 1141.151 |  |  | 2008-08-14 | 1028.068 | [10 empty] | 2004-11-03 | 0 |  | 2006-04-25 | 0.14 | 0.14
|  | 1998-04-24 | 0.08 | [5 empty] | 2011-09-05 | 1141.014 |  |  | 2008-08-21 | 1028.15 | [10 empty] | 2004-11-04 | 0 |  | 2006-05-17 | 0.042
|  | 1998-04-26 | 0.05 | [5 empty] | 2011-09-12 | 1140.862 |  |  | 2008-08-28 | 1028.34 | [10 empty] | 2004-11-05 | 0 |  | 2006-06-19 | 0.017
|  | 1998-04-30 | 0.04 | [5 empty] | 2011-09-19 | 1140.762 |  |  | 2008-09-02 | 1028.426 | [10 empty] | 2004-11-06 | 0 |  | 2006-07-18 | 0.02
|  | 1998-05-18 | 0.3 | [5 empty] | 2011-09-26 | 1140.827 |  |  | 2008-09-11 | 1028.565 | [10 empty] | 2004-11-07 | 0 |  | 2006-08-21 | 0.023
|  | 1998-06-15 | 0.06 | [5 empty] | 2011-10-03 | 1140.883 |  |  | 2008-09-18 | 1028.638 | [10 empty] | 2004-11-08 | 0 |  | 2006-09-11 | 0.023
|  | 1998-06-19 | 0.0093 | [5 empty] | 2011-10-17 | 1140.98 |  |  | 2008-09-22 | 1028.582 | [10 empty] | 2004-11-09 | 0 |  | 2006-10-16 | 0.065
|  | 1998-06-20 | 0.09 | [5 empty] | 2011-10-31 | 1141.059 |  |  | 2008-09-25 | 1028.504 | [10 empty] | 2004-11-10 | 0 |  | 2006-11-14 | 0.064
|  | 1998-06-21 | 0.18 | [5 empty] | 2011-11-07 | 1141.105 |  |  | 2008-09-29 | 1028.402 | [10 empty] | 2004-11-11 | 0 |  | 2007-04-18 | 0.18 | 0.18
|  | 1998-07-21 | 0.05 | [5 empty] | 2011-11-14 | 1141.167 |  |  | 2008-10-02 | 1028.227 | [10 empty] | 2004-11-12 | 0 |  | 2007-05-14 | 0.068
|  | 1998-08-04 | [6 empty] | 2011-11-28 | 1141.26 |  |  | 2008-10-06 | 1028.043 | [10 empty] | 2004-11-13 | 0 |  | 2007-06-18 | 0.029
|  | 1998-08-10 | 0.13 | [5 empty] | 2011-12-13 | 1141.39 |  |  | 2008-10-09 | 1028.005 | [10 empty] | 2004-11-14 | 0 |  | 2007-07-16 | 0.025
|  | 1998-09-25 | 0.07 | [5 empty] | 2012-01-03 | 1141.574 |  |  | 2008-10-16 | 1027.365 | [10 empty] | 2004-11-15 | 0 |  | 2007-08-13 | 0.031
|  | 1998-10-19 | 0.08 | [5 empty] | 2012-01-16 | 1141.602 |  |  | 2008-10-22 | 1027.135 | [10 empty] | 2004-11-16 | 0 |  | 2007-09-10 | 0.025
|  | 1998-11-17 | 0.09 | [5 empty] | 2012-01-30 | 1141.65 |  |  | 2008-11-12 | 1027.803 | [10 empty] | 2004-11-17 | 0 |  | 2007-10-22 | 0.063
|  | 1998-12-21 | 0.06 | [5 empty] | 2012-02-13 | 1141.717 |  |  | 2008-12-04 | 1028.325 | [10 empty] | 2004-11-18 | 0 |  | 2007-11-13 | 0.068
|  | 1999-01-18 | 0.06 | [5 empty] | 2012-02-27 | 1141.772 |  |  | 2009-01-22 | 1029.148 | [10 empty] | 2004-11-19 | 0 |  | 2007-12-09 | 0.097
|  | 1999-02-22 | 0.03 | [5 empty] | 2012-03-12 | 1141.837 |  |  | 2009-02-26 | 1029.56 | [10 empty] | 2004-11-20 | 0 |  | 2008-01-07 | 0.056
|  | 1999-03-17 | 0.04 | [5 empty] | 2012-03-26 | 1141.889 |  |  | 2009-03-24 | 1029.837 | [10 empty] | 2004-11-21 | 0 |  | 2008-01-08 | 0.056
|  | 1999-04-20 | 0.03 | [5 empty] | 2012-01-01 | 1141.6 | 1141.6 | 1141.6 | 2009-03-27 | 1029.796 | [10 empty] | 2004-11-22 | 0 |  | 2008-02-18 | 0.099
|  | 1999-05-17 | 0.07 | [5 empty] | 2012-02-01 | 1141.7588 | 1141.6838 | 1141.8263 | 2009-03-28 | 1029.724 | [10 empty] | 2004-11-23 | 0 |  | 2008-03-17 | 0.094
|  | 1999-06-25 | [6 empty] | 2012-03-01 | 1141.8892 | 1141.7523 | 1142.0483 | 2009-03-30 | 1029.596 | [10 empty] | 2004-11-24 | 0 |  | 2008-04-14 | 0.097 | 0.097
|  | 1999-07-03 | 0.05 | [5 empty] | 2012-04-01 | 1142.0458 | 1141.8226 | 1142.4209 | 2009-04-02 | 1029.368 | [10 empty] | 2004-11-25 | 0 |  | 2008-05-02
|  | 1999-07-27 | 0.04 | [5 empty] | 2012-05-01 | 1142.2363 | 1141.8588 | 1142.7205 | 2009-04-06 | 1028.939 | [10 empty] | 2004-11-26 | 0 |  | 2008-05-14 | 0.076
|  | 1999-07-29 | [6 empty] | 2012-06-01 | 1140.8419 | 1140.405 | 1141.3334 | 2009-04-08 | 1028.736 | [10 empty] | 2004-11-27 | 0 |  | 2008-06-04
|  | 1999-08-12 | 0.08 | [5 empty] | 2012-07-01 | 1139.7386 | 1138.8868 | 1140.8577 | 2009-04-13 | 1028.164 | [10 empty] | 2004-11-28 | 0 |  | 2008-06-12 12:15 | 0.0258
|  | 1999-08-31 | [6 empty] | 2012-08-01 | 1138.9019 | 1138.9014 | 1140.4744 | 2009-04-16 | 1027.744 | [10 empty] | 2004-11-29 | 0 |  | 2008-06-16 | 0.037
|  | 1999-09-10 | 0.05 | [5 empty] | 2012-09-01 | 1138.9281 | 1138.9274 | 1139.4252 | 2009-04-20 | 1027.716 | [10 empty] | 2004-11-30 | 0 |  | 2008-07-08
|  | 1999-10-29 | 0.02 | [5 empty] | 2012-10-01 | 1138.9723 | 1138.9722 | 1138.9723 | 2009-04-23 | 1027.487 | [10 empty] | 2004-12-01 | 0 |  | 2008-07-14 | 0.024
|  | 1999-11-22 | 0.05 | [5 empty] | 2012-11-01 | 1139.3628 | 1139.1963 | 1139.5643 | 2009-04-27 | 1027.273 | [10 empty] | 2004-12-02 | 0 |  | 2008-07-22 16:45 | 0.02275
|  | 1999-12-14 | 0.08 | [5 empty] | 2012-12-01 | 1139.6279 | 1139.3387 | 1139.9856 | 2009-04-30 | 1027.159 | [10 empty] | 2004-12-03 | 0 |  | 2008-08-03
|  | 2000-01-27 | 0.02 | [5 empty] | 2013-01-01 | 1139.8271 | 1139.444 | 1140.2861 | 2009-05-04 | 1027.229 | [10 empty] | 2004-12-04 | 0 |  | 2008-08-11 | 0.03
|  | 2000-02-28 | 0.64 | [5 empty] | 2013-02-01 | 1140.0198 | 1139.6539 | 1140.4463 | 2009-05-07 | 1027.419 | [10 empty] | 2004-12-05 | 0 |  | 2008-08-19 | 0.036
|  | 2000-03-23 | 0.03 | [5 empty] | 2013-03-01 | 1140.1917 | 1139.8207 | 1140.5878 | 2009-05-11 | 1027.604 | [10 empty] | 2004-12-06 | 0 |  | 2008-08-25 14:30 | 0.04305
|  | 2000-04-27 | 0.09 | [5 empty] | 2013-04-01 | 1140.3588 | 1140.0034 | 1140.7196 | 2009-05-13 | 1027.69 | [10 empty] | 2004-12-07 | 0 |  | 2008-09-02
|  | 2000-05-15 | 0.07 | [5 empty] | 2013-05-01 | 1140.4915 | 1140.085 | 1140.8478 | 2009-05-15 | 1027.734 | [10 empty] | 2004-12-08 | 0 |  | 2008-09-15 | 0.024
|  | 2000-06-26 | 0.1 | [5 empty] | 2013-06-01 | 1139.2399 | 1138.906 | 1140.1256 | 2009-05-16 | 1027.831 | [10 empty] | 2004-12-09 | 0 |  | 2008-10-15 | 0.039
|  | 2000-07-25 | 0.14 | [5 empty] | 2013-07-01 | 1138.8885 | 1138.8878 | 1139.7211 | 2009-05-19 | 1027.831 | [10 empty] | 2004-12-10 | 0 |  | 2008-10-18
|  | 2000-08-29 | 0.1 | [5 empty] | 2013-08-01 | 1138.9022 | 1138.8988 | 1139.2506 | 2009-05-31 | 1028.163 | [10 empty] | 2004-12-11 | 0 |  | 2008-11-03 | 0.1
|  | 2000-09-25 | 0.01 | [5 empty] | 2013-09-01 | 1138.9281 | 1138.9218 | 1138.9281 | 2009-06-08 | 1028.338 | [10 empty] | 2004-12-12 | 0 |  | 2008-11-09
|  | 2000-10-28 | [6 empty] | 2013-10-01 | 1138.9723 | 1138.9613 | 1138.9723 | 2009-06-13 | 1028.266 | [10 empty] | 2004-12-13 | 0 |  | 2008-12-01 | 0.092
|  | 2000-10-29 | 0.07 | [5 empty] | 2013-11-01 | 1139.3562 | 1139.1958 | 1139.5647 | 2009-06-29 | 1027.668 | [10 empty] | 2004-12-14 | 0 |  | 2009-01-12 | 0.2
|  | 2000-11-13 | 0.07 | [5 empty] | 2013-12-01 | 1139.6252 | 1139.338 | 1139.9862 | 2009-06-30 | 1027.704 | [10 empty] | 2004-12-15 | 0 |  | 2009-02-02 | 0.14
|  | 2000-11-18 | 0.088 | [5 empty] | 2014-01-01 | 1139.8203 | 1139.4429 | 1140.2869 | 2009-07-13 | 1028.033 | [10 empty] | 2004-12-16 | 0 |  | 2009-03-03 12:20 | 0.121
|  | 2000-12-14 | 0.051 | [5 empty] | 2014-02-01 | 1140.0215 | 1139.6522 | 1140.447 | 2009-07-20 | 1027.826 | [10 empty] | 2004-12-17 | 0 |  | 2009-04-06 12:00 | 0.0992 | 0.0992
36892 | 36904 | 2001-01-13 | 0.07 | [5 empty] | 2014-03-01 | 1140.1914 | 1139.8185 | 1140.5886 | 2009-07-27 | 1027.711 | [10 empty] | 2004-12-18 | 0 |  | 2009-04-14 15:07 |  | 0
|  | 2001-02-10 | 0.11 | [5 empty] | 2014-04-01 | 1140.3623 | 1140.0005 | 1140.7205 | 2009-08-03 | 1027.985 | [10 empty] | 2004-12-19 | 0 |  | 2009-05-02 17:50
|  | 2001-03-10 | 0.04 | [5 empty] | 2014-05-01 | 1140.4866 | 1140.0773 | 1140.8438 | 2009-08-07 | 1027.966 | [10 empty] | 2004-12-20 | 0 |  | 2009-05-06 | 0.168
|  | 2001-04-16 | 0.08 | [5 empty] | 2014-06-01 | 1139.2275 | 1138.9061 | 1140.1191 | 2009-08-10 | 1028.034 | [10 empty] | 2004-12-21 | 0 |  | 2009-05-06 14:00 | 0.168
|  | 2001-06-17 | 0.03 | [5 empty] | 2014-07-01 | 1138.8885 | 1138.8878 | 1139.713 | 2009-08-18 | 1028.026 | [10 empty] | 2004-12-22 | 0 |  | 2009-06-04
|  | 2001-07-14 | 0.04 | [5 empty] | 2014-08-01 | 1138.9022 | 1138.8988 | 1139.2416 | 2009-08-24 | 1028.317 | [10 empty] | 2004-12-23 | 0 |  | 2009-06-08 11:20 | 0.0091
|  | 2001-08-14 | 0.04 | [5 empty] | 2014-09-01 | 1138.9281 | 1138.9218 | 1138.9281 | 2009-08-31 | 1028.281 | [10 empty] | 2004-12-24 | 0 |  | 2009-07-08 15:10
|  | 2001-09-17 | 0.03 | [5 empty] | 2014-10-01 | 1138.9723 | 1138.9612 | 1138.9723 | 2009-09-07 | 1028.28 | [10 empty] | 2004-12-25 | 0 |  | 2009-07-13 09:25 | 0.033
|  | 2001-10-15 | 0.11 | [5 empty] | 2014-11-01 | 1139.3479 | 1139.1947 | 1139.5637 | 2009-09-14 | 1028.36 | [10 empty] | 2004-12-26 | 0 |  | 2009-08-03
|  | 2001-11-13 | 0.07 | [5 empty] | 2014-12-01 | 1139.615 | 1139.3362 | 1139.9844 | 2009-09-21 | 1028.587 | [10 empty] | 2004-12-27 | 0 |  | 2009-08-06 19:30 | 0.027
|  | 2001-12-14 | [6 empty] | 2015-01-01 | 1139.814 | 1139.4402 | 1140.2847 | 2009-09-29 | 1028.852 | [10 empty] | 2004-12-28 | 0 |  | 2009-08-06 19:50
|  | 2001-12-15 | 0.08 | [5 empty] | 2015-02-01 | 1140.0226 | 1139.6478 | 1140.4445 | 2009-10-01 | 1028.98 | [10 empty] | 2004-12-29 | 0 |  | 2009-08-17 | 0.0272
|  | 2002-01-15 | 0.05 | [5 empty] | 2015-03-01 | 1140.1887 | 1139.813 | 1140.5857 | 2009-10-05 | 1028.938 | [10 empty] | 2004-12-30 | 0 |  | 2009-09-02 18:05 | 0.01695
|  | 2002-02-12 | 0.02 | [5 empty] | 2015-04-01 | 1140.353 | 1139.9935 | 1140.7172 | 2009-10-09 | 1028.668 | [10 empty] | 2004-12-31 | 0 |  | 2009-10-05 15:20 | 0.01895
|  | 2002-03-12 | 0.03 | [5 empty] | 2015-05-01 | 1140.4916 | 1140.0908 | 1140.8452 | 2009-10-12 | 1028.428 | [10 empty] | 2005-01-01 | 0 |  | 2009-10-18 15:10
|  | 2002-04-15 | 0.03 | [5 empty] | 2015-06-01 | 1139.2212 | 1138.906 | 1140.1216 | 2009-10-13 | 1028.338 | [10 empty] | 2005-01-02 | 0 |  | 2009-11-04 14:01 | 0.0282
|  | 2002-05-13 | 0.07 | [5 empty] | 2015-07-01 | 1138.8884 | 1138.8878 | 1139.7161 | 2009-10-16 | 1028.393 | [10 empty] | 2005-01-03 | 0 |  | 2009-11-09 14:04
|  | 2002-06-16 | 0.031 | [5 empty] | 2015-08-01 | 1138.9022 | 1138.9019 | 1139.245 | 2009-10-19 | 1028.132 | [10 empty] | 2005-01-04 | 0 |  | 2009-12-01 15:41 | 0.02395
|  | 2002-07-16 | 0.034 | [5 empty] | 2015-09-01 | 1138.9281 | 1138.9279 | 1138.9281 | 2009-10-20 | 1028 | [10 empty] | 2005-01-05 | 0 |  | 2010-01-11
|  | 2002-08-12 | 0.018 | [5 empty] | 2015-10-01 | 1138.9723 | 1138.9723 | 1138.9723 | 2009-10-21 | 1027.925 | [10 empty] | 2005-01-06 | 0 |  | 2010-01-11 15:05 | 0.02385
|  | 2002-09-16 | 0.107 | [5 empty] | 2015-11-01 | 1139.3628 | 1139.1967 | 1139.5641 | 2009-10-22 | 1027.864 | [10 empty] | 2005-01-07 | 0 |  | 2010-02-22
|  | 2002-10-15 | 0.031 | [5 empty] | 2015-12-01 | 1139.6346 | 1139.3395 | 1139.985 | 2009-10-23 | 1027.775 | [10 empty] | 2005-01-08 | 0 |  | 2010-02-22 12:01 | 0.02485
|  | 2002-11-11 | [6 empty] | 2016-01-01 | 1139.8263 | 1139.4449 | 1140.2854 | 2009-10-24 | 1027.669 | [10 empty] | 2005-01-09 | 0 |  | 2010-03-10
|  | 2002-11-12 | 0.04 | [5 empty] | 2016-02-01 | 1140.0203 | 1139.6555 | 1140.4454 | 2009-10-25 | 1027.542 | [10 empty] | 2005-01-10 | 0 |  | 2010-03-10 08:23 | 0.02575
|  | 2002-12-10 | 0.059 | [5 empty] | 2016-03-01 | 1140.1902 | 1139.8226 | 1140.5868 | 2009-10-26 | 1027.496 | [10 empty] | 2005-01-11 | 0 |  | 2010-04-14 |  | 0
|  | 2003-01-14 | 0.038 | [5 empty] | 2016-04-01 | 1140.355 | 1140.006 | 1140.7184 | 2009-10-27 | 1027.395 | [10 empty] | 2005-01-12 | 0 |  | 2010-04-14 15:07 | 0.03105 | 0.03105
|  | 2003-02-15 | 0.033 | [5 empty] | 2016-05-01 | 1140.4926 | 1140.0891 | 1140.8433 | 2009-10-28 | 1027.32 | [10 empty] | 2005-01-13 | 0 |  | 2010-05-02 17:50
|  | 2003-03-15 | 0.027 | [5 empty] | 2016-06-01 | 1139.2145 | 1138.906 | 1140.1183 | 2009-10-29 | 1027.235 | [10 empty] | 2005-01-14 | 0 |  | 2010-05-03
|  | 2003-04-15 | 0.023333 | [5 empty] | 2016-07-01 | 1138.8884 | 1138.8878 | 1139.712 | 2009-10-30 | 1027.188 | [10 empty] | 2005-01-15 | 0 |  | 2010-05-03 16:13 | 0.0161
|  | 2003-05-13 | 0.077 | [5 empty] | 2016-08-01 | 1138.9022 | 1138.8988 | 1139.2405 | 2009-10-31 | 1027.123 | [10 empty] | 2005-01-16 | 0 |  | 2010-06-04
|  | 2003-05-14 | 0.12 | [5 empty] | 2016-09-01 | 1138.9281 | 1138.9219 | 1138.9281 | 2009-11-01 | 1027.034 | [10 empty] | 2005-01-17 | 0 |  | 2010-06-04 12:31 | 0.0081
|  | 2003-06-14 | 0.039 | [5 empty] | 2016-10-01 | 1138.9723 | 1138.963 | 1138.9723 | 2009-11-02 | 1026.96 | [10 empty] | 2005-01-18 | 0 |  | 2010-07-08
|  | 2003-07-14 | 0.048 | [5 empty] | 2016-11-01 | 1139.349 | 1139.1964 | 1139.5636 | 2009-11-09 | 1027.174 | [10 empty] | 2005-01-19 | 0 |  | 2010-07-08 15:10 | 0.0079
|  | 2003-07-15 | 0.03 | [5 empty] | 2016-12-01 | 1139.6211 | 1139.3391 | 1139.9841 | 2009-11-16 | 1027.381 | [10 empty] | 2005-01-20 | 0 |  | 2010-08-03
|  | 2003-08-11 | 0.026 | [5 empty] | 2017-01-01 | 1139.8225 | 1139.4443 | 1140.2844 | 2009-11-23 | 1027.537 | [10 empty] | 2005-01-21 | 0 |  | 2010-08-03 16:10 | 0.00985
|  | 2003-09-02 | [6 empty] | 2017-02-01 | 1140.0148 | 1139.6545 | 1140.4441 | 2009-11-30 | 1027.72 | [10 empty] | 2005-01-22 | 0 |  | 2010-09-02
|  | 2003-09-08 | 0.047667 | [5 empty] | 2017-03-01 | 1140.1855 | 1139.8214 | 1140.5853 | 2009-12-07 | 1027.822 | [10 empty] | 2005-01-23 | 0 |  | 2010-09-02 09:43 | 0.0142
|  | 2003-09-16 | [6 empty] | 2017-04-01 | 1140.3657 | 1140.0044 | 1140.7168 | 2009-12-14 | 1027.966 | [10 empty] | 2005-01-24 | 0 |  | 2010-10-18
|  | 2003-09-24 | [6 empty] | 2017-05-01 | 1140.4877 | 1140.0807 | 1140.8309 | 2010-01-04 | 1028.332 | [10 empty] | 2005-01-25 | 0 |  | 2010-10-18 11:45 | 0.0141
|  | 2003-09-30 | [6 empty] | 2017-06-01 | 1139.2122 | 1138.906 | 1140.0988 | 2010-01-18 | 1028.556 | [10 empty] | 2005-01-26 | 0 |  | 2010-11-09
|  | 2003-10-14 | 0.028 | [5 empty] | 2017-07-01 | 1138.8885 | 1138.8878 | 1139.6881 | 2010-02-01 | 1028.778 | [10 empty] | 2005-01-27 | 0 |  | 2010-11-09 14:04 | 0.0219
|  | 2003-11-15 | 0.037 | [5 empty] | 2017-08-01 | 1138.9022 | 1138.8995 | 1139.2135 | 2010-02-16 | 1028.954 | [10 empty] | 2005-01-28 | 0 |  | 2010-12-01
|  | 2003-12-14 | [6 empty] | 2017-09-01 | 1138.9281 | 1138.9244 | 1138.9281 | 2010-03-01 | 1029.097 | [10 empty] | 2005-01-29 | 0 |  | 2010-12-01 17:35 | 0.0192
|  | 2003-12-15 | 0.033 | [5 empty] | 2017-10-01 | 1138.9723 | 1138.9691 | 1138.9723 | 2010-03-15 | 1029.236 | [10 empty] | 2005-01-30 | 0 |  | 2011-01-19 11:11 | 0.0179
|  | 2004-01-12 | 0.041 | [5 empty] | 2017-11-01 | 1139.3674 | 1139.1952 | 1139.5604 | 2010-03-23 | 1029.294 | [10 empty] | 2005-01-31 | 0 |  | 2011-02-01 17:15 | 0.0197
|  | 2004-02-16 | 0.057 | [5 empty] | 2017-12-01 | 1139.6321 | 1139.337 | 1139.9788 | 2010-03-25 | 1029.218 | [10 empty] | 2005-02-01 | 0 |  | 2011-03-16 15:50 | 0.0407
|  | 2004-03-15 | 0.023 | [5 empty] | 2018-01-01 | 1139.8214 | 1139.4414 | 1140.2781 | 2010-03-29 | 1029.135 | [10 empty] | 2005-02-02 | 0 |  | 2011-04-13 13:35 | 0.018 | 0.018
|  | 2004-05-02 | 0.076 | [5 empty] | 2018-02-01 | 1140.0286 | 1139.6499 | 1140.4364 | 2010-04-05 | 1029.093 | [10 empty] | 2005-02-03 | 0 |  | 2011-05-11 15:15 | 0.083
|  | 2004-05-09 | 0.058 | [5 empty] | 2018-03-01 | 1140.1932 | 1139.8154 | 1140.5767 | 2010-04-12 | 1029.039 | [10 empty] | 2005-02-04 | 0 |  | 2011-06-20 09:46 | 0.0451
|  | 2004-05-14 | 0.089 | [5 empty] | 2018-04-01 | 1140.3647 | 1139.9967 | 1140.7069 | 2010-04-19 | 1029.127 | [10 empty] | 2005-02-05 | 0 |  | 2011-07-13 14:38 | 0.0069
|  | 2004-05-25 | 0.085 | [5 empty] | 2018-05-01 | 1140.4906 | 1140.0769 | 1140.837 | 2010-04-21 | 1029.193 | [10 empty] | 2005-02-06 | 0 |  | 2011-08-25 13:02 | 0.0063
|  | 2004-06-01 | 0.01 | [5 empty] | 2018-06-01 | 1139.2244 | 1138.906 | 1140.1085 | 2010-04-26 | 1029.399 | [10 empty] | 2005-02-07 | 0 |  | 2011-09-21 13:30 | 0.0081
|  | 2004-06-14 | 0.014 | [5 empty] | 2018-07-01 | 1138.8885 | 1138.8878 | 1139.7001 | 2010-05-03 | 1029.386 | [10 empty] | 2005-02-08 | 0 |  | 2011-10-20 14:26 | 0.016
|  | 2004-07-12 | 0.02 | [5 empty] | 2018-08-01 | 1138.9022 | 1138.9014 | 1139.2269 | 2010-05-10 | 1029.108 | [10 empty] | 2005-02-09 | 0 |  | 2011-11-14 16:00 | 0.0232
|  | 2004-08-09 | 0.024 | [5 empty] | 2018-09-01 | 1138.9281 | 1138.9254 | 1138.9281 | 2010-05-17 | 1028.894 | [10 empty] | 2005-02-10 | 0 |  | 2011-12-06 14:30 | 0.0128
|  | 2004-08-24 | 0.061 | [5 empty] | 2018-10-01 | 1138.9723 | 1138.965 | 1138.9723 | 2010-05-24 | 1028.7 | [10 empty] | 2005-02-11 | 0 |  | 2012-01-18 14:00 | 0.0159
|  | 2004-08-31 | 0.079 | [5 empty] | 2018-11-01 | 1139.3547 | 1139.1947 | 1139.562 | 2010-05-31 | 1028.542 | [10 empty] | 2005-02-12 | 0 |  | 2012-02-07 15:52 | 0.0198
|  | 2004-09-13 | [6 empty] | 2018-12-01 | 1139.6273 | 1139.3361 | 1139.9814 | 2010-06-07 | 1028.44 | [10 empty] | 2005-02-13 | 0 |  | 2012-03-05 16:20 | 0.0214 |  | Least Result | Greatest Result |  | Time (yr) | Mean | S.D. | Least Result | 5% | 25% | Median | 75% | 95% | Greatest Result
|  | 2004-09-14 | 0.073 | [5 empty] | 2019-01-01 | 1139.8196 | 1139.4401 | 1140.2812 | 2010-06-14 | 1028.392 | [10 empty] | 2005-02-14 | 0 |  | 2012-01-01 |  | 0.064693 | 0.045847 | 0.083486 |  | 0 | 0.065598 | 0.010975 | 0.046762 | 0.048478 | 0.056096 | 0.065607 | 0.075105 | 0.082693 | 8.44% | 0.000913
|  | 2004-10-12 | 0.034 | [5 empty] | 2019-02-01 | 1140.0198 | 1139.6477 | 1140.4403 | 2010-06-21 | 1028.17 | [10 empty] | 2005-02-15 | 0 |  | 2012-02-01 |  | 0.061863 | 0.044296 | 0.079384 |  | 0.083333 | 0.062769 | 0.010231 | 0.045211 | 0.04681 | 0.053911 | 0.062777 | 0.071631 | 0.078706 | 0.080297 | 0.000913
|  | 2004-11-15 | 0.039 | [5 empty] | 2019-03-01 | 1140.1837 | 1139.8127 | 1140.5811 | 2010-06-28 | 1027.916 | [10 empty] | 2005-02-16 | 0 |  | 2012-03-01 |  | 0.076595 | 0.052375 | 0.10073 |  | 0.16667 | 0.077492 | 0.014098 | 0.053289 | 0.055494 | 0.065286 | 0.077506 | 0.089704 | 0.099447 | 0.10164 | 0.00091
|  | 2004-12-03 | 0.032 | [5 empty] | 2019-04-01 | 1140.3345 | 1139.9932 | 1140.7118 | 2010-07-05 | 1027.66 | [10 empty] | 2005-02-17 | 0 |  | 2012-04-01 |  | 0.065084 | 0.046062 | 0.084053 |  | 0.25 | 0.065989 | 0.011077 | 0.046977 | 0.048708 | 0.056398 | 0.065998 | 0.075584 | 0.083243 | 0.084965 | 0.000912
|  | 2005-01-12 | 0.028 | [5 empty] | 2019-05-01 | 1140.4456 | 1140.0957 | 1140.8319 | 2010-07-12 | 1027.452 | [10 empty] | 2005-02-18 | 0 |  | 2012-05-01 |  | 0.033225 | 0.028613 | 0.037835 |  | 0.33333 | 0.034144 | 0.002689 | 0.029532 | 0.029951 | 0.031815 | 0.034144 | 0.036472 | 0.038335 | 0.038754 | 0.000919
|  | 2005-01-21 | 0.028 | [5 empty] | 2019-06-01 | 1139.1917 | 1138.9061 | 1140.1005 | 2010-07-19 | 1027.298 | [10 empty] | 2005-02-19 | 0 |  | 2012-06-01 |  | 0.034681 | 0.029409 | 0.039949 |  | 0.41667 | 0.035599 | 0.0030732 | 0.030328 | 0.030807 | 0.032938 | 0.0356 | 0.038261 | 0.040389 | 0.040868 | 0.000919
|  | 2005-02-08 | 0.028 | [5 empty] | 2019-07-01 | 1138.8885 | 1138.8878 | 1139.6901 | 2010-07-26 | 1027.168 | [10 empty] | 2005-02-20 | 0 |  | 2012-07-01 |  | 0.036717 | 0.030523 | 0.042905 |  | 0.5 | 0.037634 | 0.0036102 | 0.031442 | 0.032005 | 0.034508 | 0.037635 | 0.040761 | 0.043261 | 0.043823 | 0.000918
|  | 2005-03-01 | [6 empty] | 2019-08-01 | 1138.9022 | 1138.8988 | 1139.2157 | 2010-08-02 | 1027.06 | [10 empty] | 2005-02-21 | 0 |  | 2012-08-01 |  | 0.042105 | 0.033472 | 0.050726 |  | 0.58333 | 0.04302 | 0.0050309 | 0.03439 | 0.035175 | 0.038664 | 0.043022 | 0.047378 | 0.05086 | 0.051643 | 0.000917
|  | 2005-03-08 | 0.25 | [5 empty] | 2019-09-01 | 1138.9281 | 1138.9227 | 1138.9281 | 2010-08-09 | 1027.834 | [10 empty] | 2005-02-22 | 0 |  | 2012-09-01 |  | 0.04537 | 0.035149 | 0.055171 |  | 0.66667 | 0.046156 | 0.0058254 | 0.036066 | 0.036978 | 0.041229 | 0.046287 | 0.051138 | 0.055179 | 0.056087 | 0.000916
|  | 2005-03-14 | 0.19 | [5 empty] | 2019-10-01 | 1138.9723 | 1138.9614 | 1138.9723 | 2010-08-16 | 1027.663 | [10 empty] | 2005-02-23 | 310.65 |  | 2012-10-01 |  | 0.048431 | 0.036574 | 0.06947 |  | 0.75 | 0.04975 | 0.0076882 | 0.037492 | 0.038736 | 0.043487 | 0.049348 | 0.05535 | 0.062863 | 0.070387 | 0.000917
|  | 2005-03-22 | 0.2 | [5 empty] | 2019-11-01 | 1139.3478 | 1139.1974 | 1139.5607 | 2010-08-23 | 1027.884 | [10 empty] | 2005-02-24 | 446.12 |  | 2012-11-01 |  | 0.055214 | 0.04003 | 0.094424 |  | 0.83333 | 0.05809 | 0.01266 | 0.040947 | 0.042509 | 0.048755 | 0.056129 | 0.064061 | 0.086681 | 0.095338 | 0.000914
|  | 2005-04-11 | 0.019 | [5 empty] | 2019-12-01 | 1139.6141 | 1139.3407 | 1139.9791 | 2010-08-30 | 1027.837 | [10 empty] | 2005-02-25 | 374.38 |  | 2012-12-01 |  | 0.060759 | 0.042121 | 0.11683 |  | 0.91667 | 0.06488 | 0.017855 | 0.043036 | 0.044791 | 0.053078 | 0.061673 | 0.06993 | 0.10803 | 0.11775 | 0.00092
|  | 2005-05-10 | 0.035 | [5 empty] | 2020-01-01 | 1139.8137 | 1139.4467 | 1140.2786 | 2010-09-06 | 1027.41 | [10 empty] | 2005-02-26 | 390.66 |  | 2013-01-01 |  | 0.069254 | 0.045847 | 0.13893 |  | 1 | 0.075016 | 0.022783 | 0.046762 | 0.048859 | 0.059332 | 0.070168 | 0.081334 | 0.13129 | 0.13984 | 0.00091
|  | 2005-05-31 | 0.019 | [5 empty] | 2020-02-01 | 1140.0132 | 1139.6583 | 1140.4371 | 2010-09-13 | 1027.291 | [10 empty] | 2005-02-27 | 395.31 |  | 2013-02-01 |  | 0.067886 | 0.044296 | 0.14065 |  | 1.0833 | 0.075548 | 0.025053 | 0.045211 | 0.047165 | 0.058168 | 0.068799 | 0.080372 | 0.13473 | 0.14156 | 0.00091
|  | 2005-06-11 | 0.017 | [5 empty] | 2020-03-01 | 1140.1841 | 1139.8262 | 1140.5774 | 2010-09-20 | 1027.446 | [10 empty] | 2005-02-28 | 395.31 |  | 2013-03-01 |  | 0.087331 | 0.052375 | 0.16167 |  | 1.1667 | 0.093575 | 0.028908 | 0.053289 | 0.055984 | 0.071644 | 0.088242 | 0.11021 | 0.15531 | 0.16258 | 0.00091
|  | 2005-06-19 | 0.022 | [5 empty] | 2020-04-01 | 1140.3523 | 1140.0104 | 1140.7078 | 2010-09-27 | 1027.595 | [10 empty] | 2005-03-01 | 180.21 |  | 2013-04-01 |  | 0.078285 | 0.046062 | 0.14524 |  | 1.25 | 0.085456 | 0.028749 | 0.046977 | 0.049093 | 0.062352 | 0.079198 | 0.10729 | 0.14216 | 0.14616 | 0.00092
|  | 2005-06-21 | 0.027 | [5 empty] | 2020-05-01 | 1140.4753 | 1140.0818 | 1140.8483 | 2010-10-04 | 1027.738 | [10 empty] | 2005-03-02 | 180.21 |  | 2013-05-01 |  | 0.040037 | 0.028613 | 0.099716 |  | 1.3333 | 0.05708 | 0.02688 | 0.029532 | 0.030138 | 0.033446 | 0.040955 | 0.088994 | 0.099661 | 0.10063 | 0.000914
|  | 2005-07-02 | 0.011 | [5 empty] | 2020-06-01 | 1139.1946 | 1138.9061 | 1140.1265 | 2010-10-12 | 1027.881 | [10 empty] | 2005-03-03 | 206.12 |  | 2013-06-01 |  | 0.050978 | 0.029409 | 0.1018 |  | 1.4167 | 0.061896 | 0.02757 | 0.030328 | 0.031021 | 0.035648 | 0.051896 | 0.094081 | 0.1016 | 0.10272 | 0.00092
|  | 2005-07-10 | 0.029 | [5 empty] | 2020-07-01 | 1138.8884 | 1138.8878 | 1139.722 | 2010-10-18 | 1028.011 | [10 empty] | 2005-03-04 | 272.62 |  | 2013-07-01 |  | 0.062507 | 0.030523 | 0.10471 |  | 1.5 | 0.067283 | 0.027915 | 0.031442 | 0.03238 | 0.039159 | 0.063425 | 0.096856 | 0.10432 | 0.10563 | 0.00092
|  | 2005-07-17 | 0.035 | [5 empty] | 2020-08-01 | 1138.9022 | 1138.8992 | 1139.2518 | 2010-10-25 | 1028.136 | [10 empty] | 2005-03-05 | 272.62 |  | 2013-08-01 |  | 0.07742 | 0.033472 | 0.11241 |  | 1.5833 | 0.076 | 0.028092 | 0.03439 | 0.035698 | 0.048451 | 0.078338 | 0.10366 | 0.11177 | 0.11333 | 0.00092
|  | 2005-07-24 | 0.032 | [5 empty] | 2020-09-01 | 1138.9281 | 1138.9216 | 1138.9281 | 2010-11-01 | 1028.226 | [10 empty] | 2005-03-06 | 272.62 |  | 2013-09-01 |  | 0.089574 | 0.035149 | 0.11679 |  | 1.6667 | 0.082402 | 0.027682 | 0.036066 | 0.038686 | 0.054965 | 0.090492 | 0.10775 | 0.1159 | 0.11771 | 0.00092
|  | 2005-07-25 | 0.024 | [5 empty] | 2020-10-01 | 1138.9723 | 1138.9612 | 1138.9723 | 2010-11-08 | 1028.397 | [10 empty] | 2005-03-07 | 311.23 |  | 2013-10-01 |  | 0.10072 | 0.037253 | 0.12051 |  | 1.75 | 0.08834 | 0.026739 | 0.03817 | 0.042809 | 0.062763 | 0.10164 | 0.1121 | 0.11941 | 0.12143 | 0.00092
|  | 2005-07-31 | 0.029 | [5 empty] | 2020-11-01 | 1139.3494 | 1139.1954 | 1139.5648 | 2010-11-15 | 1028.458 | [10 empty] | 2005-03-08 | 233.99 |  | 2013-11-01 |  | 0.10689 | 0.040882 | 0.12953 |  | 1.8333 | 0.097954 | 0.025675 | 0.041799 | 0.051356 | 0.076266 | 0.10781 | 0.11973 | 0.12791 | 0.13044 | 0.00091
|  | 2005-08-06 | 0.037 | [5 empty] | 2020-12-01 | 1139.6191 | 1139.3373 | 1139.9863 | 2010-11-18 | 1028.441 | [10 empty] | 2005-03-09 | 329.41 |  | 2013-12-01 |  | 0.11012 | 0.044927 | 0.13498 |  | 1.9167 | 0.10508 | 0.02386 | 0.045843 | 0.060776 | 0.087252 | 0.11104 | 0.12435 | 0.13352 | 0.13589 | 0.00091
|  | 2005-08-13 | 0.051 | [5 empty] | 2021-01-01 | 1139.8164 | 1139.4418 | 1140.287 | 2010-11-19 | 1028.379 | [10 empty] | 2005-03-10 | 34.075 |  | 2014-01-01 |  | 0.11765 | 0.055377 | 0.14469 |  | 2 | 0.11496 | 0.022234 | 0.056292 | 0.072198 | 0.10086 | 0.11856 | 0.13314 | 0.14315 | 0.1456 | 0.00091
|  | 2005-08-20 | 0.051 | [5 empty] | 2021-02-01 | 1140.0208 | 1139.6504 | 1140.4474 | 2010-11-20 | 1028.332 | [10 empty] | 2005-03-11 | 295.33 |  | 2014-02-01 |  | 0.1177 | 0.059937 | 0.14065 |  | 2.0833 | 0.1149 | 0.019314 | 0.060853 | 0.077134 | 0.10598 | 0.11861 | 0.12994 | 0.13927 | 0.14156 | 0.00091
|  | 2005-08-23 | 0.05 | [5 empty] | 2021-03-01 | 1140.189 | 1139.8163 | 1140.5889 | 2010-11-21 | 1028.285 | [10 empty] | 2005-03-12 | 365.99 |  | 2014-03-01 |  | 0.13292 | 0.07521 | 0.16167 |  | 2.1667 | 0.13186 | 0.019786 | 0.076124 | 0.093865 | 0.12006 | 0.13384 | 0.1473 | 0.15943 | 0.16258 | 0.00091
|  | 2005-08-27 | 0.049 | [5 empty] | 2021-04-01 | 1140.3505 | 1139.9977 | 1140.7209 | 2010-11-22 | 1028.257 | [10 empty] | 2005-03-13 | 307.22 |  | 2014-04-01 |  | 0.12369 | 0.07448 | 0.14524 |  | 2.25 | 0.12247 | 0.015529 | 0.075394 | 0.092976 | 0.11275 | 0.1246 | 0.1351 | 0.14368 | 0.14616 | 0.00092
|  | 2005-09-05 | 0.06 | [5 empty] | 2021-05-01 | 1140.4613 | 1140.0811 | 1140.8401 | 2010-11-23 | 1028.204 | [10 empty] | 2005-03-14 | 307.22 |  | 2014-05-01 |  | 0.094388 | 0.061422 | 0.099716 |  | 2.3333 | 0.092605 | 0.0083824 | 0.062341 | 0.073761 | 0.092245 | 0.095307 | 0.097947 | 0.10013 | 0.10063 | 0.000914
|  | 2005-09-06 | 0.057 | [5 empty] | 2021-06-01 | 1139.2095 | 1138.9061 | 1140.1134 | 2010-11-24 | 1028.155 | [10 empty] | 2005-03-15 | 324.77 |  | 2014-06-01 |  | 0.095816 | 0.06862 | 0.1018 |  | 2.4167 | 0.095381 | 0.0064262 | 0.069539 | 0.082046 | 0.093657 | 0.096735 | 0.099805 | 0.10214 | 0.10272 | 0.00092
|  | 2005-09-11 | 0.05 | [5 empty] | 2021-07-01 | 1138.8885 | 1138.8878 | 1139.7061 | 2010-11-25 | 1028.12 | [10 empty] | 2005-03-16 | 388.41 |  | 2014-07-01 |  | 0.097897 | 0.076166 | 0.10471 |  | 2.5 | 0.098403 | 0.005095 | 0.077085 | 0.091053 | 0.095548 | 0.098815 | 0.10221 | 0.10495 | 0.10563 | 0.00092
|  | 2005-09-18 | 0.03 | [5 empty] | 2021-08-01 | 1138.9022 | 1138.8988 | 1139.2338 | 2010-11-26 | 1028.073 | [10 empty] | 2005-03-17 | 287.47 |  | 2014-08-01 |  | 0.10366 | 0.085735 | 0.11241 |  | 2.5833 | 0.10443 | 0.0054351 | 0.086653 | 0.096592 | 0.10041 | 0.10458 | 0.10874 | 0.11238 | 0.11333 | 0.00092
|  | 2005-09-24 | 0.034 | [5 empty] | 2021-09-01 | 1138.9281 | 1138.9216 | 1138.9281 | 2010-11-27 | 1028.028 | [10 empty] | 2005-03-18 | 287.47 |  | 2014-09-01 |  | 0.10704 | 0.093891 | 0.11679 |  | 2.6667 | 0.10785 | 0.0058861 | 0.094809 | 0.098589 | 0.10292 | 0.10796 | 0.11299 | 0.11681 | 0.11771 | 0.00092
|  | 2005-10-01 | 0.066 | [5 empty] | 2021-10-01 | 1138.9723 | 1138.962 | 1138.9723 | 2010-11-29 | 1027.949 | [10 empty] | 2005-03-19 | 307.74 |  | 2014-10-01 |  | 0.10961 | 0.09847 | 0.12074 |  | 2.75 | 0.11053 | 0.0064936 | 0.099387 | 0.1004 | 0.10491 | 0.11053 | 0.11615 | 0.12065 | 0.12166 | 0.00092
|  | 2005-10-10 | 0.028 | [5 empty] | 2021-11-01 | 1139.3491 | 1139.1926 | 1139.5627 | 2010-12-02 | 1027.823 | [10 empty] | 2005-03-20 | 307.74 |  | 2014-11-01 |  | 0.11586 | 0.10187 | 0.12981 |  | 2.8333 | 0.11677 | 0.0081466 | 0.10279 | 0.10406 | 0.10971 | 0.11677 | 0.12382 | 0.12946 | 0.13073 | 0.00092
|  | 2005-10-11 | 0.028 | [5 empty] | 2021-12-01 | 1139.615 | 1139.3372 | 1139.9828 | 2010-12-06 | 1027.902 | [10 empty] | 2005-03-21 | 307.74 |  | 2014-12-01 |  | 0.11963 | 0.10393 | 0.1353 |  | 2.9167 | 0.12054 | 0.0091454 | 0.10485 | 0.10627 | 0.11262 | 0.12055 | 0.12846 | 0.13479 | 0.13621 | 0.00091
|  | 2005-11-01 | 0.043 | [5 empty] | 2022-01-01 | 1139.8152 | 1139.4415 | 1140.2828 | 2010-12-13 | 1028.035 | [10 empty] | 2005-03-22 | 267.23 |  | 2015-01-01 |  | 0.12636 | 0.1076 | 0.14507 |  | 3 | 0.12726 | 0.010924 | 0.10852 | 0.11022 | 0.11781 | 0.12727 | 0.13673 | 0.14428 | 0.14598 | 0.00091
|  | 2005-11-02 | 0.043 | [9 empty] | 2010-12-16 | 1028.075 | [10 empty] | 2005-03-23 | 307.21 |  | 2015-02-01 |  | 0.12356 | 0.10607 | 0.141 |  | 3.0833 | 0.12446 | 0.010184 | 0.10699 | 0.10858 | 0.11565 | 0.12447 | 0.13329 | 0.14033 | 0.14191 | 0.00091
|  | 2005-12-13 | 0.056 | [9 empty] | 2011-01-03 | 1028.485 | [10 empty] | 2005-03-24 | 0 |  | 2015-03-01 |  | 0.13814 | 0.11403 | 0.16216 |  | 3.1667 | 0.13903 | 0.014033 | 0.11494 | 0.11714 | 0.12688 | 0.13905 | 0.15119 | 0.16089 | 0.16307 | 0.00091
|  | 2005-12-15 | 0.056 | [9 empty] | 2011-01-10 | 1028.581 | [10 empty] | 2005-03-25 | 0 |  | 2015-04-01 |  | 0.12675 | 0.10781 | 0.14563 |  | 3.25 | 0.12765 | 0.011026 | 0.10873 | 0.11045 | 0.1181 | 0.12766 | 0.1372 | 0.14483 | 0.14654 | 0.00091
|  | 2006-01-23 | 0.062 | [9 empty] | 2011-01-17 | 1028.663 | [10 empty] | 2005-03-26 | 0 |  | 2015-05-01 |  | 0.095223 | 0.090631 | 0.099812 |  | 3.3333 | 0.096139 | 0.0026768 | 0.09155 | 0.091966 | 0.093823 | 0.096141 | 0.098458 | 0.10031 | 0.10073 | 0.000918
|  | 2006-02-14 | 0.04 | [9 empty] | 2011-01-24 | 1028.775 | [10 empty] | 2005-03-27 | 0 |  | 2015-06-01 |  | 0.096663 | 0.091416 | 0.10191 |  | 3.4167 | 0.09758 | 0.0030592 | 0.092334 | 0.09281 | 0.094932 | 0.097582 | 0.10023 | 0.10235 | 0.10283 | 0.00092
|  | 2006-03-24 | 0.044 | [9 empty] | 2011-01-31 | 1028.847 | [10 empty] | 2005-03-28 | 0 |  | 2015-07-01 |  | 0.098677 | 0.092512 | 0.10484 |  | 3.5 | 0.099593 | 0.0035938 | 0.093431 | 0.09399 | 0.096483 | 0.099596 | 0.10271 | 0.10519 | 0.10576 | 0.00092
|  | 2006-04-25 | 0.045 | [9 empty] | 2011-02-07 | 1028.921 | [10 empty] | 2005-03-29 | 0 |  | 2015-08-01 |  | 0.10401 | 0.095416 | 0.11259 |  | 3.5833 | 0.10492 | 0.0050078 | 0.096334 | 0.097114 | 0.10059 | 0.10493 | 0.10926 | 0.11273 | 0.11351 | 0.00092
|  | 2006-05-09 | 0.17 | [9 empty] | 2011-02-14 | 1029.016 | [10 empty] | 2005-03-30 | 0 |  | 2015-09-01 |  | 0.10704 | 0.097067 | 0.117 |  | 3.6667 | 0.10795 | 0.0058111 | 0.097984 | 0.09889 | 0.10292 | 0.10796 | 0.11299 | 0.11701 | 0.11791 | 0.00091
|  | 2006-05-18 | 0.03 | [9 empty] | 2011-02-21 | 1029.092 | [10 empty] | 2005-03-31 | 0 |  | 2015-10-01 |  | 0.10961 | 0.09847 | 0.12074 |  | 3.75 | 0.11053 | 0.0064936 | 0.099387 | 0.1004 | 0.10491 | 0.11053 | 0.11615 | 0.12065 | 0.12166 | 0.00092
|  | 2006-05-23 | 0.035 | [9 empty] | 2011-02-28 | 1029.16 | [10 empty] | 2005-04-01 | 0 |  | 2015-11-01 |  | 0.11586 | 0.10187 | 0.12981 |  | 3.8333 | 0.11677 | 0.0081466 | 0.10279 | 0.10406 | 0.10971 | 0.11677 | 0.12382 | 0.12946 | 0.13073 | 0.00092
|  | 2006-05-30 | 0.028 | [9 empty] | 2011-03-07 | 1029.224 | [10 empty] | 2005-04-02 | 0 |  | 2015-12-01 |  | 0.11963 | 0.10393 | 0.1353 |  | 3.9167 | 0.12054 | 0.0091454 | 0.10485 | 0.10627 | 0.11262 | 0.12055 | 0.12846 | 0.13479 | 0.13621 | 0.00091
|  | 2006-06-06 | 0.022 | [9 empty] | 2011-03-14 | 1029.29 | [10 empty] | 2005-04-03 | 0 |  | 2016-01-01 |  | 0.12636 | 0.1076 | 0.14507 |  | 4 | 0.12726 | 0.010924 | 0.10852 | 0.11022 | 0.11781 | 0.12727 | 0.13673 | 0.14428 | 0.14598 | 0.00091
|  | 2006-06-19 | 0.027 | [9 empty] | 2011-03-21 | 1029.343 | [10 empty] | 2005-04-04 | 0 |  | 2016-02-01 |  | 0.12356 | 0.10607 | 0.141 |  | 4.0833 | 0.12446 | 0.010184 | 0.10699 | 0.10858 | 0.11565 | 0.12447 | 0.13329 | 0.14033 | 0.14191 | 0.00091
|  | 2006-06-20 | 0.026 | [9 empty] | 2011-03-24 | 1029.323 | [10 empty] | 2005-04-05 | 0 |  | 2016-03-01 |  | 0.13814 | 0.11403 | 0.16216 |  | 4.1667 | 0.13903 | 0.014033 | 0.11494 | 0.11714 | 0.12688 | 0.13905 | 0.15119 | 0.16089 | 0.16307 | 0.00091
|  | 2006-07-11 | 0.016 | [9 empty] | 2011-03-28 | 1029.347 | [10 empty] | 2005-04-06 | 0 |  | 2016-04-01 |  | 0.12675 | 0.10781 | 0.14563 |  | 4.25 | 0.12765 | 0.011026 | 0.10873 | 0.11045 | 0.1181 | 0.12766 | 0.1372 | 0.14483 | 0.14654 | 0.00091
|  | 2006-07-17 | 0.023 | [9 empty] | 2011-03-31 | 1029.297 | [10 empty] | 2005-04-07 | 0 |  | 2016-05-01 |  | 0.095223 | 0.090631 | 0.099812 |  | 4.3333 | 0.096139 | 0.0026768 | 0.09155 | 0.091966 | 0.093823 | 0.096141 | 0.098458 | 0.10031 | 0.10073 | 0.000918
|  | 2006-07-18 | 0.033 | [9 empty] | 2011-04-04 | 1029.205 | [10 empty] | 2005-04-08 | 0 |  | 2016-06-01 |  | 0.096663 | 0.091416 | 0.10191 |  | 4.4167 | 0.09758 | 0.0030592 | 0.092334 | 0.09281 | 0.094932 | 0.097582 | 0.10023 | 0.10235 | 0.10283 | 0.00092
|  | 2006-07-25 | 0.028 | [9 empty] | 2011-04-07 | 1029.029 | [10 empty] | 2005-04-09 | 0 |  | 2016-07-01 |  | 0.098677 | 0.092512 | 0.10484 |  | 4.5 | 0.099593 | 0.0035938 | 0.093431 | 0.09399 | 0.096483 | 0.099596 | 0.10271 | 0.10519 | 0.10576 | 0.00092
|  | 2006-08-01 | 0.023 | [9 empty] | 2011-04-11 | 1028.858 | [10 empty] | 2005-04-10 | 0 |  | 2016-08-01 |  | 0.10401 | 0.095416 | 0.11259 |  | 4.5833 | 0.10492 | 0.0050078 | 0.096334 | 0.097114 | 0.10059 | 0.10493 | 0.10926 | 0.11273 | 0.11351 | 0.00092
|  | 2006-08-15 | 0.028 | [9 empty] | 2011-04-14 | 1028.728 | [10 empty] | 2005-04-11 | 0 |  | 2016-09-01 |  | 0.10704 | 0.097067 | 0.117 |  | 4.6667 | 0.10795 | 0.0058111 | 0.097984 | 0.09889 | 0.10292 | 0.10796 | 0.11299 | 0.11701 | 0.11791 | 0.00091
|  | 2006-08-21 | 0.026 | [9 empty] | 2011-04-18 | 1028.634 | [10 empty] | 2005-04-12 | 0 |  | 2016-10-01 |  | 0.10961 | 0.09847 | 0.12074 |  | 4.75 | 0.11053 | 0.0064936 | 0.099387 | 0.1004 | 0.10491 | 0.11053 | 0.11615 | 0.12065 | 0.12166 | 0.00092
|  | 2006-08-22 | 0.027 | [9 empty] | 2011-04-21 | 1028.581 | [10 empty] | 2005-04-13 | 0 |  | 2016-11-01 |  | 0.11586 | 0.10187 | 0.12981 |  | 4.8333 | 0.11677 | 0.0081466 | 0.10279 | 0.10406 | 0.10971 | 0.11677 | 0.12382 | 0.12946 | 0.13073 | 0.00092
|  | 2006-08-29 | 0.039 | [9 empty] | 2011-04-25 | 1028.472 | [10 empty] | 2005-04-14 | 0 |  | 2016-12-01 |  | 0.11963 | 0.10393 | 0.1353 |  | 4.9167 | 0.12054 | 0.0091454 | 0.10485 | 0.10627 | 0.11262 | 0.12055 | 0.12846 | 0.13479 | 0.13621 | 0.00091
|  | 2006-09-05 | 0.025 | [9 empty] | 2011-04-28 | 1028.403 | [10 empty] | 2005-04-15 | 0 |  | 2017-01-01 |  | 0.12636 | 0.1076 | 0.14507 |  | 5 | 0.12726 | 0.010924 | 0.10852 | 0.11022 | 0.11781 | 0.12727 | 0.13673 | 0.14428 | 0.14598 | 0.00091
|  | 2006-09-12 | 0.018 | [9 empty] | 2011-05-02 | 1028.536 | [10 empty] | 2005-04-16 | 0 |  | 2017-02-01 |  | 0.12356 | 0.10607 | 0.141 |  | 5.0833 | 0.12446 | 0.010184 | 0.10699 | 0.10858 | 0.11565 | 0.12447 | 0.13329 | 0.14033 | 0.14191 | 0.00091
|  | 2006-10-17 | 0.032 | [9 empty] | 2011-05-05 | 1028.628 | [10 empty] | 2005-04-17 | 0 |  | 2017-03-01 |  | 0.13814 | 0.11403 | 0.16216 |  | 5.1667 | 0.13903 | 0.014033 | 0.11494 | 0.11714 | 0.12688 | 0.13905 | 0.15119 | 0.16089 | 0.16307 | 0.00091
|  | 2006-11-14 | 0.052 | [9 empty] | 2011-05-09 | 1028.54 | [10 empty] | 2005-04-18 | 0 |  | 2017-04-01 |  | 0.12675 | 0.10781 | 0.14563 |  | 5.25 | 0.12765 | 0.011026 | 0.10873 | 0.11045 | 0.1181 | 0.12766 | 0.1372 | 0.14483 | 0.14654 | 0.00091
|  | 2006-12-13 | 0.06 | [9 empty] | 2011-05-12 | 1028.403 | [10 empty] | 2005-04-19 | 0 |  | 2017-05-01 |  | 0.095223 | 0.090631 | 0.099812 |  | 5.3333 | 0.096139 | 0.0026768 | 0.09155 | 0.091966 | 0.093823 | 0.096141 | 0.098458 | 0.10031 | 0.10073 | 0.000918
|  | 2007-01-16 | 0.053 | [9 empty] | 2011-05-16 | 1028.249 | [10 empty] | 2005-04-20 | 0 |  | 2017-06-01 |  | 0.096663 | 0.091416 | 0.10191 |  | 5.4167 | 0.09758 | 0.0030592 | 0.092334 | 0.09281 | 0.094932 | 0.097582 | 0.10023 | 0.10235 | 0.10283 | 0.00092
|  | 2007-02-13 | 0.031 | [9 empty] | 2011-05-19 | 1028.178 | [10 empty] | 2005-04-21 | 0 |  | 2017-07-01 |  | 0.098677 | 0.092512 | 0.10484 |  | 5.5 | 0.099593 | 0.0035938 | 0.093431 | 0.09399 | 0.096483 | 0.099596 | 0.10271 | 0.10519 | 0.10576 | 0.00092
|  | 2007-02-15 | 0.031 | [9 empty] | 2011-05-23 | 1028.087 | [10 empty] | 2005-04-22 | 0 |  | 2017-08-01 |  | 0.10401 | 0.095416 | 0.11259 |  | 5.5833 | 0.10492 | 0.0050078 | 0.096334 | 0.097114 | 0.10059 | 0.10493 | 0.10926 | 0.11273 | 0.11351 | 0.00092
|  | 2007-03-12 | 0.024 | [9 empty] | 2011-05-26 | 1027.989 | [10 empty] | 2005-04-23 | 0 |  | 2017-09-01 |  | 0.10704 | 0.097067 | 0.117 |  | 5.6667 | 0.10795 | 0.0058111 | 0.097984 | 0.09889 | 0.10292 | 0.10796 | 0.11299 | 0.11701 | 0.11791 | 0.00091
|  | 2007-04-10 | 0.22 | [9 empty] | 2011-05-30 | 1027.89 | [10 empty] | 2005-04-24 | 0 |  | 2017-10-01 |  | 0.10961 | 0.09847 | 0.12074 |  | 5.75 | 0.11053 | 0.0064936 | 0.099387 | 0.1004 | 0.10491 | 0.11053 | 0.11615 | 0.12065 | 0.12166 | 0.00092
|  | 2007-04-19 | 0.07 | [9 empty] | 2011-06-06 | 1027.664 | [10 empty] | 2005-04-25 | 0 |  | 2017-11-01 |  | 0.11586 | 0.10187 | 0.12981 |  | 5.8333 | 0.11677 | 0.0081466 | 0.10279 | 0.10406 | 0.10971 | 0.11677 | 0.12382 | 0.12946 | 0.13073 | 0.00092
|  | 2007-05-14 | 0.043 | [9 empty] | 2011-06-09 | 1027.606 | [10 empty] | 2005-04-26 | 0 |  | 2017-12-01 |  | 0.11963 | 0.10393 | 0.1353 |  | 5.9167 | 0.12054 | 0.0091454 | 0.10485 | 0.10627 | 0.11262 | 0.12055 | 0.12846 | 0.13479 | 0.13621 | 0.00091
|  | 2007-05-15 | 0.045 | [9 empty] | 2011-06-13 | 1027.634 | [10 empty] | 2005-04-27 | 0 |  | 2018-01-01 |  | 0.12636 | 0.1076 | 0.14507 |  | 6 | 0.12726 | 0.010924 | 0.10852 | 0.11022 | 0.11781 | 0.12727 | 0.13673 | 0.14428 | 0.14598 | 0.00091
|  | 2007-05-22 | 0.034 | [9 empty] | 2011-06-16 | 1027.641 | [10 empty] | 2005-04-28 | 0 |  | 2018-02-01 |  | 0.12356 | 0.10607 | 0.141 |  | 6.0833 | 0.12446 | 0.010184 | 0.10699 | 0.10858 | 0.11565 | 0.12447 | 0.13329 | 0.14033 | 0.14191 | 0.00091
|  | 2007-05-29 | 0.016 | [9 empty] | 2011-06-20 | 1027.616 | [10 empty] | 2005-04-29 | 0 |  | 2018-03-01 |  | 0.13814 | 0.11403 | 0.16216 |  | 6.1667 | 0.13903 | 0.014033 | 0.11494 | 0.11714 | 0.12688 | 0.13905 | 0.15119 | 0.16089 | 0.16307 | 0.00091
|  | 2007-06-05 | 0.014 | [9 empty] | 2011-06-23 | 1027.643 | [10 empty] | 2005-04-30 | 0 |  | 2018-04-01 |  | 0.12675 | 0.10781 | 0.14563 |  | 6.25 | 0.12765 | 0.011026 | 0.10873 | 0.11045 | 0.1181 | 0.12766 | 0.1372 | 0.14483 | 0.14654 | 0.00091
|  | 2007-06-12 | 0.016 | [9 empty] | 2011-06-27 | 1027.66 | [10 empty] | 2005-05-01 | 0 |  | 2018-05-01 |  | 0.095223 | 0.090631 | 0.099812 |  | 6.3333 | 0.096139 | 0.0026768 | 0.09155 | 0.091966 | 0.093823 | 0.096141 | 0.098458 | 0.10031 | 0.10073 | 0.000918
|  | 2007-06-18 | 0.019 | [9 empty] | 2011-07-04 | 1027.837 | [10 empty] | 2005-05-02 | 0 |  | 2018-06-01 |  | 0.096663 | 0.091416 | 0.10191 |  | 6.4167 | 0.09758 | 0.0030592 | 0.092334 | 0.09281 | 0.094932 | 0.097582 | 0.10023 | 0.10235 | 0.10283 | 0.00092
|  | 2007-06-19 | 0.019 | [9 empty] | 2011-07-07 | 1027.889 | [10 empty] | 2005-05-03 | 166.78 |  | 2018-07-01 |  | 0.098677 | 0.092512 | 0.10484 |  | 6.5 | 0.099593 | 0.0035938 | 0.093431 | 0.09399 | 0.096483 | 0.099596 | 0.10271 | 0.10519 | 0.10576 | 0.00092
|  | 2007-06-26 | 0.02 | [9 empty] | 2011-07-11 | 1027.961 | [10 empty] | 2005-05-04 | 230.41 |  | 2018-08-01 |  | 0.10401 | 0.095416 | 0.11259 |  | 6.5833 | 0.10492 | 0.0050078 | 0.096334 | 0.097114 | 0.10059 | 0.10493 | 0.10926 | 0.11273 | 0.11351 | 0.00092
|  | 2007-07-03 | 0.019 | [9 empty] | 2011-07-14 | 1027.98 | [10 empty] | 2005-05-05 | 254.55 |  | 2018-09-01 |  | 0.10704 | 0.097067 | 0.117 |  | 6.6667 | 0.10795 | 0.0058111 | 0.097984 | 0.09889 | 0.10292 | 0.10796 | 0.11299 | 0.11701 | 0.11791 | 0.00091
|  | 2007-07-10 | 0.066 | [9 empty] | 2011-07-18 | 1027.939 | [10 empty] | 2005-05-06 | 133.86 |  | 2018-10-01 |  | 0.10961 | 0.09847 | 0.12074 |  | 6.75 | 0.11053 | 0.0064936 | 0.099387 | 0.1004 | 0.10491 | 0.11053 | 0.11615 | 0.12065 | 0.12166 | 0.00092
|  | 2007-07-16 | 0.025 | [9 empty] | 2011-07-25 | 1028.053 | [10 empty] | 2005-05-07 | 133.86 |  | 2018-11-01 |  | 0.11586 | 0.10187 | 0.12981 |  | 6.8333 | 0.11677 | 0.0081466 | 0.10279 | 0.10406 | 0.10971 | 0.11677 | 0.12382 | 0.12946 | 0.13073 | 0.00092
|  | 2007-07-17 | 0.023 | [9 empty] | 2011-07-28 | 1028.011 | [10 empty] | 2005-05-08 | 133.86 |  | 2018-12-01 |  | 0.11963 | 0.10393 | 0.1353 |  | 6.9167 | 0.12054 | 0.0091454 | 0.10485 | 0.10627 | 0.11262 | 0.12055 | 0.12846 | 0.13479 | 0.13621 | 0.00091
|  | 2007-07-24 | 0.031 | [9 empty] | 2011-08-01 | 1028.013 | [10 empty] | 2005-05-09 | 133.86 |  | 2019-01-01 |  | 0.12636 | 0.1076 | 0.14507 |  | 7 | 0.12726 | 0.010924 | 0.10852 | 0.11022 | 0.11781 | 0.12727 | 0.13673 | 0.14428 | 0.14598 | 0.00091
|  | 2007-07-31 | 0.022 | [9 empty] | 2011-08-04 | 1028.024 | [10 empty] | 2005-05-10 | 38.246 |  | 2019-02-01 |  | 0.12356 | 0.10607 | 0.141 |  | 7.0833 | 0.12446 | 0.010184 | 0.10699 | 0.10858 | 0.11565 | 0.12447 | 0.13329 | 0.14033 | 0.14191 | 0.00091
|  | 2007-08-07 | 0.026 | [9 empty] | 2011-08-08 | 1028.017 | [10 empty] | 2005-05-11 | 38.246 |  | 2019-03-01 |  | 0.13814 | 0.11403 | 0.16216 |  | 7.1667 | 0.13903 | 0.014033 | 0.11494 | 0.11714 | 0.12688 | 0.13905 | 0.15119 | 0.16089 | 0.16307 | 0.00091
|  | 2007-08-13 | 0.033 | [9 empty] | 2011-08-11 | 1027.981 | [10 empty] | 2005-05-12 | 38.246 |  | 2019-04-01 |  | 0.12675 | 0.10781 | 0.14563 |  | 7.25 | 0.12765 | 0.011026 | 0.10873 | 0.11045 | 0.1181 | 0.12766 | 0.1372 | 0.14483 | 0.14654 | 0.00091
|  | 2007-08-14 | 0.032 | [9 empty] | 2011-08-15 | 1028.003 | [10 empty] | 2005-05-13 | 38.246 |  | 2019-05-01 |  | 0.095223 | 0.090631 | 0.099812 |  | 7.3333 | 0.096139 | 0.0026768 | 0.09155 | 0.091966 | 0.093823 | 0.096141 | 0.098458 | 0.10031 | 0.10073 | 0.000918
|  | 2007-08-21 | 0.0735 | [9 empty] | 2011-08-18 | 1028.016 | [10 empty] | 2005-05-14 | 38.246 |  | 2019-06-01 |  | 0.096663 | 0.091416 | 0.10191 |  | 7.4167 | 0.09758 | 0.0030592 | 0.092334 | 0.09281 | 0.094932 | 0.097582 | 0.10023 | 0.10235 | 0.10283 | 0.00092
|  | 2007-08-28 | 0.034 | [9 empty] | 2011-08-22 | 1028.045 | [10 empty] | 2005-05-15 | 38.246 |  | 2019-07-01 |  | 0.098677 | 0.092512 | 0.10484 |  | 7.5 | 0.099593 | 0.0035938 | 0.093431 | 0.09399 | 0.096483 | 0.099596 | 0.10271 | 0.10519 | 0.10576 | 0.00092
|  | 2007-09-04 | 0.038 | [9 empty] | 2011-08-25 | 1028.054 | [10 empty] | 2005-05-16 | 38.246 |  | 2019-08-01 |  | 0.10401 | 0.095416 | 0.11259 |  | 7.5833 | 0.10492 | 0.0050078 | 0.096334 | 0.097114 | 0.10059 | 0.10493 | 0.10926 | 0.11273 | 0.11351 | 0.00092
|  | 2007-09-10 | 0.038 | [9 empty] | 2011-08-29 | 1028.055 | [10 empty] | 2005-05-17 | 0 |  | 2019-09-01 |  | 0.10704 | 0.097067 | 0.117 |  | 7.6667 | 0.10795 | 0.0058111 | 0.097984 | 0.09889 | 0.10292 | 0.10796 | 0.11299 | 0.11701 | 0.11791 | 0.00091
|  | 2007-09-11 | 0.033 | [9 empty] | 2011-09-01 | 1028.045 | [10 empty] | 2005-05-18 | 0 |  | 2019-10-01 |  | 0.10961 | 0.09847 | 0.12074 |  | 7.75 | 0.11053 | 0.0064936 | 0.099387 | 0.1004 | 0.10491 | 0.11053 | 0.11615 | 0.12065 | 0.12166 | 0.00092
|  | 2007-09-17 | 0.027 | [9 empty] | 2011-09-05 | 1028.03 | [10 empty] | 2005-05-19 | 0 |  | 2019-11-01 |  | 0.11586 | 0.10187 | 0.12981 |  | 7.8333 | 0.11677 | 0.0081466 | 0.10279 | 0.10406 | 0.10971 | 0.11677 | 0.12382 | 0.12946 | 0.13073 | 0.00092
|  | 2007-09-25 | 0.0225 | [9 empty] | 2011-09-08 | 1028.053 | [10 empty] | 2005-05-20 | 0 |  | 2019-12-01 |  | 0.11963 | 0.10393 | 0.1353 |  | 7.9167 | 0.12054 | 0.0091454 | 0.10485 | 0.10627 | 0.11262 | 0.12055 | 0.12846 | 0.13479 | 0.13621 | 0.00091
|  | 2007-10-23 | 0.07 | [9 empty] | 2011-09-12 | 1028.086 | [10 empty] | 2005-05-21 | 0 |  | 2020-01-01 |  | 0.12636 | 0.1076 | 0.14507 |  | 8 | 0.12726 | 0.010924 | 0.10852 | 0.11022 | 0.11781 | 0.12727 | 0.13673 | 0.14428 | 0.14598 | 0.00091
|  | 2007-10-25 | 0.0789 | [9 empty] | 2011-09-15 | 1028.073 | [10 empty] | 2005-05-22 | 0 |  | 2020-02-01 |  | 0.12356 | 0.10607 | 0.141 |  | 8.0833 | 0.12446 | 0.010184 | 0.10699 | 0.10858 | 0.11565 | 0.12447 | 0.13329 | 0.14033 | 0.14191 | 0.00091
|  | 2007-10-29 | 0.069 | [9 empty] | 2011-09-19 | 1028.043 | [10 empty] | 2005-05-23 | 0 |  | 2020-03-01 |  | 0.13814 | 0.11403 | 0.16216 |  | 8.1667 | 0.13903 | 0.014033 | 0.11494 | 0.11714 | 0.12688 | 0.13905 | 0.15119 | 0.16089 | 0.16307 | 0.00091
|  | 2007-11-13 | [10 empty] | 2011-09-22 | 1027.741 | [10 empty] | 2005-05-24 | 0 |  | 2020-04-01 |  | 0.12675 | 0.10781 | 0.14563 |  | 8.25 | 0.12765 | 0.011026 | 0.10873 | 0.11045 | 0.1181 | 0.12766 | 0.1372 | 0.14483 | 0.14654 | 0.00091
|  | 2007-11-14 | 0.051 | [9 empty] | 2011-09-26 | 1027.344 | [10 empty] | 2005-05-25 | 0 |  | 2020-05-01 |  | 0.095223 | 0.090631 | 0.099812 |  | 8.3333 | 0.096139 | 0.0026768 | 0.09155 | 0.091966 | 0.093823 | 0.096141 | 0.098458 | 0.10031 | 0.10073 | 0.000918
|  | 2007-11-21 | 0.0508 | [9 empty] | 2011-09-30 | 1026.939 | [10 empty] | 2005-05-26 | 6.8148 |  | 2020-06-01 |  | 0.096663 | 0.091416 | 0.10191 |  | 8.4167 | 0.09758 | 0.0030592 | 0.092334 | 0.09281 | 0.094932 | 0.097582 | 0.10023 | 0.10235 | 0.10283 | 0.00092
|  | 2007-12-10 | 0.052 | [9 empty] | 2011-10-03 | 1027.022 | [10 empty] | 2005-05-27 | 27.262 |  | 2020-07-01 |  | 0.098677 | 0.092512 | 0.10484 |  | 8.5 | 0.099593 | 0.0035938 | 0.093431 | 0.09399 | 0.096483 | 0.099596 | 0.10271 | 0.10519 | 0.10576 | 0.00092
|  | 2007-12-13 | 0.0517 | [9 empty] | 2011-10-11 | 1027.222 | [10 empty] | 2005-05-28 | 27.262 |  | 2020-08-01 |  | 0.10401 | 0.095416 | 0.11259 |  | 8.5833 | 0.10492 | 0.0050078 | 0.096334 | 0.097114 | 0.10059 | 0.10493 | 0.10926 | 0.11273 | 0.11351 | 0.00092
|  | 2008-01-08 | 0.049 | [9 empty] | 2011-10-17 | 1027.511 | [10 empty] | 2005-05-29 | 27.262 |  | 2020-09-01 |  | 0.10704 | 0.097067 | 0.117 |  | 8.6667 | 0.10795 | 0.0058111 | 0.097984 | 0.09889 | 0.10292 | 0.10796 | 0.11299 | 0.11701 | 0.11791 | 0.00091
|  | 2008-01-24 | 0.0498 | [9 empty] | 2011-10-24 | 1027.579 | [10 empty] | 2005-05-30 | 27.262 |  | 2020-10-01 |  | 0.10961 | 0.09847 | 0.12074 |  | 8.75 | 0.11053 | 0.0064936 | 0.099387 | 0.1004 | 0.10491 | 0.11053 | 0.11615 | 0.12065 | 0.12166 | 0.00092
|  | 2008-02-19 | 0.052 | [9 empty] | 2011-10-31 | 1027.766 | [10 empty] | 2005-05-31 | 55.659 |  | 2020-11-01 |  | 0.11586 | 0.10187 | 0.12981 |  | 8.8333 | 0.11677 | 0.0081466 | 0.10279 | 0.10406 | 0.10971 | 0.11677 | 0.12382 | 0.12946 | 0.13073 | 0.00092
|  | 2008-02-20 | 0.0481 | [9 empty] | 2011-11-07 | 1027.92 | [10 empty] | 2005-06-01 | 55.659 |  | 2020-12-01 |  | 0.11963 | 0.10393 | 0.1353 |  | 8.9167 | 0.12054 | 0.0091454 | 0.10485 | 0.10627 | 0.11262 | 0.12055 | 0.12846 | 0.13479 | 0.13621 | 0.00091
|  | 2008-03-11 | 0.0555 | [9 empty] | 2011-11-14 | 1028.087 | [10 empty] | 2005-06-02 | 30.897 |  | 2021-01-01 |  | 0.12636 | 0.1076 | 0.14507 |  | 9 | 0.12726 | 0.010924 | 0.10852 | 0.11022 | 0.11781 | 0.12727 | 0.13673 | 0.14428 | 0.14598 | 0.00091
|  | 2008-03-18 | 0.058 | [9 empty] | 2011-11-22 | 1028.264 | [10 empty] | 2005-06-03 | 30.897 |  | 2021-02-01 |  | 0.12356 | 0.10607 | 0.141 |  | 9.0833 | 0.12446 | 0.010184 | 0.10699 | 0.10858 | 0.11565 | 0.12447 | 0.13329 | 0.14033 | 0.14191 | 0.00091
|  | 2008-04-14 | 0.1 | [9 empty] | 2011-11-28 | 1027.792 | [10 empty] | 2005-06-04 | 30.897 |  | 2021-03-01 |  | 0.13814 | 0.11403 | 0.16216 |  | 9.1667 | 0.13903 | 0.014033 | 0.11494 | 0.11714 | 0.12688 | 0.13905 | 0.15119 | 0.16089 | 0.16307 | 0.00091
|  | 2008-04-15 | 0.096 | [9 empty] | 2011-12-05 | 1027.617 | [10 empty] | 2005-06-05 | 30.897 |  | 2021-04-01 |  | 0.12675 | 0.10781 | 0.14563 |  | 9.25 | 0.12765 | 0.011026 | 0.10873 | 0.11045 | 0.1181 | 0.12766 | 0.1372 | 0.14483 | 0.14654 | 0.00091
|  | 2008-04-22 | 0.089 | [9 empty] | 2011-12-13 | 1027.339 | [10 empty] | 2005-06-06 | 30.897 |  | 2021-05-01 |  | 0.095223 | 0.090631 | 0.099812 |  | 9.3333 | 0.096139 | 0.0026768 | 0.09155 | 0.091966 | 0.093823 | 0.096141 | 0.098458 | 0.10031 | 0.10073 | 0.000918
|  | 2008-04-29 | 0.1295 | [9 empty] | 2012-01-03 | 1027.796 | [10 empty] | 2005-06-07 | 18.174 |  | 2021-06-01 |  | 0.096663 | 0.091416 | 0.10191 |  | 9.4167 | 0.09758 | 0.0030592 | 0.092334 | 0.09281 | 0.094932 | 0.097582 | 0.10023 | 0.10235 | 0.10283 | 0.00092
|  | 2008-05-06 | 0.12 | [9 empty] | 2012-01-10 | 1027.924 | [10 empty] | 2005-06-08 | 18.174 |  | 2021-07-01 |  | 0.098677 | 0.092512 | 0.10484 |  | 9.5 | 0.099593 | 0.0035938 | 0.093431 | 0.09399 | 0.096483 | 0.099596 | 0.10271 | 0.10519 | 0.10576 | 0.00092
|  | 2008-05-13 | 0.071 | [9 empty] | 2012-01-16 | 1028.014 | [10 empty] | 2005-06-09 | 0 |  | 2021-08-01 |  | 0.10401 | 0.095416 | 0.11259 |  | 9.5833 | 0.10492 | 0.0050078 | 0.096334 | 0.097114 | 0.10059 | 0.10493 | 0.10926 | 0.11273 | 0.11351 | 0.00092
|  | 2008-05-15 | 0.059 | [9 empty] | 2012-01-23 | 1028.152 | [10 empty] | 2005-06-10 | 0 |  | 2021-09-01 |  | 0.10704 | 0.097067 | 0.117 |  | 9.6667 | 0.10795 | 0.0058111 | 0.097984 | 0.09889 | 0.10292 | 0.10796 | 0.11299 | 0.11701 | 0.11791 | 0.00091
|  | 2008-05-20 | 0.034 | [9 empty] | 2012-01-30 | 1028.256 | [10 empty] | 2005-06-11 | 0 |  | 2021-10-01 |  | 0.10961 | 0.09847 | 0.12074 |  | 9.75 | 0.11053 | 0.0064936 | 0.099387 | 0.1004 | 0.10491 | 0.11053 | 0.11615 | 0.12065 | 0.12166 | 0.00092
|  | 2008-05-22 | 0.0266 | [9 empty] | 2012-02-06 | 1028.377 | [10 empty] | 2005-06-12 | 0 |  | 2021-11-01 |  | 0.11586 | 0.10187 | 0.12981 |  | 9.8333 | 0.11677 | 0.0081466 | 0.10279 | 0.10406 | 0.10971 | 0.11677 | 0.12382 | 0.12946 | 0.13073 | 0.00092
|  | 2008-05-26 | 0.0673 | [9 empty] | 2012-02-13 | 1028.523 | [10 empty] | 2005-06-13 | 0 |  | 2021-12-01 |  | 0.11963 | 0.10393 | 0.1353 |  | 9.9167 | 0.12054 | 0.0091454 | 0.10485 | 0.10627 | 0.11262 | 0.12055 | 0.12846 | 0.13479 | 0.13621 | 0.00091
|  | 2008-05-27 | 0.025 | [9 empty] | 2012-02-20 | 1028.576 | [10 empty] | 2005-06-14 | 0 |  | 2022-01-01 |  | 0.12636 | 0.1076 | 0.14507 |  | 10 | 0.12726 | 0.010924 | 0.10852 | 0.11022 | 0.11781 | 0.12727 | 0.13673 | 0.14428 | 0.14598 | 0.00091
|  | 2008-06-03 | 0.015 | [9 empty] | 2012-02-27 | 1028.651 | [10 empty] | 2005-06-15 | 0 | [12 empty] | 10
|  | 2008-06-10 | 0.025 | [9 empty] | 2012-03-05 | 1028.722 | [10 empty] | 2005-06-16 | 0
|  | 2008-06-16 | 0.021 | [9 empty] | 2012-03-12 | 1028.799 | [10 empty] | 2005-06-17 | 0
|  | 2008-06-17 | 0.018 | [9 empty] | 2012-03-19 | 1028.862 | [10 empty] | 2005-06-18 | 0
|  | 2008-06-24 | 0.02595 | [9 empty] | 2012-03-26 | 1028.93 | [10 empty] | 2005-06-19 | 0
|  | 2008-07-01 | 0.041 | [9 empty] | 2012-04-02 | 1029.005 | [10 empty] | 2005-06-20 | 0
|  | 2008-07-08 | 0.026 | [9 empty] | 2012-01-01 | 1027.796 | 1027.796 | 1027.796 | [8 empty] | 2005-06-21 | 0
|  | 2008-07-14 | 0.022 | [9 empty] | 2012-02-01 | 1027.1583 | 1027.1583 | 1027.1583 | [8 empty] | 2005-06-22 | 0
|  | 2008-07-16 | 0.031 | [9 empty] | 2012-03-01 | 1026.8325 | 1026.8325 | 1027.3612 | [8 empty] | 2005-06-23 | 0
|  | 2008-07-22 | 0.022 | [9 empty] | 2012-04-01 | 1026.6663 | 1026.6663 | 1027.5592 | [8 empty] | 2005-06-24 | 0
|  | 2008-07-30 | 0.0246 | [9 empty] | 2012-05-01 | 1026.5831 | 1026.5831 | 1027.7728 | [8 empty] | 2005-06-25 | 0
|  | 2008-07-31 | 0.027 | [9 empty] | 2012-06-01 | 1026.5427 | 1026.5425 | 1029.4474 | [8 empty] | 2005-06-26 | 0
|  | 2008-08-05 | 0.033 | [9 empty] | 2012-07-01 | 1026.5214 | 1026.5212 | 1028.0145 | [8 empty] | 2005-06-27 | 0
|  | 2008-08-11 | 0.028 | [9 empty] | 2012-08-01 | 1026.5107 | 1026.5106 | 1027.2678 | [8 empty] | 2005-06-28 | 60.203
|  | 2008-08-12 | 0.032 | [9 empty] | 2012-09-01 | 1026.5054 | 1026.5054 | 1028.8734 | [8 empty] | 2005-06-29 | 60.203
|  | 2008-08-19 | 0.031 | [9 empty] | 2012-10-01 | 1026.5027 | 1026.5027 | 1027.7124 | [8 empty] | 2005-06-30 | 102.23
|  | 2008-08-28 | 0.018 | [9 empty] | 2012-11-01 | 1026.5013 | 1026.5013 | 1027.4097 | [8 empty] | 2005-07-01 | 79.513
|  | 2008-09-02 | 0.023 | [9 empty] | 2012-12-01 | 1026.5006 | 1026.5006 | 1027.7849 | [8 empty] | 2005-07-02 | 79.513
|  | 2008-09-02 09:20 | [10 empty] | 2013-01-01 | 1026.5004 | 1026.5004 | 1028.0135 | [8 empty] | 2005-07-03 | 79.513
|  | 2008-09-09 | 0.016 | [9 empty] | 2013-02-01 | 1026.5001 | 1026.5001 | 1027.2673 | [8 empty] | 2005-07-04 | 79.513
|  | 2008-09-09 11:45 | [10 empty] | 2013-03-01 | 1026.5001 | 1026.5001 | 1026.8894 | [8 empty] | 2005-07-05 | 79.513
|  | 2008-09-15 | 0.025 | [9 empty] | 2013-04-01 | 1026.5 | 1026.5 | 1026.8724 | [8 empty] | 2005-07-06 | 41.649
|  | 2008-09-15 11:50 | [10 empty] | 2013-05-01 | 1026.5 | 1026.5 | 1027.0591 | [8 empty] | 2005-07-07 | 41.649
|  | 2008-09-16 | 0.023 | [9 empty] | 2013-06-01 | 1026.5007 | 1026.5 | 1029.4481 | [8 empty] | 2005-07-08 | 41.649
|  | 2008-09-16 09:05 | [10 empty] | 2013-07-01 | 1026.5004 | 1026.5 | 1028.1882 | [8 empty] | 2005-07-09 | 0
|  | 2008-09-18 | 0.0249 | [9 empty] | 2013-08-01 | 1026.5002 | 1026.5 | 1027.3577 | [8 empty] | 2005-07-10 | 0
|  | 2008-09-23 | 0.031 | [9 empty] | 2013-09-01 | 1026.5001 | 1026.5 | 1028.9966 | [8 empty] | 2005-07-11 | 0
|  | 2008-09-23 08:30 | 0.031 | [9 empty] | 2013-10-01 | 1026.5 | 1026.5 | 1027.7761 | [8 empty] | 2005-07-12 | 56.98
|  | 2008-09-30 | 0.036 | [9 empty] | 2013-11-01 | 1026.5 | 1026.5 | 1027.3136 | [8 empty] | 2005-07-13 | 56.98
|  | 2008-09-30 08:50 | [10 empty] | 2013-12-01 | 1026.5 | 1026.5 | 1027.8658 | [8 empty] | 2005-07-14 | 56.98
|  | 2008-10-07 | 0.029367 | [9 empty] | 2014-01-01 | 1026.5 | 1026.5 | 1027.7284 | [8 empty] | 2005-07-15 | 56.98
|  | 2008-10-07 11:00 | [10 empty] | 2014-02-01 | 1026.5 | 1026.5 | 1028.0022 | [8 empty] | 2005-07-16 | 56.98
|  | 2008-10-14 | 0.059 | [9 empty] | 2014-03-01 | 1026.5 | 1026.5 | 1028.1803 | [8 empty] | 2005-07-17 | 56.98
|  | 2008-10-14 11:40 | [10 empty] | 2014-04-01 | 1026.5 | 1026.5 | 1028.351 | [8 empty] | 2005-07-18 | 56.98
|  | 2008-10-15 | 0.06 | [9 empty] | 2014-05-01 | 1026.5 | 1026.5 | 1028.5186 | [8 empty] | 2005-07-19 | 42.517
|  | 2008-10-15 16:10 | [10 empty] | 2014-06-01 | 1026.5007 | 1026.5 | 1029.4481 | [8 empty] | 2005-07-20 | 42.517
|  | 2008-10-21 | 0.076 | [9 empty] | 2014-07-01 | 1026.5004 | 1026.5 | 1028.0149 | [8 empty] | 2005-07-21 | 42.517
|  | 2008-10-21 11:50 | [10 empty] | 2014-08-01 | 1026.5002 | 1026.5 | 1027.3376 | [8 empty] | 2005-07-22 | 42.517
|  | 2008-11-03 | [10 empty] | 2014-09-01 | 1026.5001 | 1026.5 | 1029.4597 | [8 empty] | 2005-07-23 | 42.517
|  | 2008-11-04 | 0.062 | [9 empty] | 2014-10-01 | 1026.5 | 1026.5 | 1028.0208 | [8 empty] | 2005-07-24 | 42.517
|  | 2008-11-04 10:00 | [10 empty] | 2014-11-01 | 1026.5 | 1026.5 | 1028.1804 | [8 empty] | 2005-07-25 | 42.517
|  | 2008-12-01 | 0.075 | [9 empty] | 2014-12-01 | 1026.5 | 1026.5 | 1028.49 | [8 empty] | 2005-07-26 | 42.517
|  | 2008-12-01 11:55 | [10 empty] | 2015-01-01 | 1026.5 | 1026.5 | 1028.7672 | [8 empty] | 2005-07-27 | 42.791
|  | 2008-12-10 | 0.0624 | [9 empty] | 2015-02-01 | 1026.5 | 1026.5 | 1027.6573 | [8 empty] | 2005-07-28 | 42.791
|  | 2009-02-02 | 0.1 | [9 empty] | 2015-03-01 | 1026.5 | 1026.5 | 1027.6835 | [8 empty] | 2005-07-29 | 42.791
|  | 2009-03-03 | 0.088 | [9 empty] | 2015-04-01 | 1026.5031 | 1026.5 | 1027.8416 | [8 empty] | 2005-07-30 | 42.791
|  | 2009-03-03 15:45 | 0.088 | [9 empty] | 2015-05-01 | 1026.5015 | 1026.5 | 1027.9923 | [8 empty] | 2005-07-31 | 42.791
|  | 2009-04-02 | 0.131 | [9 empty] | 2015-06-01 | 1026.5009 | 1026.5 | 1029.4481 | [8 empty] | 2005-08-01 | 42.791
|  | 2009-04-02 10:45 | 0.131 | [9 empty] | 2015-07-01 | 1026.5004 | 1026.5 | 1028.0149 | [8 empty] | 2005-08-02 | 30.722
|  | 2009-04-07 10:00 | [10 empty] | 2015-08-01 | 1026.5002 | 1026.5 | 1027.2679 | [8 empty] | 2005-08-03 | 30.722
|  | 2009-04-08 | 0.146 | [9 empty] | 2015-09-01 | 1026.5007 | 1026.5 | 1029.4545 | [8 empty] | 2005-08-04 | 30.722
|  | 2009-04-08 08:20 | 0.146 | [9 empty] | 2015-10-01 | 1026.5004 | 1026.5 | 1028.0181 | [8 empty] | 2005-08-05 | 30.722
|  | 2009-04-16 | 0.156 | [9 empty] | 2015-11-01 | 1026.5969 | 1026.5 | 1027.2697 | [8 empty] | 2005-08-06 | 30.722
|  | 2009-04-16 05:30 | 0.156 | [9 empty] | 2015-12-01 | 1026.5485 | 1026.5 | 1027.5084 | [8 empty] | 2005-08-07 | 30.722
|  | 2009-04-23 | 0.16 | [9 empty] | 2016-01-01 | 1026.5243 | 1026.5 | 1027.7899 | [8 empty] | 2005-08-08 | 30.722
|  | 2009-04-23 05:25 | 0.16 | [9 empty] | 2016-02-01 | 1026.5121 | 1026.5 | 1027.1553 | [8 empty] | 2005-08-09 | 42.321
|  | 2009-04-29 | 0.183 | [9 empty] | 2016-03-01 | 1026.5061 | 1026.5 | 1026.8309 | [8 empty] | 2005-08-10 | 42.321
|  | 2009-04-29 05:20 | 0.183 | [9 empty] | 2016-04-01 | 1026.5031 | 1026.5 | 1026.9943 | [8 empty] | 2005-08-11 | 42.321
|  | 2009-05-07 | 0.143 | [9 empty] | 2016-05-01 | 1026.5015 | 1026.5 | 1027.243 | [8 empty] | 2005-08-12 | 42.321
|  | 2009-05-07 15:00 | 0.143 | [9 empty] | 2016-06-01 | 1029.4429 | 1026.5 | 1029.4481 | [8 empty] | 2005-08-13 | 42.321
|  | 2009-05-14 | 0.0506 | [9 empty] | 2016-07-01 | 1028.0122 | 1026.5 | 1028.1865 | [8 empty] | 2005-08-14 | 42.321
|  | 2009-05-14 05:15 | 0.0506 | [9 empty] | 2016-08-01 | 1027.2666 | 1026.5 | 1027.3568 | [8 empty] | 2005-08-15 | 42.321
|  | 2009-05-14 05:25 | [10 empty] | 2016-09-01 | 1026.889 | 1026.5 | 1029.4545 | [8 empty] | 2005-08-16 | 41.694
|  | 2009-05-21 | 0.0439 | [9 empty] | 2016-10-01 | 1026.6946 | 1026.5 | 1028.0181 | [8 empty] | 2005-08-17 | 41.694
|  | 2009-05-21 05:20 | 0.0439 | [9 empty] | 2016-11-01 | 1026.5973 | 1026.5 | 1027.2745 | [8 empty] | 2005-08-18 | 41.694
|  | 2009-05-31 | 0.0176 | [9 empty] | 2016-12-01 | 1026.5486 | 1026.5 | 1027.7947 | [8 empty] | 2005-08-19 | 41.694
|  | 2009-05-31 06:10 | 0.0176 | [9 empty] | 2017-01-01 | 1026.5243 | 1026.5 | 1028.2335 | [8 empty] | 2005-08-20 | 41.694
|  | 2009-06-07 | 0.0132 | [9 empty] | 2017-02-01 | 1026.5122 | 1026.5 | 1028.5518 | [8 empty] | 2005-08-21 | 41.694
|  | 2009-06-07 16:40 | 0.0132 | [9 empty] | 2017-03-01 | 1026.5061 | 1026.5 | 1027.5459 | [8 empty] | 2005-08-22 | 41.694
|  | 2009-06-08 | 0.0182 | [9 empty] | 2017-04-01 | 1026.5031 | 1026.5 | 1027.0332 | [8 empty] | 2005-08-23 | 17.007
|  | 2009-06-08 11:55 | 0.0182 | [9 empty] | 2017-05-01 | 1026.5015 | 1026.5 | 1027.257 | [8 empty] | 2005-08-24 | 17.007
|  | 2009-06-14 | 0.0221 | [9 empty] | 2017-06-01 | 1029.443 | 1026.5 | 1029.4481 | [8 empty] | 2005-08-25 | 17.007
|  | 2009-06-14 11:55 | 0.0221 | [9 empty] | 2017-07-01 | 1028.0122 | 1026.5 | 1028.0149 | [8 empty] | 2005-08-26 | 17.007
|  | 2009-06-21 | 0.0375 | [9 empty] | 2017-08-01 | 1027.2666 | 1026.5 | 1027.3406 | [8 empty] | 2005-08-27 | 17.007
|  | 2009-06-21 01:10 | [10 empty] | 2017-09-01 | 1026.8892 | 1026.5 | 1029.4545 | [8 empty] | 2005-08-28 | 17.007
|  | 2009-06-21 13:10 | 0.0375 | [9 empty] | 2017-10-01 | 1026.6946 | 1026.5 | 1028.0181 | [8 empty] | 2005-08-29 | 17.007
|  | 2009-06-28 | 0.0379 | [9 empty] | 2017-11-01 | 1026.5973 | 1026.5 | 1028.4316 | [8 empty] | 2005-08-30 | 17.007
|  | 2009-06-28 06:05 | 0.0379 | [9 empty] | 2017-12-01 | 1026.5486 | 1026.5 | 1028.7589 | [8 empty] | 2005-08-31 | 0
|  | 2009-07-05 | 0.033 | [9 empty] | 2018-01-01 | 1026.5243 | 1026.5 | 1029.0321 | [8 empty] | 2005-09-01 | 0
|  | 2009-07-05 05:10 | 0.028 | [9 empty] | 2018-02-01 | 1026.5122 | 1026.5 | 1029.2832 | [8 empty] | 2005-09-02 | 0
|  | 2009-07-12 | 0.03 | [9 empty] | 2018-03-01 | 1026.5061 | 1026.5 | 1029.4392 | [8 empty] | 2005-09-03 | 0
|  | 2009-07-12 08:50 | 0.0337 | [9 empty] | 2018-04-01 | 1026.5031 | 1026.5 | 1029.4916 | [8 empty] | 2005-09-04 | 0
|  | 2009-07-13 | 0.0402 | [9 empty] | 2018-05-01 | 1026.5015 | 1026.5 | 1029.4531 | [8 empty] | 2005-09-05 | 0
|  | 2009-07-13 10:00 | 0.0402 | [9 empty] | 2018-06-01 | 1029.4423 | 1026.5 | 1029.4481 | [8 empty] | 2005-09-06 | 0
|  | 2009-07-19 | 0.0607 | [9 empty] | 2018-07-01 | 1028.0118 | 1026.5 | 1028.1099 | [8 empty] | 2005-09-07 | 0
|  | 2009-07-19 10:15 | 0.0607 | [9 empty] | 2018-08-01 | 1027.2664 | 1026.5 | 1027.3171 | [8 empty] | 2005-09-08 | 0
|  | 2009-07-26 08:45 | 0.0673 | [9 empty] | 2018-09-01 | 1026.889 | 1026.5 | 1029.4545 | [8 empty] | 2005-09-09 | 0
|  | 2009-08-02 | 0.0462 | [9 empty] | 2018-10-01 | 1026.6945 | 1026.5 | 1028.0181 | [8 empty] | 2005-09-10 | 0
|  | 2009-08-02 14:55 | 0.07 | [9 empty] | 2018-11-01 | 1026.5973 | 1026.5 | 1027.2697 | [8 empty] | 2005-09-11 | 0
|  | 2009-08-09 | 0.0457 | [9 empty] | 2018-12-01 | 1026.5486 | 1026.5 | 1027.5413 | [8 empty] | 2005-09-12 | 0
|  | 2009-08-09 16:50 | 0.0457 | [9 empty] | 2019-01-01 | 1026.5243 | 1026.5 | 1027.7726 | [8 empty] | 2005-09-13 | 0
|  | 2009-08-15 | 0.0483 | [9 empty] | 2019-02-01 | 1026.5122 | 1026.5 | 1027.1466 | [8 empty] | 2005-09-14 | 0
|  | 2009-08-15 13:25 | 0.0483 | [9 empty] | 2019-03-01 | 1026.5061 | 1026.5 | 1026.8264 | [8 empty] | 2005-09-15 | 0
|  | 2009-08-23 | 0.0327 | [9 empty] | 2019-04-01 | 1026.5031 | 1026.5 | 1026.9924 | [8 empty] | 2005-09-16 | 0
|  | 2009-08-23 11:00 | 0.0327 | [9 empty] | 2019-05-01 | 1026.5015 | 1026.5 | 1027.1915 | [8 empty] | 2005-09-17 | 0
|  | 2009-08-30 | 0.0407 | [9 empty] | 2019-06-01 | 1029.4424 | 1026.5 | 1029.4481 | [8 empty] | 2005-09-18 | 0
|  | 2009-08-30 09:15 | 0.0407 | [9 empty] | 2019-07-01 | 1028.0118 | 1026.5 | 1028.0149 | [8 empty] | 2005-09-19 | 0
|  | 2009-09-02 19:15 | 0.042 | [9 empty] | 2019-08-01 | 1027.2665 | 1026.5 | 1027.3606 | [8 empty] | 2005-09-20 | 106.06
|  | 2009-09-03 | 0.042 | [9 empty] | 2019-09-01 | 1026.8889 | 1026.5 | 1029.4545 | [8 empty] | 2005-09-21 | 106.06
|  | 2009-09-06 | 0.0511 | [9 empty] | 2019-10-01 | 1026.6945 | 1026.5 | 1028.0181 | [8 empty] | 2005-09-22 | 106.06
|  | 2009-09-06 09:10 | 0.0511 | [9 empty] | 2019-11-01 | 1026.5973 | 1026.5 | 1028.601 | [8 empty] | 2005-09-23 | 143.19
|  | 2009-09-13 | 0.0577 | [9 empty] | 2019-12-01 | 1026.5486 | 1026.5 | 1028.9138 | [8 empty] | 2005-09-24 | 143.19
|  | 2009-09-13 08:20 | 0.0577 | [9 empty] | 2020-01-01 | 1026.5243 | 1026.5 | 1029.1805 | [8 empty] | 2005-09-25 | 143.19
|  | 2009-09-20 | 0.0611 | [9 empty] | 2020-02-01 | 1026.5122 | 1026.5 | 1028.515 | [8 empty] | 2005-09-26 | 143.19
|  | 2009-09-20 09:40 | 0.0611 | [9 empty] | 2020-03-01 | 1026.5061 | 1026.5 | 1028.7244 | [8 empty] | 2005-09-27 | 197.5
|  | 2009-09-24 11:40 | 0.125 | [9 empty] | 2020-04-01 | 1026.5031 | 1026.5 | 1028.262 | [8 empty] | 2005-09-28 | 244.55
|  | 2009-09-24 17:10 | 0.0159 | [9 empty] | 2020-05-01 | 1026.5015 | 1026.5 | 1027.8605 | [8 empty] | 2005-09-29 | 244.55
|  | 2009-10-07 | 0.0836 | [9 empty] | 2020-06-01 | 1029.4429 | 1026.5 | 1029.4481 | [8 empty] | 2005-09-30 | 215.15
|  | 2009-10-07 11:40 | 0.082 | [9 empty] | 2020-07-01 | 1028.0125 | 1026.5 | 1028.1781 | [8 empty] | 2005-10-01 | 215.15
|  | 2009-10-07 17:49 | 0.0836 | [9 empty] | 2020-08-01 | 1027.2667 | 1026.5 | 1027.3524 | [8 empty] | 2005-10-02 | 215.15
|  | 2009-10-07 17:56 | 0.032 | [9 empty] | 2020-09-01 | 1026.8892 | 1026.5 | 1029.4545 | [8 empty] | 2005-10-03 | 215.15
|  | 2009-10-08 11:22 | 0.097 | [9 empty] | 2020-10-01 | 1026.6946 | 1026.5 | 1028.0181 | [8 empty] | 2005-10-04 | 226.2
|  | 2009-10-08 14:30 | 0.084 | [9 empty] | 2020-11-01 | 1026.5973 | 1026.5 | 1027.3201 | [8 empty] | 2005-10-05 | 226.2
|  | 2009-10-09 10:02 | 0.043 | [9 empty] | 2020-12-01 | 1026.5486 | 1026.5 | 1027.639 | [8 empty] | 2005-10-06 | 0
|  | 2009-10-09 14:49 | 0.094 | [9 empty] | 2021-01-01 | 1026.5243 | 1026.5 | 1027.9221 | [8 empty] | 2005-10-07 | 0
|  | 2009-10-10 10:53 | 0.056 | [9 empty] | 2021-02-01 | 1026.5122 | 1026.5 | 1028.1545 | [8 empty] | 2005-10-08 | 0
|  | 2009-10-10 14:38 | 0.094 | [9 empty] | 2021-03-01 | 1026.5061 | 1026.5 | 1028.3116 | [8 empty] | 2005-10-09 | 0
|  | 2009-10-11 11:55 | 0.038 | [9 empty] | 2021-04-01 | 1026.5031 | 1026.5 | 1028.4707 | [8 empty] | 2005-10-10 | 0
|  | 2009-10-11 14:40 | 0.102 | [9 empty] | 2021-05-01 | 1026.5015 | 1026.5 | 1028.6344 | [8 empty] | 2005-10-11 | 0
|  | 2009-10-12 12:05 | 0.055 | [9 empty] | 2021-06-01 | 1029.4421 | 1026.5 | 1029.4481 | [8 empty] | 2005-10-12 | 0
|  | 2009-10-12 14:35 | 0.1 | [9 empty] | 2021-07-01 | 1028.0117 | 1026.5 | 1028.1843 | [8 empty] | 2005-10-13 | 0
|  | 2009-10-16 17:40 | 0.071 | [9 empty] | 2021-08-01 | 1027.2664 | 1026.5 | 1027.3611 | [8 empty] | 2005-10-14 | 0
|  | 2009-10-17 | 0.0895 | [9 empty] | 2021-09-01 | 1026.889 | 1026.5 | 1029.4545 | [8 empty] | 2005-10-15 | 0
|  | 2009-10-17 12:25 | 0.115 | [9 empty] | 2021-10-01 | 1026.6945 | 1026.5 | 1028.0181 | [8 empty] | 2005-10-16 | 0
|  | 2009-10-17 12:35 | [10 empty] | 2021-11-01 | 1026.5973 | 1026.5 | 1028.111 | [8 empty] | 2005-10-17 | 0
|  | 2009-10-17 16:50 | 0.114 | [9 empty] | 2021-12-01 | 1026.5486 | 1026.5 | 1028.4185 | [8 empty] | 2005-10-18 | 0
|  | 2009-10-18 10:40 | 0.04 | [9 empty] | 2022-01-01 | 1026.5243 | 1026.5 | 1028.6614 | [8 empty] | 2005-10-19 | 0
|  | 2009-10-18 15:44 | 0.12 | [21 empty] | 2005-10-20 | 0
|  | 2009-10-19 11:35 | 0.053 | [21 empty] | 2005-10-21 | 0
|  | 2009-10-19 16:58 | 0.096 | [21 empty] | 2005-10-22 | 0
|  | 2009-10-20 13:05 | 0.067667 | [21 empty] | 2005-10-23 | 0
|  | 2009-10-20 16:15 | 0.091 | [21 empty] | 2005-10-24 | 0
|  | 2009-10-21 12:58 | 0.062 | [21 empty] | 2005-10-25 | 0
|  | 2009-10-21 15:28 | 0.101 | [21 empty] | 2005-10-26 | 0
|  | 2009-10-22 12:21 | 0.04 | [21 empty] | 2005-10-27 | 0
|  | 2009-10-22 15:15 | 0.111 | [21 empty] | 2005-10-28 | 0
|  | 2009-10-23 12:50 | 0.084 | [21 empty] | 2005-10-29 | 0
|  | 2009-10-23 15:30 | 0.112 | [21 empty] | 2005-10-30 | 0
|  | 2009-10-24 15:31 | 0.05 | [21 empty] | 2005-10-31 | 0
|  | 2009-10-24 16:30 | 0.125 | [21 empty] | 2005-11-01 | 0
|  | 2009-10-25 | 0.0959 | [21 empty] | 2005-11-02 | 0
|  | 2009-10-25 13:40 | 0.086 | [21 empty] | 2005-11-03 | 0
|  | 2009-10-25 15:45 | 0.118 | [21 empty] | 2005-11-04 | 0
|  | 2009-10-26 12:40 | 0.089 | [21 empty] | 2005-11-05 | 0
|  | 2009-10-26 15:45 | 0.129 | [21 empty] | 2005-11-06 | 0
|  | 2009-10-27 10:57 | 0.121 | [21 empty] | 2005-11-07 | 0
|  | 2009-10-27 15:40 | 0.098 | [21 empty] | 2005-11-08 | 0
|  | 2009-10-28 11:23 | 0.081 | [21 empty] | 2005-11-09 | 0
|  | 2009-10-28 15:24 | 0.099 | [21 empty] | 2005-11-10 | 0
|  | 2009-10-29 14:09 | 0.081 | [21 empty] | 2005-11-11 | 0
|  | 2009-10-29 15:44 | 0.09 | [21 empty] | 2005-11-12 | 0
|  | 2009-10-30 11:28 | 0.082 | [21 empty] | 2005-11-13 | 0
|  | 2009-10-30 15:48 | 0.089 | [21 empty] | 2005-11-14 | 0
|  | 2009-10-31 11:24 | 0.065 | [21 empty] | 2005-11-15 | 0
|  | 2009-10-31 15:17 | 0.078 | [21 empty] | 2005-11-16 | 0
|  | 2009-11-01 | 0.095 | [21 empty] | 2005-11-17 | 0
|  | 2009-11-01 12:16 | 0.119 | [21 empty] | 2005-11-18 | 0
|  | 2009-11-01 15:52 | 0.092 | [21 empty] | 2005-11-19 | 0
|  | 2009-11-04 | 0.03 | [21 empty] | 2005-11-20 | 0
|  | 2009-11-04 15:09 | 0.03 | [21 empty] | 2005-11-21 | 0
|  | 2009-12-01 | 0.0331 | [21 empty] | 2005-11-22 | 0
|  | 2009-12-01 14:33 | [22 empty] | 2005-11-23 | 0
|  | 2009-12-01 14:43 | 0.0331 | [21 empty] | 2005-11-24 | 0
|  | 2010-01-11 | 0.0431 | [21 empty] | 2005-11-25 | 0
|  | 2010-01-11 12:32 | 0.0431 | [21 empty] | 2005-11-26 | 0
|  | 2010-02-22 | 0.022 | [21 empty] | 2005-11-27 | 0
|  | 2010-02-22 14:20 | 0.022 | [21 empty] | 2005-11-28 | 0
|  | 2010-03-10 | 0.0241 | [21 empty] | 2005-11-29 | 0
|  | 2010-03-10 08:52 | 0.0241 | [21 empty] | 2005-11-30 | 0
|  | 2010-03-22 | 0.0321 | [21 empty] | 2005-12-01 | 0
|  | 2010-03-22 07:20 | 3.2e-05 | [21 empty] | 2005-12-02 | 0
|  | 2010-03-22 17:46 | 0.032 | [21 empty] | 2005-12-03 | 0
|  | 2010-03-23 07:25 | 5.5e-05 | [21 empty] | 2005-12-04 | 0
|  | 2010-03-23 13:10 | 0.055 | [21 empty] | 2005-12-05 | 0
|  | 2010-03-24 08:42 | 0.000145 | [21 empty] | 2005-12-06 | 0
|  | 2010-03-24 09:23 | 0.145 | [21 empty] | 2005-12-07 | 0
|  | 2010-03-25 07:14 | 0.086 | [21 empty] | 2005-12-08 | 0
|  | 2010-03-25 08:13 | 8.6e-05 | [21 empty] | 2005-12-09 | 0
|  | 2010-03-25 10:41 | 8.15e-05 | [21 empty] | 2005-12-10 | 0
|  | 2010-03-25 14:49 | 0.0815 | [21 empty] | 2005-12-11 | 0
|  | 2010-03-26 08:06 | 0.098 | [21 empty] | 2005-12-12 | 0
|  | 2010-03-26 09:10 | 9.8e-05 | [21 empty] | 2005-12-13 | 0
|  | 2010-03-27 07:30 | 0.082 | [21 empty] | 2005-12-14 | 0
|  | 2010-03-27 07:51 | 8.2e-05 | [21 empty] | 2005-12-15 | 0
|  | 2010-03-28 07:35 | 0.0915 | [21 empty] | 2005-12-16 | 0
|  | 2010-03-28 17:51 | 9.15e-05 | [21 empty] | 2005-12-17 | 0
|  | 2010-03-29 08:32 | 0.091 | [21 empty] | 2005-12-18 | 0
|  | 2010-03-29 13:21 | 9.1e-05 | [21 empty] | 2005-12-19 | 0
|  | 2010-03-30 | 0.101 | [21 empty] | 2005-12-20 | 0
|  | 2010-03-30 07:04 | 9e-05 | [21 empty] | 2005-12-21 | 0
|  | 2010-03-30 08:06 | 0.087 | [21 empty] | 2005-12-22 | 0
|  | 2010-03-30 09:11 | 8.7e-05 | [21 empty] | 2005-12-23 | 0
|  | 2010-03-30 10:50 | 0.09 | [21 empty] | 2005-12-24 | 0
|  | 2010-03-31 09:03 | 0.0795 | [21 empty] | 2005-12-25 | 0
|  | 2010-03-31 14:46 | 7.95e-05 | [21 empty] | 2005-12-26 | 0
|  | 2010-04-01 07:57 | 0.0805 | [21 empty] | 2005-12-27 | 0
|  | 2010-04-01 08:00 | 8.05e-05 | [21 empty] | 2005-12-28 | 0
|  | 2010-04-05 07:20 | 2.75e-05 | [21 empty] | 2005-12-29 | 0
|  | 2010-04-05 07:25 | 5.9e-05 | [21 empty] | 2005-12-30 | 0
|  | 2010-04-05 08:09 | 0.0275 | [21 empty] | 2005-12-31 | 0
|  | 2010-04-05 11:09 | 0.059 | [21 empty] | 2006-01-01 | 0
|  | 2010-04-06 | 0.11 | [21 empty] | 2006-01-02 | 0
|  | 2010-04-06 08:24 | 0.0915 | [21 empty] | 2006-01-03 | 0
|  | 2010-04-06 08:42 | 9.15e-05 | [21 empty] | 2006-01-04 | 0
|  | 2010-04-07 08:13 | 8.85e-05 | [21 empty] | 2006-01-05 | 0
|  | 2010-04-07 08:48 | 0.0885 | [21 empty] | 2006-01-06 | 0
|  | 2010-04-08 10:41 | 8.85e-05 | [21 empty] | 2006-01-07 | 0
|  | 2010-04-08 10:43 | 0.0885 | [21 empty] | 2006-01-08 | 0
|  | 2010-04-09 07:55 | 0.0945 | [21 empty] | 2006-01-09 | 0
|  | 2010-04-09 09:10 | 9.45e-05 | [21 empty] | 2006-01-10 | 0
|  | 2010-04-10 07:30 | 0.089 | [21 empty] | 2006-01-11 | 0
|  | 2010-04-10 07:51 | 8.9e-05 | [21 empty] | 2006-01-12 | 0
|  | 2010-04-11 07:50 | 0.0635 | [21 empty] | 2006-01-13 | 0
|  | 2010-04-11 10:54 | 6.35e-05 | [21 empty] | 2006-01-14 | 0
|  | 2010-04-12 08:14 | 0.0645 | [21 empty] | 2006-01-15 | 0
|  | 2010-04-12 08:36 | 6.45e-05 | [21 empty] | 2006-01-16 | 0
|  | 2010-04-13 | 0.0925 | [21 empty] | 2006-01-17 | 0
|  | 2010-04-13 08:57 | 7.35e-05 | [21 empty] | 2006-01-18 | 0
|  | 2010-04-13 09:04 | 0.0735 | [21 empty] | 2006-01-19 | 0
|  | 2010-04-14 08:20 | 0.059 | [21 empty] | 2006-01-20 | 0
|  | 2010-04-14 10:34 | 5.9e-05 | [21 empty] | 2006-01-21 | 0
|  | 2010-04-15 08:05 | 0.063 | [21 empty] | 2006-01-22 | 0
|  | 2010-04-15 08:07 | 6.3e-05 | [21 empty] | 2006-01-23 | 0
|  | 2010-04-20 | 0.0738 | [21 empty] | 2006-01-24 | 0
|  | 2010-04-20 14:16 | 9.3e-05 | [21 empty] | 2006-01-25 | 0
|  | 2010-04-20 14:43 | 0.093 | [21 empty] | 2006-01-26 | 0
|  | 2010-04-23 07:34 | 0.056 | [21 empty] | 2006-01-27 | 0
|  | 2010-04-23 07:40 | 5.6e-05 | [21 empty] | 2006-01-28 | 0
|  | 2010-04-25 07:40 | 6.4e-05 | [21 empty] | 2006-01-29 | 0
|  | 2010-04-25 07:44 | 0.064 | [21 empty] | 2006-01-30 | 0
|  | 2010-04-26 08:30 | 3.5e-05 | [21 empty] | 2006-01-31 | 6.8154
|  | 2010-04-26 08:43 | 0.035 | [21 empty] | 2006-02-01 | 6.8154
|  | 2010-04-27 | 0.0427 | [21 empty] | 2006-02-02 | 6.8154
|  | 2010-04-27 01:50 | 0.034 | [21 empty] | 2006-02-03 | 6.8154
|  | 2010-04-27 09:10 | 3.4e-05 | [21 empty] | 2006-02-04 | 6.8154
|  | 2010-04-27 13:50 | 0.0427 | [21 empty] | 2006-02-05 | 6.8154
|  | 2010-04-29 08:26 | 3.6e-05 | [21 empty] | 2006-02-06 | 6.8154
|  | 2010-04-29 15:35 | 0.036 | [21 empty] | 2006-02-07 | 6.8154
|  | 2010-05-02 08:12 | 5.1e-05 | [21 empty] | 2006-02-08 | 6.8154
|  | 2010-05-02 09:05 | 0.051 | [21 empty] | 2006-02-09 | 6.8154
|  | 2010-05-02 14:15 | [22 empty] | 2006-02-10 | 6.8154
|  | 2010-05-03 07:40 | 4.65e-05 | [21 empty] | 2006-02-11 | 6.8154
|  | 2010-05-03 08:29 | 0.0465 | [21 empty] | 2006-02-12 | 6.8154
|  | 2010-05-04 | 0.063 | [21 empty] | 2006-02-13 | 6.8154
|  | 2010-05-04 07:40 | 6.6e-05 | [21 empty] | 2006-02-14 | 0
|  | 2010-05-04 08:37 | 0.066 | [21 empty] | 2006-02-15 | 0
|  | 2010-05-04 08:49 | 0.063 | [21 empty] | 2006-02-16 | 5.9065
|  | 2010-05-05 08:20 | 6.4e-05 | [21 empty] | 2006-02-17 | 5.9065
|  | 2010-05-05 08:41 | 0.064 | [21 empty] | 2006-02-18 | 5.9065
|  | 2010-05-06 08:21 | 8.5e-05 | [21 empty] | 2006-02-19 | 5.9065
|  | 2010-05-06 08:50 | 0.085 | [21 empty] | 2006-02-20 | 5.9065
|  | 2010-05-07 06:35 | 0.058 | [21 empty] | 2006-02-21 | 129.49
|  | 2010-05-07 14:36 | 5.8e-05 | [21 empty] | 2006-02-22 | 141.99
|  | 2010-05-08 08:04 | 0.06 | [21 empty] | 2006-02-23 | 141.99
|  | 2010-05-08 08:52 | 6e-05 | [21 empty] | 2006-02-24 | 210.14
|  | 2010-05-09 08:13 | 0.065 | [21 empty] | 2006-02-25 | 210.14
|  | 2010-05-09 08:30 | 6.5e-05 | [21 empty] | 2006-02-26 | 210.14
|  | 2010-05-10 08:19 | 0.059 | [21 empty] | 2006-02-27 | 210.14
|  | 2010-05-10 12:15 | 5.9e-05 | [21 empty] | 2006-02-28 | 177.51
|  | 2010-05-11 | 0.0454 | [21 empty] | 2006-03-01 | 177.51
|  | 2010-05-11 08:20 | 0.046 | [21 empty] | 2006-03-02 | 208.47
|  | 2010-05-11 09:04 | [22 empty] | 2006-03-03 | 181.04
|  | 2010-05-11 13:55 | 4.6e-05 | [21 empty] | 2006-03-04 | 181.04
|  | 2010-05-12 08:39 | 0.059 | [21 empty] | 2006-03-05 | 195.3
|  | 2010-05-12 13:55 | 5.9e-05 | [21 empty] | 2006-03-06 | 195.3
|  | 2010-05-13 07:37 | 0.051 | [21 empty] | 2006-03-07 | 194.21
|  | 2010-05-13 16:52 | 5.1e-05 | [21 empty] | 2006-03-08 | 194.21
|  | 2010-05-14 07:46 | 0.052 | [21 empty] | 2006-03-09 | 208.47
|  | 2010-05-14 13:55 | 5.2e-05 | [21 empty] | 2006-03-10 | 0
|  | 2010-05-15 07:24 | 0.054 | [21 empty] | 2006-03-11 | 0
|  | 2010-05-15 07:54 | 5.4e-05 | [21 empty] | 2006-03-12 | 0
|  | 2010-05-16 08:03 | 0.043 | [21 empty] | 2006-03-13 | 0
|  | 2010-05-16 08:32 | 4.3e-05 | [21 empty] | 2006-03-14 | 0
|  | 2010-05-17 08:27 | 0.04 | [21 empty] | 2006-03-15 | 0
|  | 2010-05-17 13:56 | 4e-05 | [21 empty] | 2006-03-16 | 0
|  | 2010-05-18 | 0.0385 | [21 empty] | 2006-03-17 | 0
|  | 2010-05-18 08:34 | 0.034 | [21 empty] | 2006-03-18 | 0
|  | 2010-05-18 09:00 | 3.4e-05 | [21 empty] | 2006-03-19 | 0
|  | 2010-05-18 11:02 | 0.0385 | [21 empty] | 2006-03-20 | 0
|  | 2010-05-18 14:43 | [22 empty] | 2006-03-21 | 0
|  | 2010-05-19 | 0.0398 | [21 empty] | 2006-03-22 | 0
|  | 2010-05-19 08:25 | 0.033 | [21 empty] | 2006-03-23 | 0
|  | 2010-05-19 15:36 | 3.3e-05 | [21 empty] | 2006-03-24 | 0
|  | 2010-05-20 08:00 | 3.8e-05 | [21 empty] | 2006-03-25 | 0
|  | 2010-05-20 08:18 | 0.038 | [21 empty] | 2006-03-26 | 0
|  | 2010-05-21 08:36 | 0.026 | [21 empty] | 2006-03-27 | 0
|  | 2010-05-21 09:00 | 2.6e-05 | [21 empty] | 2006-03-28 | 0
|  | 2010-05-22 07:50 | 2.2e-05 | [21 empty] | 2006-03-29 | 0
|  | 2010-05-22 08:05 | 0.022 | [21 empty] | 2006-03-30 | 0
|  | 2010-05-23 08:16 | 0.026 | [21 empty] | 2006-03-31 | 0
|  | 2010-05-23 08:35 | 2.6e-05 | [21 empty] | 2006-04-01 | 0
|  | 2010-05-24 07:33 | 0.024 | [21 empty] | 2006-04-02 | 0
|  | 2010-05-24 08:49 | 2.4e-05 | [21 empty] | 2006-04-03 | 0
|  | 2010-05-25 | 0.0226 | [21 empty] | 2006-04-04 | 0
|  | 2010-05-25 08:40 | 0.022 | [21 empty] | 2006-04-05 | 0
|  | 2010-05-25 08:48 | 2.2e-05 | [21 empty] | 2006-04-06 | 0
|  | 2010-05-25 13:50 | [22 empty] | 2006-04-07 | 0
|  | 2010-05-26 08:19 | 0.024 | [21 empty] | 2006-04-08 | 0
|  | 2010-05-26 08:56 | 2.4e-05 | [21 empty] | 2006-04-09 | 0
|  | 2010-05-27 06:43 | 2.8e-05 | [21 empty] | 2006-04-10 | 0
|  | 2010-05-27 09:07 | 0.028 | [21 empty] | 2006-04-11 | 0
|  | 2010-06-01 | 0.0426 | [21 empty] | 2006-04-12 | 0
|  | 2010-06-01 08:40 | 0.0426 | [21 empty] | 2006-04-13 | 0
|  | 2010-06-01 08:45 | [22 empty] | 2006-04-14 | 0
|  | 2010-06-08 | 0.0399 | [21 empty] | 2006-04-15 | 0
|  | 2010-06-08 07:55 | 4e-05 | [21 empty] | 2006-04-16 | 0
|  | 2010-06-08 08:36 | 0.04 | [21 empty] | 2006-04-17 | 0
|  | 2010-06-15 | 0.0484 | [21 empty] | 2006-04-18 | 0
|  | 2010-06-15 08:07 | 4.6e-05 | [21 empty] | 2006-04-19 | 0
|  | 2010-06-15 09:01 | 0.046 | [21 empty] | 2006-04-20 | 0
|  | 2010-06-15 09:11 | [22 empty] | 2006-04-21 | 0
|  | 2010-06-22 | 0.0455 | [21 empty] | 2006-04-22 | 0
|  | 2010-06-22 08:25 | 0.000114 | [21 empty] | 2006-04-23 | 0
|  | 2010-06-22 09:56 | 0.114 | [21 empty] | 2006-04-24 | 0
|  | 2010-06-24 08:05 | 4.4e-05 | [21 empty] | 2006-04-25 | 0
|  | 2010-06-24 09:13 | 0.044 | [21 empty] | 2006-04-26 | 0
|  | 2010-06-29 | 0.0493 | [21 empty] | 2006-04-27 | 0
|  | 2010-06-29 08:31 | 4.7e-05 | [21 empty] | 2006-04-28 | 0
|  | 2010-06-29 09:50 | 0.047 | [21 empty] | 2006-04-29 | 0
|  | 2010-06-29 09:55 | [22 empty] | 2006-04-30 | 0
|  | 2010-07-06 | 0.0334 | [21 empty] | 2006-05-01 | 0
|  | 2010-07-06 07:32 | 4.8e-05 | [21 empty] | 2006-05-02 | 39.756
|  | 2010-07-06 09:56 | 0.048 | [21 empty] | 2006-05-03 | 39.756
|  | 2010-07-13 | 0.0429 | [21 empty] | 2006-05-04 | 58.158
|  | 2010-07-13 07:37 | 4e-05 | [21 empty] | 2006-05-05 | 58.158
|  | 2010-07-13 08:45 | 0.04 | [21 empty] | 2006-05-06 | 58.158
|  | 2010-07-20 | 0.0583 | [21 empty] | 2006-05-07 | 58.158
|  | 2010-07-20 07:34 | 4.6e-05 | [21 empty] | 2006-05-08 | 58.158
|  | 2010-07-20 10:08 | 0.046 | [21 empty] | 2006-05-09 | 270.34
|  | 2010-07-27 | 0.0726 | [21 empty] | 2006-05-10 | 270.34
|  | 2010-07-27 07:55 | 6.3e-05 | [21 empty] | 2006-05-11 | 270.34
|  | 2010-07-27 09:01 | 0.063 | [21 empty] | 2006-05-12 | 108.25
|  | 2010-07-27 09:11 | [22 empty] | 2006-05-13 | 108.25
|  | 2010-08-03 | 0.0179 | [21 empty] | 2006-05-14 | 108.25
|  | 2010-08-03 13:14 | 0.019 | [21 empty] | 2006-05-15 | 108.25
|  | 2010-08-03 14:50 | 0.019 | [21 empty] | 2006-05-16 | 0
|  | 2010-08-10 | 0.0614 | [21 empty] | 2006-05-17 | 0
|  | 2010-08-10 08:23 | 5.4e-05 | [21 empty] | 2006-05-18 | 0
|  | 2010-08-10 08:56 | 0.054 | [21 empty] | 2006-05-19 | 0
|  | 2010-08-17 | 0.052 | [21 empty] | 2006-05-20 | 0
|  | 2010-08-17 08:29 | 5.1e-05 | [21 empty] | 2006-05-21 | 0
|  | 2010-08-17 08:50 | 0.051 | [21 empty] | 2006-05-22 | 0
|  | 2010-08-24 | 0.0424 | [21 empty] | 2006-05-23 | 0
|  | 2010-08-24 08:22 | 3.7e-05 | [21 empty] | 2006-05-24 | 104.24
|  | 2010-08-24 08:40 | 0.037 | [21 empty] | 2006-05-25 | 104.24
|  | 2010-08-24 08:45 | [22 empty] | 2006-05-26 | 105.33
|  | 2010-08-31 | 0.0496 | [21 empty] | 2006-05-27 | 105.33
|  | 2010-08-31 08:14 | 4.6e-05 | [21 empty] | 2006-05-28 | 105.33
|  | 2010-08-31 14:10 | 0.046 | [21 empty] | 2006-05-29 | 105.33
|  | 2010-09-07 | 0.0411 | [21 empty] | 2006-05-30 | 89.24
|  | 2010-09-07 08:25 | 0.000101 | [21 empty] | 2006-05-31 | 89.24
|  | 2010-09-07 09:30 | 0.101 | [21 empty] | 2006-06-01 | 89.24
|  | 2010-10-21 | 0.0239 | [21 empty] | 2006-06-02 | 0
|  | 2010-10-21 11:30 | 0.0239 | [21 empty] | 2006-06-03 | 0
|  | 2010-11-03 14:10 | 0.0347 | [21 empty] | 2006-06-04 | 0
|  | 2010-11-09 | 0.036 | [21 empty] | 2006-06-05 | 0
|  | 2010-11-09 16:28 | 0.036 | [21 empty] | 2006-06-06 | 0
|  | 2010-11-17 07:27 | 0.000118 | [21 empty] | 2006-06-07 | 0
|  | 2010-11-17 07:59 | 0.000113 | [21 empty] | 2006-06-08 | 0
|  | 2010-11-17 08:10 | 0.000117 | [21 empty] | 2006-06-09 | 0
|  | 2010-11-17 08:30 | 0.000119 | [21 empty] | 2006-06-10 | 0
|  | 2010-11-17 12:20 | 0.113 | [21 empty] | 2006-06-11 | 0
|  | 2010-11-17 15:16 | 0.117 | [21 empty] | 2006-06-12 | 0
|  | 2010-11-17 16:40 | 0.118 | [21 empty] | 2006-06-13 | 2.9258
|  | 2010-11-17 16:41 | 0.119 | [21 empty] | 2006-06-14 | 2.9258
|  | 2010-11-18 | 0.135 | [21 empty] | 2006-06-15 | 2.9258
|  | 2010-11-18 08:15 | 0.00011 | [21 empty] | 2006-06-16 | 2.9258
|  | 2010-11-18 10:30 | 0.11 | [21 empty] | 2006-06-17 | 2.9258
|  | 2010-11-19 09:03 | 0.000109 | [21 empty] | 2006-06-18 | 2.9258
|  | 2010-11-19 11:25 | 0.109 | [21 empty] | 2006-06-19 | 2.9258
|  | 2010-11-20 07:48 | 0.000109 | [21 empty] | 2006-06-20 | 2.9258
|  | 2010-11-20 10:00 | 0.109 | [21 empty] | 2006-06-21 | 2.9258
|  | 2010-11-21 07:44 | 0.000104 | [21 empty] | 2006-06-22 | 87.046
|  | 2010-11-21 10:00 | 0.104 | [21 empty] | 2006-06-23 | 87.046
|  | 2010-11-22 07:50 | 0.000104 | [21 empty] | 2006-06-24 | 87.046
|  | 2010-11-22 09:55 | 0.104 | [21 empty] | 2006-06-25 | 87.046
|  | 2010-11-23 08:15 | 0.000101 | [21 empty] | 2006-06-26 | 87.046
|  | 2010-11-23 10:08 | 0.101 | [21 empty] | 2006-06-27 | 87.046
|  | 2010-11-24 08:25 | 9.9e-05 | [21 empty] | 2006-06-28 | 0
|  | 2010-11-24 08:37 | 0.0001 | [21 empty] | 2006-06-29 | 0
|  | 2010-11-24 09:19 | 0.099 | [21 empty] | 2006-06-30 | 0
|  | 2010-11-24 17:02 | 0.1 | [21 empty] | 2006-07-01 | 0
|  | 2010-11-25 | 0.13 | [21 empty] | 2006-07-02 | 0
|  | 2010-11-25 07:50 | 9.2e-05 | [21 empty] | 2006-07-03 | 0
|  | 2010-11-25 08:24 | 0.000101 | [21 empty] | 2006-07-04 | 0
|  | 2010-11-25 10:06 | 0.101 | [21 empty] | 2006-07-05 | 0
|  | 2010-11-25 16:20 | 0.092 | [21 empty] | 2006-07-06 | 0
|  | 2010-11-26 06:51 | 9.3e-05 | [21 empty] | 2006-07-07 | 0
|  | 2010-11-26 06:55 | 8.8e-05 | [21 empty] | 2006-07-08 | 0
|  | 2010-11-26 10:05 | 0.088 | [21 empty] | 2006-07-09 | 0
|  | 2010-11-26 17:10 | 0.093 | [21 empty] | 2006-07-10 | 0
|  | 2010-11-27 08:10 | 8.7e-05 | [21 empty] | 2006-07-11 | 21.944
|  | 2010-11-27 08:26 | 8.9e-05 | [21 empty] | 2006-07-12 | 21.944
|  | 2010-11-27 08:55 | 0.087 | [21 empty] | 2006-07-13 | 21.944
|  | 2010-11-27 17:55 | 0.089 | [21 empty] | 2006-07-14 | 0
|  | 2010-11-28 08:12 | 8.6e-05 | [21 empty] | 2006-07-15 | 0
|  | 2010-11-28 08:25 | 8.8e-05 | [21 empty] | 2006-07-16 | 0
|  | 2010-11-28 08:32 | 0.088 | [21 empty] | 2006-07-17 | 0
|  | 2010-11-28 16:00 | 0.086 | [21 empty] | 2006-07-18 | 0
|  | 2010-11-29 07:45 | 8.9e-05 | [21 empty] | 2006-07-19 | 0
|  | 2010-11-29 07:55 | 9.1e-05 | [21 empty] | 2006-07-20 | 1.7553
|  | 2010-11-29 09:51 | 0.091 | [21 empty] | 2006-07-21 | 1.7553
|  | 2010-11-29 15:09 | 0.089 | [21 empty] | 2006-07-22 | 1.7553
|  | 2010-11-30 08:10 | 8.9e-05 | [21 empty] | 2006-07-23 | 1.7553
|  | 2010-11-30 08:21 | 9e-05 | [21 empty] | 2006-07-24 | 1.7553
|  | 2010-11-30 12:02 | 0.089 | [21 empty] | 2006-07-25 | 25.393
|  | 2010-11-30 15:23 | 0.09 | [21 empty] | 2006-07-26 | 25.393
|  | 2010-12-01 08:17 | 8.3e-05 | [21 empty] | 2006-07-27 | 25.393
|  | 2010-12-01 08:28 | 8.5e-05 | [21 empty] | 2006-07-28 | 25.393
|  | 2010-12-01 08:37 | 0.085 | [21 empty] | 2006-07-29 | 25.393
|  | 2010-12-01 15:25 | 0.083 | [21 empty] | 2006-07-30 | 25.393
|  | 2010-12-02 | 0.108 | [21 empty] | 2006-07-31 | 25.393
|  | 2010-12-02 08:10 | 8.7e-05 | [21 empty] | 2006-08-01 | 0
|  | 2010-12-02 08:42 | 0.087 | [21 empty] | 2006-08-02 | 0
|  | 2011-01-18 14:10 | 0.0296 | [21 empty] | 2006-08-03 | 0
|  | 2011-02-01 16:21 | 0.0256 | [21 empty] | 2006-08-04 | 0
|  | 2011-03-14 14:12 | 0.0259 | [21 empty] | 2006-08-05 | 0
|  | 2011-03-24 17:23 | 0.125 | [21 empty] | 2006-08-06 | 0
|  | 2011-03-29 14:02 | 0.109 | [21 empty] | 2006-08-07 | 0
|  | 2011-04-05 08:42 | 0.109 | [21 empty] | 2006-08-08 | 52.666
|  | 2011-04-12 09:35 | 0.113 | [21 empty] | 2006-08-09 | 52.666
|  | 2011-04-19 09:47 | 0.107 | [21 empty] | 2006-08-10 | 52.666
|  | 2011-04-26 11:29 | 0.0975 | [21 empty] | 2006-08-11 | 52.666
|  | 2011-05-03 14:30 | 0.189 | [21 empty] | 2006-08-12 | 52.666
|  | 2011-05-04 14:45 | 0.0628 | [21 empty] | 2006-08-13 | 52.666
|  | 2011-05-10 08:37 | 0.0997 | [21 empty] | 2006-08-14 | 52.666
|  | 2011-05-17 09:07 | 0.0625 | [21 empty] | 2006-08-15 | 0
|  | 2011-05-24 09:10 | 0.0226 | [21 empty] | 2006-08-16 | 0
|  | 2011-05-31 10:15 | 0.0138 | [21 empty] | 2006-08-17 | 0
|  | 2011-06-07 09:45 | 0.074 | [21 empty] | 2006-08-18 | 0
|  | 2011-06-14 14:09 | 0.0186 | [21 empty] | 2006-08-19 | 0
|  | 2011-06-21 11:10 | 0.0137 | [21 empty] | 2006-08-20 | 0
|  | 2011-06-28 11:22 | 0.0194 | [21 empty] | 2006-08-21 | 0
|  | 2011-07-05 09:50 | 0.0206 | [21 empty] | 2006-08-22 | 0
|  | 2011-07-12 08:51 | 0.019 | [21 empty] | 2006-08-23 | 0
|  | 2011-07-19 09:19 | 0.0223 | [21 empty] | 2006-08-24 | 0
|  | 2011-07-26 08:44 | 0.0356 | [21 empty] | 2006-08-25 | 0
|  | 2011-08-02 08:28 | 0.0351 | [21 empty] | 2006-08-26 | 0
|  | 2011-08-09 08:49 | 0.0276 | [21 empty] | 2006-08-27 | 0
|  | 2011-08-16 08:51 | 0.0161 | [21 empty] | 2006-08-28 | 0
|  | 2011-08-23 08:35 | 0.0166 | [21 empty] | 2006-08-29 | 98.749
|  | 2011-08-25 11:31 | 0.0166 | [21 empty] | 2006-08-30 | 80.567
|  | 2011-08-30 08:54 | 0.0182 | [21 empty] | 2006-08-31 | 80.567
|  | 2011-09-06 08:47 | 0.0236 | [21 empty] | 2006-09-01 | 80.567
|  | 2011-09-13 09:45 | 0.0211 | [21 empty] | 2006-09-02 | 80.567
|  | 2011-09-20 09:06 | 0.0247 | [21 empty] | 2006-09-03 | 80.567
|  | 2011-09-27 09:55 | 0.0296 | [21 empty] | 2006-09-04 | 80.567
|  | 2011-10-25 13:40 | 0.0263 | [21 empty] | 2006-09-05 | 80.567
|  | 2011-11-23 09:20 | 0.0861 | [21 empty] | 2006-09-06 | 0
|  | 2011-11-29 09:35 | 0.102 | [21 empty] | 2006-09-07 | 0
|  | 2011-12-08 08:00 | 0.146 | [21 empty] | 2006-09-08 | 0
|  | 2012-01-18 15:20 | 0.031 | [21 empty] | 2006-09-09 | 0
|  | 2012-02-02 12:52 | 0.0281 | [21 empty] | 2006-09-10 | 0
| 41275 | 2012-03-05 11:30 | 0.0322 | [21 empty] | 2006-09-11 | 0
| 0 | 2012-01-01 | 0.043562 | 0.03505 | 0.061341 | [19 empty] | 2006-09-12 | 0
| 0 | 2012-02-01 | 0.035739 | 0.019279 | 0.048247 | [19 empty] | 2006-09-13 | 7.2103
| 0 | 2012-03-01 | 0.034746 | 0.020029 | 0.049816 | [19 empty] | 2006-09-14 | 7.2103
| 0 | 2012-04-01 | 0.029226 | 0.023132 | 0.037673 | [19 empty] | 2006-09-15 | 7.2103
| 1 | 2012-05-01 | 0.028536 | 0.0079858 | 0.073743 | 0.028536 | 0.0079858 | 0.073743 | [16 empty] | 2006-09-16 | 7.2103
| 1 | 2012-06-01 | 0.038617 | 0.021381 | 0.06415 | 0.038617 | 0.021381 | 0.06415 | [16 empty] | 2006-09-17 | 7.2103
| 1 | 2012-07-01 | 0.042812 | 0.027873 | 0.066397 | 0.042812 | 0.027873 | 0.066397 | [16 empty] | 2006-09-18 | 7.2103
| 1 | 2012-08-01 | 0.030318 | 0.016415 | 0.053586 | 0.030318 | 0.016415 | 0.053586 | [16 empty] | 2006-09-19 | 7.2103
| 1 | 2012-09-01 | 0.029675 | 0.022106 | 0.03922 | 0.029675 | 0.022106 | 0.03922 | [16 empty] | 2006-09-20 | 250.16
| 0 | 2012-10-01 | 0.024314 | 0.015833 | 0.032447 | [19 empty] | 2006-09-21 | 239.19
| 0 | 2012-11-01 | 0.026775 | 0.016931 | 0.036232 | [19 empty] | 2006-09-22 | 0
| 0 | 2012-12-01 | 0.024931 | 0.013529 | 0.036288 | [19 empty] | 2006-09-23 | 0
| 0 | 2013-01-01 | 0.028048 | 0.015631 | 0.037343 | [19 empty] | 2006-09-24 | 0
| 0 | 2013-02-01 | 0.028107 | 0.01931 | 0.036274 | [19 empty] | 2006-09-25 | 0
| 0 | 2013-03-01 | 0.030206 | 0.013903 | 0.048583 | [19 empty] | 2006-09-26 | 0
| 0 | 2013-04-01 | 0.028959 | 0.01724 | 0.040515 | [19 empty] | 2006-09-27 | 0
| 1 | 2013-05-01 | 0.03414 | 0.0073042 | 0.071238 | 0.03414 | 0.0073042 | 0.071238 | [16 empty] | 2006-09-28 | 0
| 1 | 2013-06-01 | 0.03226 | 0.018411 | 0.055975 | 0.03226 | 0.018411 | 0.055975 | [16 empty] | 2006-09-29 | 0
| 1 | 2013-07-01 | 0.035219 | 0.022716 | 0.054698 | 0.035219 | 0.022716 | 0.054698 | [16 empty] | 2006-09-30 | 0
| 1 | 2013-08-01 | 0.028847 | 0.012688 | 0.042036 | 0.028847 | 0.012688 | 0.042036 | [16 empty] | 2006-10-01 | 0
| 1 | 2013-09-01 | 0.028764 | 0.020713 | 0.034442 | 0.028764 | 0.020713 | 0.034442 | [16 empty] | 2006-10-02 | 0
| 0 | 2013-10-01 | 0.023192 | 0.018592 | 0.033155 | [19 empty] | 2006-10-03 | 0
| 0 | 2013-11-01 | 0.026469 | 0.017967 | 0.033896 | [19 empty] | 2006-10-04 | 0
| 0 | 2013-12-01 | 0.024774 | 0.016136 | 0.032638 | [19 empty] | 2006-10-05 | 0
| 0 | 2014-01-01 | 0.026779 | 0.018795 | 0.04029 | [19 empty] | 2006-10-06 | 0
| 0 | 2014-02-01 | 0.026478 | 0.019345 | 0.034876 | [19 empty] | 2006-10-07 | 0
| 0 | 2014-03-01 | 0.029878 | 0.016422 | 0.048154 | [19 empty] | 2006-10-08 | 0
| 0 | 2014-04-01 | 0.027708 | 0.01815 | 0.034618 | [19 empty] | 2006-10-09 | 0
| 1 | 2014-05-01 | 0.028511 | 0.0077735 | 0.073432 | 0.028511 | 0.0077735 | 0.073432 | [16 empty] | 2006-10-10 | 0
| 1 | 2014-06-01 | 0.03002 | 0.016562 | 0.059674 | 0.03002 | 0.016562 | 0.059674 | [16 empty] | 2006-10-11 | 0
| 1 | 2014-07-01 | 0.036131 | 0.02129 | 0.053088 | 0.036131 | 0.02129 | 0.053088 | [16 empty] | 2006-10-12 | 0
| 1 | 2014-08-01 | 0.028762 | 0.0079279 | 0.041543 | 0.028762 | 0.0079279 | 0.041543 | [16 empty] | 2006-10-13 | 0
| 1 | 2014-09-01 | 0.028479 | 0.021929 | 0.037693 | 0.028479 | 0.021929 | 0.037693 | [16 empty] | 2006-10-14 | 0
| 0 | 2014-10-01 | 0.024473 | 0.012238 | 0.034428 | [19 empty] | 2006-10-15 | 0
| 0 | 2014-11-01 | 0.026637 | 0.018032 | 0.035645 | [19 empty] | 2006-10-16 | 0
| 0 | 2014-12-01 | 0.024528 | 0.013599 | 0.033848 | [19 empty] | 2006-10-17 | 0
| 0 | 2015-01-01 | 0.027052 | 0.01566 | 0.038981 | [19 empty] | 2006-10-18 | 0
| 0 | 2015-02-01 | 0.026875 | 0.017158 | 0.036751 | [19 empty] | 2006-10-19 | 0
| 0 | 2015-03-01 | 0.03041 | 0.014157 | 0.04188 | [19 empty] | 2006-10-20 | 0
| 0 | 2015-04-01 | 0.027638 | 0.018348 | 0.037712 | [19 empty] | 2006-10-21 | 0
| 1 | 2015-05-01 | 0.02802 | 0.0078211 | 0.070035 | 0.02802 | 0.0078211 | 0.070035 | [16 empty] | 2006-10-22 | 0
| 1 | 2015-06-01 | 0.034405 | 0.014502 | 0.057265 | 0.034405 | 0.014502 | 0.057265 | [16 empty] | 2006-10-23 | 0
| 1 | 2015-07-01 | 0.036794 | 0.022967 | 0.053482 | 0.036794 | 0.022967 | 0.053482 | [16 empty] | 2006-10-24 | 0
| 1 | 2015-08-01 | 0.028213 | 0.011888 | 0.045059 | 0.028213 | 0.011888 | 0.045059 | [16 empty] | 2006-10-25 | 0
| 1 | 2015-09-01 | 0.028195 | 0.0218 | 0.035005 | 0.028195 | 0.0218 | 0.035005 | [16 empty] | 2006-10-26 | 0
| 0 | 2015-10-01 | 0.024162 | 0.015628 | 0.032931 | [19 empty] | 2006-10-27 | 0
| 0 | 2015-11-01 | 0.025982 | 0.017386 | 0.034401 | [19 empty] | 2006-10-28 | 0
| 0 | 2015-12-01 | 0.024157 | 0.016312 | 0.031234 | [19 empty] | 2006-10-29 | 0
| 0 | 2016-01-01 | 0.025581 | 0.015161 | 0.032819 | [19 empty] | 2006-10-30 | 0
| 0 | 2016-02-01 | 0.025645 | 0.016275 | 0.032509 | [19 empty] | 2006-10-31 | 0
| 0 | 2016-03-01 | 0.029158 | 0.01298 | 0.044266 | [19 empty] | 2006-11-01 | 0
| 0 | 2016-04-01 | 0.027083 | 0.017251 | 0.035682 | [19 empty] | 2006-11-02 | 0
| 1 | 2016-05-01 | 0.032683 | 0.0078328 | 0.080745 | 0.032683 | 0.0078328 | 0.080745 | [16 empty] | 2006-11-03 | 0
| 1 | 2016-06-01 | 0.035407 | 0.019779 | 0.063662 | 0.035407 | 0.019779 | 0.063662 | [16 empty] | 2006-11-04 | 0
| 1 | 2016-07-01 | 0.03529 | 0.023117 | 0.052268 | 0.03529 | 0.023117 | 0.052268 | [16 empty] | 2006-11-05 | 0
| 1 | 2016-08-01 | 0.029051 | 0.0077669 | 0.040963 | 0.029051 | 0.0077669 | 0.040963 | [16 empty] | 2006-11-06 | 0
| 1 | 2016-09-01 | 0.028639 | 0.019661 | 0.03638 | 0.028639 | 0.019661 | 0.03638 | [16 empty] | 2006-11-07 | 0
| 0 | 2016-10-01 | 0.024301 | 0.015551 | 0.033803 | [19 empty] | 2006-11-08 | 0
| 0 | 2016-11-01 | 0.026108 | 0.013808 | 0.033122 | [19 empty] | 2006-11-09 | 0
| 0 | 2016-12-01 | 0.02412 | 0.016708 | 0.032944 | [19 empty] | 2006-11-10 | 0
| 0 | 2017-01-01 | 0.02569 | 0.016647 | 0.034412 | [19 empty] | 2006-11-11 | 0
| 0 | 2017-02-01 | 0.0255 | 0.017557 | 0.040034 | [19 empty] | 2006-11-12 | 0
| 0 | 2017-03-01 | 0.030128 | 0.017254 | 0.043924 | [19 empty] | 2006-11-13 | 0
| 0 | 2017-04-01 | 0.026519 | 0.016094 | 0.036038 | [19 empty] | 2006-11-14 | 0
| 1 | 2017-05-01 | 0.029777 | 0.0077061 | 0.059471 | 0.029777 | 0.0077061 | 0.059471 | [16 empty] | 2006-11-15 | 0
| 1 | 2017-06-01 | 0.033185 | 0.017312 | 0.053725 | 0.033185 | 0.017312 | 0.053725 | [16 empty] | 2006-11-16 | 0
| 1 | 2017-07-01 | 0.035987 | 0.021285 | 0.04798 | 0.035987 | 0.021285 | 0.04798 | [16 empty] | 2006-11-17 | 0
| 1 | 2017-08-01 | 0.027258 | 0.0095551 | 0.045201 | 0.027258 | 0.0095551 | 0.045201 | [16 empty] | 2006-11-18 | 0
| 1 | 2017-09-01 | 0.028922 | 0.02118 | 0.03547 | 0.028922 | 0.02118 | 0.03547 | [16 empty] | 2006-11-19 | 0
| 0 | 2017-10-01 | 0.024319 | 0.018153 | 0.033446 | [19 empty] | 2006-11-20 | 0
| 0 | 2017-11-01 | 0.026459 | 0.018625 | 0.032876 | [19 empty] | 2006-11-21 | 0
| 0 | 2017-12-01 | 0.02428 | 0.010992 | 0.031639 | [19 empty] | 2006-11-22 | 0
| 0 | 2018-01-01 | 0.025625 | 0.015719 | 0.032606 | [19 empty] | 2006-11-23 | 0
| 0 | 2018-02-01 | 0.025505 | 0.017545 | 0.033206 | [19 empty] | 2006-11-24 | 0
| 0 | 2018-03-01 | 0.029263 | 0.015634 | 0.039922 | [19 empty] | 2006-11-25 | 0
| 0 | 2018-04-01 | 0.027424 | 0.019521 | 0.042193 | [19 empty] | 2006-11-26 | 0
| 1 | 2018-05-01 | 0.028553 | 0.0079807 | 0.063897 | 0.028553 | 0.0079807 | 0.063897 | [16 empty] | 2006-11-27 | 0
| 1 | 2018-06-01 | 0.033315 | 0.02 | 0.061734 | 0.033315 | 0.02 | 0.061734 | [16 empty] | 2006-11-28 | 0
| 1 | 2018-07-01 | 0.036525 | 0.018361 | 0.047359 | 0.036525 | 0.018361 | 0.047359 | [16 empty] | 2006-11-29 | 0
| 1 | 2018-08-01 | 0.027848 | 0.011595 | 0.043535 | 0.027848 | 0.011595 | 0.043535 | [16 empty] | 2006-11-30 | 0
| 1 | 2018-09-01 | 0.028495 | 0.022266 | 0.035435 | 0.028495 | 0.022266 | 0.035435 | [16 empty] | 2006-12-01 | 0
| 0 | 2018-10-01 | 0.023729 | 0.016459 | 0.031364 | [19 empty] | 2006-12-02 | 0
| 0 | 2018-11-01 | 0.02643 | 0.021711 | 0.032298 | [19 empty] | 2006-12-03 | 0
| 0 | 2018-12-01 | 0.024682 | 0.012284 | 0.031522 | [19 empty] | 2006-12-04 | 0
| 0 | 2019-01-01 | 0.025466 | 0.019932 | 0.03286 | [19 empty] | 2006-12-05 | 0
| 0 | 2019-02-01 | 0.025262 | 0.015595 | 0.034755 | [19 empty] | 2006-12-06 | 0
| 0 | 2019-03-01 | 0.028738 | 0.010556 | 0.039869 | [19 empty] | 2006-12-07 | 0
| 0 | 2019-04-01 | 0.027036 | 0.018852 | 0.037013 | [19 empty] | 2006-12-08 | 0
| 1 | 2019-05-01 | 0.028761 | 0.0077162 | 0.077275 | 0.028761 | 0.0077162 | 0.077275 | [16 empty] | 2006-12-09 | 0
| 1 | 2019-06-01 | 0.032376 | 0.020295 | 0.058771 | 0.032376 | 0.020295 | 0.058771 | [16 empty] | 2006-12-10 | 0
| 1 | 2019-07-01 | 0.036222 | 0.022597 | 0.052053 | 0.036222 | 0.022597 | 0.052053 | [16 empty] | 2006-12-11 | 0
| 1 | 2019-08-01 | 0.029372 | 0.010137 | 0.046619 | 0.029372 | 0.010137 | 0.046619 | [16 empty] | 2006-12-12 | 0
| 1 | 2019-09-01 | 0.028931 | 0.022094 | 0.034159 | 0.028931 | 0.022094 | 0.034159 | [16 empty] | 2006-12-13 | 0
| 0 | 2019-10-01 | 0.02435 | 0.015624 | 0.032032 | [19 empty] | 2006-12-14 | 0
| 0 | 2019-11-01 | 0.02659 | 0.018164 | 0.035999 | [19 empty] | 2006-12-15 | 0
| 0 | 2019-12-01 | 0.023698 | 0.013643 | 0.034462 | [19 empty] | 2006-12-16 | 0
| 0 | 2020-01-01 | 0.025808 | 0.016634 | 0.033804 | [19 empty] | 2006-12-17 | 0
| 0 | 2020-02-01 | 0.02618 | 0.014213 | 0.035047 | [19 empty] | 2006-12-18 | 0
| 0 | 2020-03-01 | 0.029367 | 0.015709 | 0.049081 | [19 empty] | 2006-12-19 | 0
| 0 | 2020-04-01 | 0.026969 | 0.016277 | 0.035514 | [19 empty] | 2006-12-20 | 0
| 1 | 2020-05-01 | 0.031166 | 0.0077595 | 0.072103 | 0.031166 | 0.0077595 | 0.072103 | [16 empty] | 2006-12-21 | 0
| 1 | 2020-06-01 | 0.034281 | 0.018091 | 0.062804 | 0.034281 | 0.018091 | 0.062804 | [16 empty] | 2006-12-22 | 0
| 1 | 2020-07-01 | 0.036435 | 0.021539 | 0.049385 | 0.036435 | 0.021539 | 0.049385 | [16 empty] | 2006-12-23 | 0
| 1 | 2020-08-01 | 0.029371 | 0.011471 | 0.044908 | 0.029371 | 0.011471 | 0.044908 | [16 empty] | 2006-12-24 | 0
| 1 | 2020-09-01 | 0.028835 | 0.020662 | 0.036263 | 0.028835 | 0.020662 | 0.036263 | [16 empty] | 2006-12-25 | 0
| 0 | 2020-10-01 | 0.025048 | 0.015125 | 0.033665 | [19 empty] | 2006-12-26 | 0
| 0 | 2020-11-01 | 0.026385 | 0.020697 | 0.032169 | [19 empty] | 2006-12-27 | 0
| 0 | 2020-12-01 | 0.024187 | 0.01617 | 0.03225 | [19 empty] | 2006-12-28 | 0
| 0 | 2021-01-01 | 0.025868 | 0.016926 | 0.03191 | [19 empty] | 2006-12-29 | 0
| 0 | 2021-02-01 | 0.026222 | 0.018702 | 0.035107 | [19 empty] | 2006-12-30 | 0
| 0 | 2021-03-01 | 0.029361 | 0.014257 | 0.042903 | [19 empty] | 2006-12-31 | 0
| 0 | 2021-04-01 | 0.026761 | 0.018215 | 0.036433 | [19 empty] | 2007-01-01 | 0
| 1 | 2021-05-01 | 0.028517 | 0.0080049 | 0.066864 | 0.028517 | 0.0080049 | 0.066864 | [16 empty] | 2007-01-02 | 0
| 1 | 2021-06-01 | 0.033935 | 0.019855 | 0.056946 | 0.033935 | 0.019855 | 0.056946 | [16 empty] | 2007-01-03 | 0
| 1 | 2021-07-01 | 0.036165 | 0.021831 | 0.050451 | 0.036165 | 0.021831 | 0.050451 | [16 empty] | 2007-01-04 | 0
| 1 | 2021-08-01 | 0.028568 | 0.01344 | 0.043843 | 0.028568 | 0.01344 | 0.043843 | [16 empty] | 2007-01-05 | 0
| 1 | 2021-09-01 | 0.028435 | 0.020841 | 0.03792 | 0.028435 | 0.020841 | 0.03792 | [16 empty] | 2007-01-06 | 0
| 0 | 2021-10-01 | 0.024707 | 0.015252 | 0.034862 | [19 empty] | 2007-01-07 | 0
| 0 | 2021-11-01 | 0.027004 | 0.017804 | 0.0355 | [19 empty] | 2007-01-08 | 0
| 0 | 2021-12-01 | 0.024639 | 0.015911 | 0.034723 | [19 empty] | 2007-01-09 | 0
| 0 | 2022-01-01 | 0.026514 | 0.018277 | 0.032698 | [19 empty] | 2007-01-10 | 0
[25 empty] | 2007-01-11 | 0
[25 empty] | 2007-01-12 | 0
[25 empty] | 2007-01-13 | 0
[25 empty] | 2007-01-14 | 0
[25 empty] | 2007-01-15 | 0
[25 empty] | 2007-01-16 | 0
[25 empty] | 2007-01-17 | 0
[25 empty] | 2007-01-18 | 0
[25 empty] | 2007-01-19 | 0
[25 empty] | 2007-01-20 | 0
[25 empty] | 2007-01-21 | 0
[25 empty] | 2007-01-22 | 0
[25 empty] | 2007-01-23 | 0
[25 empty] | 2007-01-24 | 0
[25 empty] | 2007-01-25 | 0
[25 empty] | 2007-01-26 | 0
[25 empty] | 2007-01-27 | 0
[25 empty] | 2007-01-28 | 0
[25 empty] | 2007-01-29 | 0
[25 empty] | 2007-01-30 | 0
[25 empty] | 2007-01-31 | 0
[25 empty] | 2007-02-01 | 0
[25 empty] | 2007-02-02 | 0
[25 empty] | 2007-02-03 | 0
[25 empty] | 2007-02-04 | 0
[25 empty] | 2007-02-05 | 0
[25 empty] | 2007-02-06 | 0
[25 empty] | 2007-02-07 | 0
[25 empty] | 2007-02-08 | 0
[25 empty] | 2007-02-09 | 0
[25 empty] | 2007-02-10 | 0
[25 empty] | 2007-02-11 | 0
[25 empty] | 2007-02-12 | 0
[25 empty] | 2007-02-13 | 0
[25 empty] | 2007-02-14 | 0
[25 empty] | 2007-02-15 | 0
[25 empty] | 2007-02-16 | 0
[25 empty] | 2007-02-17 | 0
[25 empty] | 2007-02-18 | 0
[25 empty] | 2007-02-19 | 0
[25 empty] | 2007-02-20 | 0
[25 empty] | 2007-02-21 | 0
[25 empty] | 2007-02-22 | 0
[25 empty] | 2007-02-23 | 0
[25 empty] | 2007-02-24 | 0
[25 empty] | 2007-02-25 | 0
[25 empty] | 2007-02-26 | 0
[25 empty] | 2007-02-27 | 0
[25 empty] | 2007-02-28 | 0
[25 empty] | 2007-03-01 | 0
[25 empty] | 2007-03-02 | 0
[25 empty] | 2007-03-03 | 0
[25 empty] | 2007-03-04 | 0
[25 empty] | 2007-03-05 | 0
[25 empty] | 2007-03-06 | 0
[25 empty] | 2007-03-07 | 0
[25 empty] | 2007-03-08 | 0
[25 empty] | 2007-03-09 | 0
[25 empty] | 2007-03-10 | 0
[25 empty] | 2007-03-11 | 0
[25 empty] | 2007-03-12 | 0
[25 empty] | 2007-03-13 | 0
[25 empty] | 2007-03-14 | 0
[25 empty] | 2007-03-15 | 0
[25 empty] | 2007-03-16 | 0
[25 empty] | 2007-03-17 | 0
[25 empty] | 2007-03-18 | 0
[25 empty] | 2007-03-19 | 0
[25 empty] | 2007-03-20 | 0
[25 empty] | 2007-03-21 | 0
[25 empty] | 2007-03-22 | 0
[25 empty] | 2007-03-23 | 0
[25 empty] | 2007-03-24 | 0
[25 empty] | 2007-03-25 | 0
[25 empty] | 2007-03-26 | 0
[25 empty] | 2007-03-27 | 0
[25 empty] | 2007-03-28 | 0
[25 empty] | 2007-03-29 | 0
[25 empty] | 2007-03-30 | 0
[25 empty] | 2007-03-31 | 0
[25 empty] | 2007-04-01 | 0
[25 empty] | 2007-04-02 | 0
[25 empty] | 2007-04-03 | 207.95
[25 empty] | 2007-04-04 | 207.95
[25 empty] | 2007-04-05 | 207.95
[25 empty] | 2007-04-06 | 207.95
[25 empty] | 2007-04-07 | 207.95
[25 empty] | 2007-04-08 | 207.95
[25 empty] | 2007-04-09 | 207.95
[25 empty] | 2007-04-10 | 207.95
[25 empty] | 2007-04-11 | 207.95
[25 empty] | 2007-04-12 | 207.95
[25 empty] | 2007-04-13 | 0
[25 empty] | 2007-04-14 | 0
[25 empty] | 2007-04-15 | 0
[25 empty] | 2007-04-16 | 0
[25 empty] | 2007-04-17 | 0
[25 empty] | 2007-04-18 | 0
[25 empty] | 2007-04-19 | 0
[25 empty] | 2007-04-20 | 0
[25 empty] | 2007-04-21 | 0
[25 empty] | 2007-04-22 | 0
[25 empty] | 2007-04-23 | 0
[25 empty] | 2007-04-24 | 0
[25 empty] | 2007-04-25 | 0
[25 empty] | 2007-04-26 | 0
[25 empty] | 2007-04-27 | 0
[25 empty] | 2007-04-28 | 0
[25 empty] | 2007-04-29 | 0
[25 empty] | 2007-04-30 | 0
[25 empty] | 2007-05-01 | 0
[25 empty] | 2007-05-02 | 0
[25 empty] | 2007-05-03 | 0
[25 empty] | 2007-05-04 | 0
[25 empty] | 2007-05-05 | 0
[25 empty] | 2007-05-06 | 0
[25 empty] | 2007-05-07 | 0
[25 empty] | 2007-05-08 | 236.02
[25 empty] | 2007-05-09 | 236.02
[25 empty] | 2007-05-10 | 241.84
[25 empty] | 2007-05-11 | 241.68
[25 empty] | 2007-05-12 | 241.68
[25 empty] | 2007-05-13 | 241.68
[25 empty] | 2007-05-14 | 241.68
[25 empty] | 2007-05-15 | 0
[25 empty] | 2007-05-16 | 0
[25 empty] | 2007-05-17 | 0
[25 empty] | 2007-05-18 | 21.355
[25 empty] | 2007-05-19 | 21.355
[25 empty] | 2007-05-20 | 21.355
[25 empty] | 2007-05-21 | 21.355
[25 empty] | 2007-05-22 | 21.355
[25 empty] | 2007-05-23 | 109.05
[25 empty] | 2007-05-24 | 109.05
[25 empty] | 2007-05-25 | 0
[25 empty] | 2007-05-26 | 0
[25 empty] | 2007-05-27 | 0
[25 empty] | 2007-05-28 | 0
[25 empty] | 2007-05-29 | 4.5432
[25 empty] | 2007-05-30 | 4.5432
[25 empty] | 2007-05-31 | 4.5432
[25 empty] | 2007-06-01 | 101.66
[25 empty] | 2007-06-02 | 101.66
[25 empty] | 2007-06-03 | 101.66
[25 empty] | 2007-06-04 | 101.66
[25 empty] | 2007-06-05 | 11.359
[25 empty] | 2007-06-06 | 11.359
[25 empty] | 2007-06-07 | 11.359
[25 empty] | 2007-06-08 | 11.359
[25 empty] | 2007-06-09 | 11.359
[25 empty] | 2007-06-10 | 11.359
[25 empty] | 2007-06-11 | 11.359
[25 empty] | 2007-06-12 | 15.902
[25 empty] | 2007-06-13 | 15.902
[25 empty] | 2007-06-14 | 15.902
[25 empty] | 2007-06-15 | 24.99
[25 empty] | 2007-06-16 | 24.99
[25 empty] | 2007-06-17 | 24.99
[25 empty] | 2007-06-18 | 24.99
[25 empty] | 2007-06-19 | 0.75733
[25 empty] | 2007-06-20 | 0.75733
[25 empty] | 2007-06-21 | 0.75733
[25 empty] | 2007-06-22 | 0
[25 empty] | 2007-06-23 | 0
[25 empty] | 2007-06-24 | 0
[25 empty] | 2007-06-25 | 0
[25 empty] | 2007-06-26 | 22.718
[25 empty] | 2007-06-27 | 22.718
[25 empty] | 2007-06-28 | 22.718
[25 empty] | 2007-06-29 | 28.624
[25 empty] | 2007-06-30 | 28.624
[25 empty] | 2007-07-01 | 28.624
[25 empty] | 2007-07-02 | 28.624
[25 empty] | 2007-07-03 | 28.624
[25 empty] | 2007-07-04 | 0
[25 empty] | 2007-07-05 | 0
[25 empty] | 2007-07-06 | 0
[25 empty] | 2007-07-07 | 0
[25 empty] | 2007-07-08 | 0
[25 empty] | 2007-07-09 | 0
[25 empty] | 2007-07-10 | 34.834
[25 empty] | 2007-07-11 | 34.834
[25 empty] | 2007-07-12 | 34.834
[25 empty] | 2007-07-13 | 12.008
[25 empty] | 2007-07-14 | 12.008
[25 empty] | 2007-07-15 | 12.008
[25 empty] | 2007-07-16 | 12.008
[25 empty] | 2007-07-17 | 12.008
[25 empty] | 2007-07-18 | 12.008
[25 empty] | 2007-07-19 | 12.008
[25 empty] | 2007-07-20 | 23.042
[25 empty] | 2007-07-21 | 23.042
[25 empty] | 2007-07-22 | 23.042
[25 empty] | 2007-07-23 | 23.042
[25 empty] | 2007-07-24 | 23.042
[25 empty] | 2007-07-25 | 23.042
[25 empty] | 2007-07-26 | 23.042
[25 empty] | 2007-07-27 | 27.262
[25 empty] | 2007-07-28 | 27.262
[25 empty] | 2007-07-29 | 27.262
[25 empty] | 2007-07-30 | 27.262
[25 empty] | 2007-07-31 | 27.262
[25 empty] | 2007-08-01 | 27.262
[25 empty] | 2007-08-02 | 27.262
[25 empty] | 2007-08-03 | 19.797
[25 empty] | 2007-08-04 | 19.797
[25 empty] | 2007-08-05 | 19.797
[25 empty] | 2007-08-06 | 19.797
[25 empty] | 2007-08-07 | 19.797
[25 empty] | 2007-08-08 | 19.797
[25 empty] | 2007-08-09 | 19.797
[25 empty] | 2007-08-10 | 56.146
[25 empty] | 2007-08-11 | 56.146
[25 empty] | 2007-08-12 | 56.146
[25 empty] | 2007-08-13 | 56.146
[25 empty] | 2007-08-14 | 56.146
[25 empty] | 2007-08-15 | 56.146
[25 empty] | 2007-08-16 | 56.146
[25 empty] | 2007-08-17 | 93.793
[25 empty] | 2007-08-18 | 93.793
[25 empty] | 2007-08-19 | 93.793
[25 empty] | 2007-08-20 | 93.793
[25 empty] | 2007-08-21 | 93.793
[25 empty] | 2007-08-22 | 93.793
[25 empty] | 2007-08-23 | 93.793
[25 empty] | 2007-08-24 | 15.253
[25 empty] | 2007-08-25 | 15.253
[25 empty] | 2007-08-26 | 15.253
[25 empty] | 2007-08-27 | 15.253
[25 empty] | 2007-08-28 | 15.253
[25 empty] | 2007-08-29 | 15.253
[25 empty] | 2007-08-30 | 15.253
[25 empty] | 2007-08-31 | 4.2191
[25 empty] | 2007-09-01 | 4.2191
[25 empty] | 2007-09-02 | 4.2191
[25 empty] | 2007-09-03 | 4.2191
[25 empty] | 2007-09-04 | 4.2191
[25 empty] | 2007-09-05 | 4.2191
[25 empty] | 2007-09-06 | 4.2191
[25 empty] | 2007-09-07 | 0
[25 empty] | 2007-09-08 | 0
[25 empty] | 2007-09-09 | 0
[25 empty] | 2007-09-10 | 0
[25 empty] | 2007-09-11 | 0
[25 empty] | 2007-09-12 | 254.34
[25 empty] | 2007-09-13 | 142.64
[25 empty] | 2007-09-14 | 156.9
[25 empty] | 2007-09-15 | 156.9
[25 empty] | 2007-09-16 | 156.9
[25 empty] | 2007-09-17 | 156.9
[25 empty] | 2007-09-18 | 0
[25 empty] | 2007-09-19 | 0
[25 empty] | 2007-09-20 | 0
[25 empty] | 2007-09-21 | 0
[25 empty] | 2007-09-22 | 0
[25 empty] | 2007-09-23 | 0
[25 empty] | 2007-09-24 | 0
[25 empty] | 2007-09-25 | 0
[25 empty] | 2007-09-26 | 0
[25 empty] | 2007-09-27 | 0
[25 empty] | 2007-09-28 | 0
[25 empty] | 2007-09-29 | 0
[25 empty] | 2007-09-30 | 0
[25 empty] | 2007-10-01 | 0
[25 empty] | 2007-10-02 | 0
[25 empty] | 2007-10-03 | 0
[25 empty] | 2007-10-04 | 0
[25 empty] | 2007-10-05 | 0
[25 empty] | 2007-10-06 | 0
[25 empty] | 2007-10-07 | 0
[25 empty] | 2007-10-08 | 0
[25 empty] | 2007-10-09 | 0
[25 empty] | 2007-10-10 | 0
[25 empty] | 2007-10-11 | 0
[25 empty] | 2007-10-12 | 0
[25 empty] | 2007-10-13 | 0
[25 empty] | 2007-10-14 | 0
[25 empty] | 2007-10-15 | 0
[25 empty] | 2007-10-16 | 0
[25 empty] | 2007-10-17 | 0
[25 empty] | 2007-10-18 | 0
[25 empty] | 2007-10-19 | 0
[25 empty] | 2007-10-20 | 0
[25 empty] | 2007-10-21 | 0
[25 empty] | 2007-10-22 | 0
[25 empty] | 2007-10-23 | 168.11
[25 empty] | 2007-10-24 | 168.11
[25 empty] | 2007-10-25 | 168.11
[25 empty] | 2007-10-26 | 126.61
[25 empty] | 2007-10-27 | 126.61
[25 empty] | 2007-10-28 | 126.61
[25 empty] | 2007-10-29 | 126.61
[25 empty] | 2007-10-30 | 0
[25 empty] | 2007-10-31 | 0
[25 empty] | 2007-11-01 | 0
[25 empty] | 2007-11-02 | 0
[25 empty] | 2007-11-03 | 0
[25 empty] | 2007-11-04 | 0
[25 empty] | 2007-11-05 | 0
[25 empty] | 2007-11-06 | 0
[25 empty] | 2007-11-07 | 0
[25 empty] | 2007-11-08 | 0
[25 empty] | 2007-11-09 | 0
[25 empty] | 2007-11-10 | 0
[25 empty] | 2007-11-11 | 0
[25 empty] | 2007-11-12 | 0
[25 empty] | 2007-11-13 | 0
[25 empty] | 2007-11-14 | 0
[25 empty] | 2007-11-15 | 0
[25 empty] | 2007-11-16 | 0
[25 empty] | 2007-11-17 | 0
[25 empty] | 2007-11-18 | 0
[25 empty] | 2007-11-19 | 0
[25 empty] | 2007-11-20 | 0
[25 empty] | 2007-11-21 | 0
[25 empty] | 2007-11-22 | 0
[25 empty] | 2007-11-23 | 0
[25 empty] | 2007-11-24 | 0
[25 empty] | 2007-11-25 | 0
[25 empty] | 2007-11-26 | 0
[25 empty] | 2007-11-27 | 0
[25 empty] | 2007-11-28 | 0
[25 empty] | 2007-11-29 | 0
[25 empty] | 2007-11-30 | 0
[25 empty] | 2007-12-01 | 0
[25 empty] | 2007-12-02 | 0
[25 empty] | 2007-12-03 | 0
[25 empty] | 2007-12-04 | 0
[25 empty] | 2007-12-05 | 0
[25 empty] | 2007-12-06 | 0
[25 empty] | 2007-12-07 | 0
[25 empty] | 2007-12-08 | 0
[25 empty] | 2007-12-09 | 0
[25 empty] | 2007-12-10 | 0
[25 empty] | 2007-12-11 | 0
[25 empty] | 2007-12-12 | 0
[25 empty] | 2007-12-13 | 0
[25 empty] | 2007-12-14 | 0
[25 empty] | 2007-12-15 | 0
[25 empty] | 2007-12-16 | 0
[25 empty] | 2007-12-17 | 0
[25 empty] | 2007-12-18 | 0
[25 empty] | 2007-12-19 | 0
[25 empty] | 2007-12-20 | 0
[25 empty] | 2007-12-21 | 0
[25 empty] | 2007-12-22 | 0
[25 empty] | 2007-12-23 | 0
[25 empty] | 2007-12-24 | 0
[25 empty] | 2007-12-25 | 0
[25 empty] | 2007-12-26 | 0
[25 empty] | 2007-12-27 | 0
[25 empty] | 2007-12-28 | 0
[25 empty] | 2007-12-29 | 0
[25 empty] | 2007-12-30 | 0
[25 empty] | 2007-12-31 | 0
[25 empty] | 2008-01-01 | 0
[25 empty] | 2008-01-02 | 0
[25 empty] | 2008-01-03 | 0
[25 empty] | 2008-01-04 | 0
[25 empty] | 2008-01-05 | 0
[25 empty] | 2008-01-06 | 0
[25 empty] | 2008-01-07 | 0
[25 empty] | 2008-01-08 | 0
[25 empty] | 2008-01-09 | 0
[25 empty] | 2008-01-10 | 0
[25 empty] | 2008-01-11 | 0
[25 empty] | 2008-01-12 | 0
[25 empty] | 2008-01-13 | 0
[25 empty] | 2008-01-14 | 0
[25 empty] | 2008-01-15 | 0
[25 empty] | 2008-01-16 | 0
[25 empty] | 2008-01-17 | 0
[25 empty] | 2008-01-18 | 0
[25 empty] | 2008-01-19 | 0
[25 empty] | 2008-01-20 | 0
[25 empty] | 2008-01-21 | 0
[25 empty] | 2008-01-22 | 0
[25 empty] | 2008-01-23 | 0
[25 empty] | 2008-01-24 | 0
[25 empty] | 2008-01-25 | 0
[25 empty] | 2008-01-26 | 0
[25 empty] | 2008-01-27 | 0
[25 empty] | 2008-01-28 | 0
[25 empty] | 2008-01-29 | 0
[25 empty] | 2008-01-30 | 0
[25 empty] | 2008-01-31 | 0
[25 empty] | 2008-02-01 | 0
[25 empty] | 2008-02-02 | 0
[25 empty] | 2008-02-03 | 0
[25 empty] | 2008-02-04 | 0
[25 empty] | 2008-02-05 | 0
[25 empty] | 2008-02-06 | 0
[25 empty] | 2008-02-07 | 0
[25 empty] | 2008-02-08 | 0
[25 empty] | 2008-02-09 | 0
[25 empty] | 2008-02-10 | 0
[25 empty] | 2008-02-11 | 0
[25 empty] | 2008-02-12 | 0
[25 empty] | 2008-02-13 | 0
[25 empty] | 2008-02-14 | 0
[25 empty] | 2008-02-15 | 0
[25 empty] | 2008-02-16 | 0
[25 empty] | 2008-02-17 | 0
[25 empty] | 2008-02-18 | 0
[25 empty] | 2008-02-19 | 0
[25 empty] | 2008-02-20 | 0
[25 empty] | 2008-02-21 | 0
[25 empty] | 2008-02-22 | 0
[25 empty] | 2008-02-23 | 0
[25 empty] | 2008-02-24 | 0
[25 empty] | 2008-02-25 | 0
[25 empty] | 2008-02-26 | 0
[25 empty] | 2008-02-27 | 0
[25 empty] | 2008-02-28 | 0
[25 empty] | 2008-02-29 | 0
[25 empty] | 2008-03-01 | 0
[25 empty] | 2008-03-02 | 0
[25 empty] | 2008-03-03 | 0
[25 empty] | 2008-03-04 | 0
[25 empty] | 2008-03-05 | 0
[25 empty] | 2008-03-06 | 0
[25 empty] | 2008-03-07 | 0
[25 empty] | 2008-03-08 | 0
[25 empty] | 2008-03-09 | 0
[25 empty] | 2008-03-10 | 0
[25 empty] | 2008-03-11 | 0
[25 empty] | 2008-03-12 | 0
[25 empty] | 2008-03-13 | 0
[25 empty] | 2008-03-14 | 0
[25 empty] | 2008-03-15 | 0
[25 empty] | 2008-03-16 | 0
[25 empty] | 2008-03-17 | 0
[25 empty] | 2008-03-18 | 0
[25 empty] | 2008-03-19 | 0
[25 empty] | 2008-03-20 | 0
[25 empty] | 2008-03-21 | 0
[25 empty] | 2008-03-22 | 0
[25 empty] | 2008-03-23 | 0
[25 empty] | 2008-03-24 | 0
[25 empty] | 2008-03-25 | 0
[25 empty] | 2008-03-26 | 0
[25 empty] | 2008-03-27 | 0
[25 empty] | 2008-03-28 | 0
[25 empty] | 2008-03-29 | 0
[25 empty] | 2008-03-30 | 0
[25 empty] | 2008-03-31 | 0
[25 empty] | 2008-04-01 | 0
[25 empty] | 2008-04-02 | 0
[25 empty] | 2008-04-03 | 0
[25 empty] | 2008-04-04 | 0
[25 empty] | 2008-04-05 | 0
[25 empty] | 2008-04-06 | 0
[25 empty] | 2008-04-07 | 0
[25 empty] | 2008-04-08 | 0
[25 empty] | 2008-04-09 | 0
[25 empty] | 2008-04-10 | 0
[25 empty] | 2008-04-11 | 191.25
[25 empty] | 2008-04-12 | 191.25
[25 empty] | 2008-04-13 | 191.25
[25 empty] | 2008-04-14 | 191.25
[25 empty] | 2008-04-15 | 101.32
[25 empty] | 2008-04-16 | 101.32
[25 empty] | 2008-04-17 | 101.32
[25 empty] | 2008-04-18 | 101.32
[25 empty] | 2008-04-19 | 101.32
[25 empty] | 2008-04-20 | 101.32
[25 empty] | 2008-04-21 | 101.32
[25 empty] | 2008-04-22 | 175.95
[25 empty] | 2008-04-23 | 175.95
[25 empty] | 2008-04-24 | 175.95
[25 empty] | 2008-04-25 | 86.038
[25 empty] | 2008-04-26 | 86.038
[25 empty] | 2008-04-27 | 86.038
[25 empty] | 2008-04-28 | 86.038
[25 empty] | 2008-04-29 | 0
[25 empty] | 2008-04-30 | 0
[25 empty] | 2008-05-01 | 0
[25 empty] | 2008-05-02 | 0
[25 empty] | 2008-05-03 | 0
[25 empty] | 2008-05-04 | 0
[25 empty] | 2008-05-05 | 0
[25 empty] | 2008-05-06 | 0
[25 empty] | 2008-05-07 | 44.183
[25 empty] | 2008-05-08 | 44.181
[25 empty] | 2008-05-09 | 23.254
[25 empty] | 2008-05-10 | 23.254
[25 empty] | 2008-05-11 | 23.254
[25 empty] | 2008-05-12 | 23.254
[25 empty] | 2008-05-13 | 6.3947
[25 empty] | 2008-05-14 | 6.3947
[25 empty] | 2008-05-15 | 6.3947
[25 empty] | 2008-05-16 | 6.3947
[25 empty] | 2008-05-17 | 6.3947
[25 empty] | 2008-05-18 | 6.3947
[25 empty] | 2008-05-19 | 6.3947
[25 empty] | 2008-05-20 | 6.3947
[25 empty] | 2008-05-21 | 11.628
[25 empty] | 2008-05-22 | 6.9745
[25 empty] | 2008-05-23 | 32.555
[25 empty] | 2008-05-24 | 32.555
[25 empty] | 2008-05-25 | 32.555
[25 empty] | 2008-05-26 | 32.555
[25 empty] | 2008-05-27 | 25.579
[25 empty] | 2008-05-28 | 25.579
[25 empty] | 2008-05-29 | 1.3954
[25 empty] | 2008-05-30 | 1.3954
[25 empty] | 2008-05-31 | 1.3954
[25 empty] | 2008-06-01 | 1.3954
[25 empty] | 2008-06-02 | 1.3954
[25 empty] | 2008-06-03 | 67.435
[25 empty] | 2008-06-04 | 67.435
[25 empty] | 2008-06-05 | 67.435
[25 empty] | 2008-06-06 | 72.655
[25 empty] | 2008-06-07 | 72.655
[25 empty] | 2008-06-08 | 72.655
[25 empty] | 2008-06-09 | 72.655
[25 empty] | 2008-06-10 | 72.655
[25 empty] | 2008-06-11 | 72.655
[25 empty] | 2008-06-12 | 27.586
[25 empty] | 2008-06-13 | 27.586
[25 empty] | 2008-06-14 | 27.586
[25 empty] | 2008-06-15 | 27.586
[25 empty] | 2008-06-16 | 27.586
[25 empty] | 2008-06-17 | 27.586
[25 empty] | 2008-06-18 | 27.586
[25 empty] | 2008-06-19 | 93.144
[25 empty] | 2008-06-20 | 93.144
[25 empty] | 2008-06-21 | 93.144
[25 empty] | 2008-06-22 | 93.144
[25 empty] | 2008-06-23 | 93.144
[25 empty] | 2008-06-24 | 109.05
[25 empty] | 2008-06-25 | 101.09
[25 empty] | 2008-06-26 | 101.09
[25 empty] | 2008-06-27 | 105.26
[25 empty] | 2008-06-28 | 105.26
[25 empty] | 2008-06-29 | 105.26
[25 empty] | 2008-06-30 | 105.26
[25 empty] | 2008-07-01 | 105.26
[25 empty] | 2008-07-02 | 105.26
[25 empty] | 2008-07-03 | 70.427
[25 empty] | 2008-07-04 | 10.223
[25 empty] | 2008-07-05 | 10.223
[25 empty] | 2008-07-06 | 10.223
[25 empty] | 2008-07-07 | 10.223
[25 empty] | 2008-07-08 | 0
[25 empty] | 2008-07-09 | 0
[25 empty] | 2008-07-10 | 0
[25 empty] | 2008-07-11 | 0
[25 empty] | 2008-07-12 | 0
[25 empty] | 2008-07-13 | 0
[25 empty] | 2008-07-14 | 0
[25 empty] | 2008-07-15 | 0
[25 empty] | 2008-07-16 | 0
[25 empty] | 2008-07-17 | 0
[25 empty] | 2008-07-18 | 2.2718
[25 empty] | 2008-07-19 | 2.2718
[25 empty] | 2008-07-20 | 2.2718
[25 empty] | 2008-07-21 | 2.2718
[25 empty] | 2008-07-22 | 2.2718
[25 empty] | 2008-07-23 | 2.2718
[25 empty] | 2008-07-24 | 2.2718
[25 empty] | 2008-07-25 | 22.177
[25 empty] | 2008-07-26 | 22.177
[25 empty] | 2008-07-27 | 22.177
[25 empty] | 2008-07-28 | 22.177
[25 empty] | 2008-07-29 | 22.177
[25 empty] | 2008-07-30 | 22.177
[25 empty] | 2008-07-31 | 22.177
[25 empty] | 2008-08-01 | 22.177
[25 empty] | 2008-08-02 | 22.177
[25 empty] | 2008-08-03 | 22.177
[25 empty] | 2008-08-04 | 22.177
[25 empty] | 2008-08-05 | 22.177
[25 empty] | 2008-08-06 | 22.177
[25 empty] | 2008-08-07 | 22.177
[25 empty] | 2008-08-08 | 22.177
[25 empty] | 2008-08-09 | 22.177
[25 empty] | 2008-08-10 | 22.177
[25 empty] | 2008-08-11 | 22.177
[25 empty] | 2008-08-12 | 22.177
[25 empty] | 2008-08-13 | 22.177
[25 empty] | 2008-08-14 | 22.177
[25 empty] | 2008-08-15 | 0
[25 empty] | 2008-08-16 | 0
[25 empty] | 2008-08-17 | 0
[25 empty] | 2008-08-18 | 0
[25 empty] | 2008-08-19 | 0
[25 empty] | 2008-08-20 | 0
[25 empty] | 2008-08-21 | 0
[25 empty] | 2008-08-22 | 0
[25 empty] | 2008-08-23 | 0
[25 empty] | 2008-08-24 | 0
[25 empty] | 2008-08-25 | 0
[25 empty] | 2008-08-26 | 0
[25 empty] | 2008-08-27 | 0
[25 empty] | 2008-08-28 | 0
[25 empty] | 2008-08-29 | 0
[25 empty] | 2008-08-30 | 0
[25 empty] | 2008-08-31 | 0
[25 empty] | 2008-09-01 | 0
[25 empty] | 2008-09-02 | 0
[25 empty] | 2008-09-03 | 0
[25 empty] | 2008-09-04 | 0
[25 empty] | 2008-09-05 | 0
[25 empty] | 2008-09-06 | 0
[25 empty] | 2008-09-07 | 0
[25 empty] | 2008-09-08 | 0
[25 empty] | 2008-09-09 | 0
[25 empty] | 2008-09-10 | 0
[25 empty] | 2008-09-11 | 0
[25 empty] | 2008-09-12 | 0
[25 empty] | 2008-09-13 | 0
[25 empty] | 2008-09-14 | 0
[25 empty] | 2008-09-15 | 0
[25 empty] | 2008-09-16 | 0
[25 empty] | 2008-09-17 | 0
[25 empty] | 2008-09-18 | 0
[25 empty] | 2008-09-19 | 31.805
[25 empty] | 2008-09-20 | 31.805
[25 empty] | 2008-09-21 | 31.805
[25 empty] | 2008-09-22 | 31.805
[25 empty] | 2008-09-23 | 59.067
[25 empty] | 2008-09-24 | 59.067
[25 empty] | 2008-09-25 | 59.067
[25 empty] | 2008-09-26 | 57.931
[25 empty] | 2008-09-27 | 57.931
[25 empty] | 2008-09-28 | 57.931
[25 empty] | 2008-09-29 | 57.931
[25 empty] | 2008-09-30 | 132.52
[25 empty] | 2008-10-01 | 132.52
[25 empty] | 2008-10-02 | 132.52
[25 empty] | 2008-10-03 | 104.5
[25 empty] | 2008-10-04 | 104.5
[25 empty] | 2008-10-05 | 104.5
[25 empty] | 2008-10-06 | 104.5
[25 empty] | 2008-10-07 | 28.776
[25 empty] | 2008-10-08 | 28.776
[25 empty] | 2008-10-09 | 28.776
[25 empty] | 2008-10-10 | 200.69
[25 empty] | 2008-10-11 | 200.69
[25 empty] | 2008-10-12 | 200.69
[25 empty] | 2008-10-13 | 200.69
[25 empty] | 2008-10-14 | 200.69
[25 empty] | 2008-10-15 | 200.69
[25 empty] | 2008-10-16 | 200.69
[25 empty] | 2008-10-17 | 84.119
[25 empty] | 2008-10-18 | 84.119
[25 empty] | 2008-10-19 | 84.119
[25 empty] | 2008-10-20 | 84.119
[25 empty] | 2008-10-21 | 84.119
[25 empty] | 2008-10-22 | 84.119
[25 empty] | 2008-10-23 | 0
[25 empty] | 2008-10-24 | 0
[25 empty] | 2008-10-25 | 0
[25 empty] | 2008-10-26 | 0
[25 empty] | 2008-10-27 | 0
[25 empty] | 2008-10-28 | 0
[25 empty] | 2008-10-29 | 0
[25 empty] | 2008-10-30 | 0
[25 empty] | 2008-10-31 | 0
[25 empty] | 2008-11-01 | 0
[25 empty] | 2008-11-02 | 0
[25 empty] | 2008-11-03 | 0
[25 empty] | 2008-11-04 | 0
[25 empty] | 2008-11-05 | 0
[25 empty] | 2008-11-06 | 0
[25 empty] | 2008-11-07 | 0
[25 empty] | 2008-11-08 | 0
[25 empty] | 2008-11-09 | 0
[25 empty] | 2008-11-10 | 0
[25 empty] | 2008-11-11 | 0
[25 empty] | 2008-11-12 | 0
[25 empty] | 2008-11-13 | 0
[25 empty] | 2008-11-14 | 0
[25 empty] | 2008-11-15 | 0
[25 empty] | 2008-11-16 | 0
[25 empty] | 2008-11-17 | 0
[25 empty] | 2008-11-18 | 0
[25 empty] | 2008-11-19 | 0
[25 empty] | 2008-11-20 | 0
[25 empty] | 2008-11-21 | 0
[25 empty] | 2008-11-22 | 0
[25 empty] | 2008-11-23 | 0
[25 empty] | 2008-11-24 | 0
[25 empty] | 2008-11-25 | 0
[25 empty] | 2008-11-26 | 0
[25 empty] | 2008-11-27 | 0
[25 empty] | 2008-11-28 | 0
[25 empty] | 2008-11-29 | 0
[25 empty] | 2008-11-30 | 0
[25 empty] | 2008-12-01 | 0
[25 empty] | 2008-12-02 | 0
[25 empty] | 2008-12-03 | 0
[25 empty] | 2008-12-04 | 0
[25 empty] | 2008-12-05 | 0
[25 empty] | 2008-12-06 | 0
[25 empty] | 2008-12-07 | 0
[25 empty] | 2008-12-08 | 0
[25 empty] | 2008-12-09 | 0
[25 empty] | 2008-12-10 | 0
[25 empty] | 2008-12-11 | 0
[25 empty] | 2008-12-12 | 0
[25 empty] | 2008-12-13 | 0
[25 empty] | 2008-12-14 | 0
[25 empty] | 2008-12-15 | 0
[25 empty] | 2008-12-16 | 0
[25 empty] | 2008-12-17 | 0
[25 empty] | 2008-12-18 | 0
[25 empty] | 2008-12-19 | 0
[25 empty] | 2008-12-20 | 0
[25 empty] | 2008-12-21 | 0
[25 empty] | 2008-12-22 | 0
[25 empty] | 2008-12-23 | 0
[25 empty] | 2008-12-24 | 0
[25 empty] | 2008-12-25 | 0
[25 empty] | 2008-12-26 | 0
[25 empty] | 2008-12-27 | 0
[25 empty] | 2008-12-28 | 0
[25 empty] | 2008-12-29 | 0
[25 empty] | 2008-12-30 | 0
[25 empty] | 2008-12-31 | 0
[25 empty] | 2009-01-01 | 0
[25 empty] | 2009-01-02 | 0
[25 empty] | 2009-01-03 | 0
[25 empty] | 2009-01-04 | 0
[25 empty] | 2009-01-05 | 0
[25 empty] | 2009-01-06 | 0
[25 empty] | 2009-01-07 | 0
[25 empty] | 2009-01-08 | 0
[25 empty] | 2009-01-09 | 0
[25 empty] | 2009-01-10 | 0
[25 empty] | 2009-01-11 | 0
[25 empty] | 2009-01-12 | 0
[25 empty] | 2009-01-13 | 0
[25 empty] | 2009-01-14 | 0
[25 empty] | 2009-01-15 | 0
[25 empty] | 2009-01-16 | 0
[25 empty] | 2009-01-17 | 0
[25 empty] | 2009-01-18 | 0
[25 empty] | 2009-01-19 | 0
[25 empty] | 2009-01-20 | 0
[25 empty] | 2009-01-21 | 0
[25 empty] | 2009-01-22 | 0
[25 empty] | 2009-01-23 | 0
[25 empty] | 2009-01-24 | 0
[25 empty] | 2009-01-25 | 0
[25 empty] | 2009-01-26 | 0
[25 empty] | 2009-01-27 | 0
[25 empty] | 2009-01-28 | 0
[25 empty] | 2009-01-29 | 0
[25 empty] | 2009-01-30 | 0
[25 empty] | 2009-01-31 | 0
[25 empty] | 2009-02-01 | 0
[25 empty] | 2009-02-02 | 0
[25 empty] | 2009-02-03 | 0
[25 empty] | 2009-02-04 | 0
[25 empty] | 2009-02-05 | 0
[25 empty] | 2009-02-06 | 0
[25 empty] | 2009-02-07 | 0
[25 empty] | 2009-02-08 | 0
[25 empty] | 2009-02-09 | 0
[25 empty] | 2009-02-10 | 0
[25 empty] | 2009-02-11 | 0
[25 empty] | 2009-02-12 | 0
[25 empty] | 2009-02-13 | 0
[25 empty] | 2009-02-14 | 0
[25 empty] | 2009-02-15 | 0
[25 empty] | 2009-02-16 | 0
[25 empty] | 2009-02-17 | 0
[25 empty] | 2009-02-18 | 0
[25 empty] | 2009-02-19 | 0
[25 empty] | 2009-02-20 | 0
[25 empty] | 2009-02-21 | 0
[25 empty] | 2009-02-22 | 0
[25 empty] | 2009-02-23 | 0
[25 empty] | 2009-02-24 | 0
[25 empty] | 2009-02-25 | 0
[25 empty] | 2009-02-26 | 0
[25 empty] | 2009-02-27 | 0
[25 empty] | 2009-02-28 | 0
[25 empty] | 2009-03-01 | 0
[25 empty] | 2009-03-02 | 0
[25 empty] | 2009-03-03 | 0
[25 empty] | 2009-03-04 | 0
[25 empty] | 2009-03-05 | 0
[25 empty] | 2009-03-06 | 0
[25 empty] | 2009-03-07 | 0
[25 empty] | 2009-03-08 | 0
[25 empty] | 2009-03-09 | 0
[25 empty] | 2009-03-10 | 0
[25 empty] | 2009-03-11 | 0
[25 empty] | 2009-03-12 | 0
[25 empty] | 2009-03-13 | 0
[25 empty] | 2009-03-14 | 0
[25 empty] | 2009-03-15 | 0
[25 empty] | 2009-03-16 | 0
[25 empty] | 2009-03-17 | 0
[25 empty] | 2009-03-18 | 0
[25 empty] | 2009-03-19 | 0
[25 empty] | 2009-03-20 | 0
[25 empty] | 2009-03-21 | 0
[25 empty] | 2009-03-22 | 0
[25 empty] | 2009-03-23 | 0
[25 empty] | 2009-03-24 | 0
[25 empty] | 2009-03-25 | 31.78
[25 empty] | 2009-03-26 | 31.78
[25 empty] | 2009-03-27 | 31.78
[25 empty] | 2009-03-28 | 167.42
[25 empty] | 2009-03-29 | 148.82
[25 empty] | 2009-03-30 | 148.82
[25 empty] | 2009-03-31 | 176.73
[25 empty] | 2009-04-01 | 176.73
[25 empty] | 2009-04-02 | 176.73
[25 empty] | 2009-04-03 | 248.59
[25 empty] | 2009-04-04 | 248.59
[25 empty] | 2009-04-05 | 248.59
[25 empty] | 2009-04-06 | 248.59
[25 empty] | 2009-04-07 | 230.59
[25 empty] | 2009-04-08 | 230.59
[25 empty] | 2009-04-09 | 259.89
[25 empty] | 2009-04-10 | 259.89
[25 empty] | 2009-04-11 | 259.89
[25 empty] | 2009-04-12 | 259.89
[25 empty] | 2009-04-13 | 259.89
[25 empty] | 2009-04-14 | 311.46
[25 empty] | 2009-04-15 | 311.46
[25 empty] | 2009-04-16 | 311.46
[25 empty] | 2009-04-17 | 15.361
[25 empty] | 2009-04-18 | 15.361
[25 empty] | 2009-04-19 | 15.361
[25 empty] | 2009-04-20 | 15.361
[25 empty] | 2009-04-21 | 167.51
[25 empty] | 2009-04-22 | 167.51
[25 empty] | 2009-04-23 | 167.51
[25 empty] | 2009-04-24 | 117.4
[25 empty] | 2009-04-25 | 117.4
[25 empty] | 2009-04-26 | 117.4
[25 empty] | 2009-04-27 | 117.4
[25 empty] | 2009-04-28 | 83.388
[25 empty] | 2009-04-29 | 83.388
[25 empty] | 2009-04-30 | 83.388
[25 empty] | 2009-05-01 | 0
[25 empty] | 2009-05-02 | 0
[25 empty] | 2009-05-03 | 0
[25 empty] | 2009-05-04 | 0
[25 empty] | 2009-05-05 | 0
[25 empty] | 2009-05-06 | 0
[25 empty] | 2009-05-07 | 0
[25 empty] | 2009-05-08 | 0
[25 empty] | 2009-05-09 | 0
[25 empty] | 2009-05-10 | 0
[25 empty] | 2009-05-11 | 0
[25 empty] | 2009-05-12 | 0
[25 empty] | 2009-05-13 | 0
[25 empty] | 2009-05-14 | 0
[25 empty] | 2009-05-15 | 0
[25 empty] | 2009-05-16 | 0
[25 empty] | 2009-05-17 | 0
[25 empty] | 2009-05-18 | 0
[25 empty] | 2009-05-19 | 0
[25 empty] | 2009-05-20 | 0
[25 empty] | 2009-05-21 | 0
[25 empty] | 2009-05-22 | 0
[25 empty] | 2009-05-23 | 0
[25 empty] | 2009-05-24 | 0
[25 empty] | 2009-05-25 | 0
[25 empty] | 2009-05-26 | 0
[25 empty] | 2009-05-27 | 0
[25 empty] | 2009-05-28 | 0
[25 empty] | 2009-05-29 | 0
[25 empty] | 2009-05-30 | 0
[25 empty] | 2009-05-31 | 0
[25 empty] | 2009-06-01 | 0
[25 empty] | 2009-06-02 | 0
[25 empty] | 2009-06-03 | 0
[25 empty] | 2009-06-04 | 0
[25 empty] | 2009-06-05 | 0
[25 empty] | 2009-06-06 | 0
[25 empty] | 2009-06-07 | 0
[25 empty] | 2009-06-08 | 0
[25 empty] | 2009-06-09 | 32.714
[25 empty] | 2009-06-10 | 32.714
[25 empty] | 2009-06-11 | 32.714
[25 empty] | 2009-06-12 | 32.714
[25 empty] | 2009-06-13 | 32.714
[25 empty] | 2009-06-14 | 83.306
[25 empty] | 2009-06-15 | 83.306
[25 empty] | 2009-06-16 | 83.306
[25 empty] | 2009-06-17 | 83.306
[25 empty] | 2009-06-18 | 83.306
[25 empty] | 2009-06-19 | 83.306
[25 empty] | 2009-06-20 | 83.306
[25 empty] | 2009-06-21 | 83.306
[25 empty] | 2009-06-22 | 83.306
[25 empty] | 2009-06-23 | 83.306
[25 empty] | 2009-06-24 | 83.306
[25 empty] | 2009-06-25 | 83.306
[25 empty] | 2009-06-26 | 83.306
[25 empty] | 2009-06-27 | 83.306
[25 empty] | 2009-06-28 | 83.306
[25 empty] | 2009-06-29 | 83.306
[25 empty] | 2009-06-30 | 0
[25 empty] | 2009-07-01 | 0
[25 empty] | 2009-07-02 | 0
[25 empty] | 2009-07-03 | 0
[25 empty] | 2009-07-04 | 0
[25 empty] | 2009-07-05 | 0
[25 empty] | 2009-07-06 | 0
[25 empty] | 2009-07-07 | 0
[25 empty] | 2009-07-08 | 0
[25 empty] | 2009-07-09 | 0
[25 empty] | 2009-07-10 | 0
[25 empty] | 2009-07-11 | 0
[25 empty] | 2009-07-12 | 0
[25 empty] | 2009-07-13 | 0
[25 empty] | 2009-07-14 | 65.264
[25 empty] | 2009-07-15 | 65.264
[25 empty] | 2009-07-16 | 65.264
[25 empty] | 2009-07-17 | 65.264
[25 empty] | 2009-07-18 | 65.264
[25 empty] | 2009-07-19 | 65.264
[25 empty] | 2009-07-20 | 65.264
[25 empty] | 2009-07-21 | 36.051
[25 empty] | 2009-07-22 | 36.051
[25 empty] | 2009-07-23 | 36.051
[25 empty] | 2009-07-24 | 36.051
[25 empty] | 2009-07-25 | 36.051
[25 empty] | 2009-07-26 | 36.051
[25 empty] | 2009-07-27 | 36.051
[25 empty] | 2009-07-28 | 0
[25 empty] | 2009-07-29 | 0
[25 empty] | 2009-07-30 | 0
[25 empty] | 2009-07-31 | 0
[25 empty] | 2009-08-01 | 0
[25 empty] | 2009-08-02 | 0
[25 empty] | 2009-08-03 | 0
[25 empty] | 2009-08-04 | 10.424
[25 empty] | 2009-08-05 | 10.424
[25 empty] | 2009-08-06 | 10.424
[25 empty] | 2009-08-07 | 10.424
[25 empty] | 2009-08-08 | 0
[25 empty] | 2009-08-09 | 0
[25 empty] | 2009-08-10 | 0
[25 empty] | 2009-08-11 | 2.2717
[25 empty] | 2009-08-12 | 2.2717
[25 empty] | 2009-08-13 | 2.2717
[25 empty] | 2009-08-14 | 2.2717
[25 empty] | 2009-08-15 | 2.2717
[25 empty] | 2009-08-16 | 2.2717
[25 empty] | 2009-08-17 | 2.2717
[25 empty] | 2009-08-18 | 2.2717
[25 empty] | 2009-08-19 | 0
[25 empty] | 2009-08-20 | 0
[25 empty] | 2009-08-21 | 0
[25 empty] | 2009-08-22 | 0
[25 empty] | 2009-08-23 | 0
[25 empty] | 2009-08-24 | 0
[25 empty] | 2009-08-25 | 11.684
[25 empty] | 2009-08-26 | 11.684
[25 empty] | 2009-08-27 | 11.684
[25 empty] | 2009-08-28 | 11.684
[25 empty] | 2009-08-29 | 11.684
[25 empty] | 2009-08-30 | 11.684
[25 empty] | 2009-08-31 | 11.684
[25 empty] | 2009-09-01 | 0.3244
[25 empty] | 2009-09-02 | 0.3244
[25 empty] | 2009-09-03 | 0.3244
[25 empty] | 2009-09-04 | 0.3244
[25 empty] | 2009-09-05 | 0.3244
[25 empty] | 2009-09-06 | 0.3244
[25 empty] | 2009-09-07 | 0.3244
[25 empty] | 2009-09-08 | 0
[25 empty] | 2009-09-09 | 0
[25 empty] | 2009-09-10 | 0
[25 empty] | 2009-09-11 | 0
[25 empty] | 2009-09-12 | 0
[25 empty] | 2009-09-13 | 0
[25 empty] | 2009-09-14 | 0
[25 empty] | 2009-09-15 | 0
[25 empty] | 2009-09-16 | 0
[25 empty] | 2009-09-17 | 0
[25 empty] | 2009-09-18 | 0
[25 empty] | 2009-09-19 | 0
[25 empty] | 2009-09-20 | 0
[25 empty] | 2009-09-21 | 0
[25 empty] | 2009-09-22 | 0
[25 empty] | 2009-09-23 | 0
[25 empty] | 2009-09-24 | 0
[25 empty] | 2009-09-25 | 0
[25 empty] | 2009-09-26 | 0
[25 empty] | 2009-09-27 | 0
[25 empty] | 2009-09-28 | 0
[25 empty] | 2009-09-29 | 0
[25 empty] | 2009-09-30 | 0
[25 empty] | 2009-10-01 | 0
[25 empty] | 2009-10-02 | 23.854
[25 empty] | 2009-10-03 | 23.854
[25 empty] | 2009-10-04 | 23.854
[25 empty] | 2009-10-05 | 23.854
[25 empty] | 2009-10-06 | 153.35
[25 empty] | 2009-10-07 | 153.35
[25 empty] | 2009-10-08 | 153.35
[25 empty] | 2009-10-09 | 153.35
[25 empty] | 2009-10-10 | 181.74
[25 empty] | 2009-10-11 | 181.74
[25 empty] | 2009-10-12 | 181.74
[25 empty] | 2009-10-13 | 204.46
[25 empty] | 2009-10-14 | 0
[25 empty] | 2009-10-15 | 0
[25 empty] | 2009-10-16 | 0
[25 empty] | 2009-10-17 | 197.65
[25 empty] | 2009-10-18 | 197.65
[25 empty] | 2009-10-19 | 197.65
[25 empty] | 2009-10-20 | 299.92
[25 empty] | 2009-10-21 | 164.58
[25 empty] | 2009-10-22 | 133.86
[25 empty] | 2009-10-23 | 195.3
[25 empty] | 2009-10-24 | 232.61
[25 empty] | 2009-10-25 | 278.69
[25 empty] | 2009-10-26 | 100.94
[25 empty] | 2009-10-27 | 221.64
[25 empty] | 2009-10-28 | 164.58
[25 empty] | 2009-10-29 | 186.53
[25 empty] | 2009-10-30 | 103.14
[25 empty] | 2009-10-31 | 142.64
[25 empty] | 2009-11-01 | 195.3
[25 empty] | 2009-11-02 | 158.73
[25 empty] | 2009-11-03 | 0
[25 empty] | 2009-11-04 | 0
[25 empty] | 2009-11-05 | 0
[25 empty] | 2009-11-06 | 0
[25 empty] | 2009-11-07 | 0
[25 empty] | 2009-11-08 | 0
[25 empty] | 2009-11-09 | 0
[25 empty] | 2009-11-10 | 0
[25 empty] | 2009-11-11 | 0
[25 empty] | 2009-11-12 | 0
[25 empty] | 2009-11-13 | 0
[25 empty] | 2009-11-14 | 0
[25 empty] | 2009-11-15 | 0
[25 empty] | 2009-11-16 | 0
[25 empty] | 2009-11-17 | 0
[25 empty] | 2009-11-18 | 0
[25 empty] | 2009-11-19 | 0
[25 empty] | 2009-11-20 | 0
[25 empty] | 2009-11-21 | 0
[25 empty] | 2009-11-22 | 0
[25 empty] | 2009-11-23 | 0
[25 empty] | 2009-11-24 | 0
[25 empty] | 2009-11-25 | 0
[25 empty] | 2009-11-26 | 0
[25 empty] | 2009-11-27 | 0
[25 empty] | 2009-11-28 | 0
[25 empty] | 2009-11-29 | 0
[25 empty] | 2009-11-30 | 0
[25 empty] | 2009-12-01 | 0
[25 empty] | 2009-12-02 | 0
[25 empty] | 2009-12-03 | 0
[25 empty] | 2009-12-04 | 0
[25 empty] | 2009-12-05 | 0
[25 empty] | 2009-12-06 | 0
[25 empty] | 2009-12-07 | 0
[25 empty] | 2009-12-08 | 0
[25 empty] | 2009-12-09 | 0
[25 empty] | 2009-12-10 | 0
[25 empty] | 2009-12-11 | 0
[25 empty] | 2009-12-12 | 0
[25 empty] | 2009-12-13 | 0
[25 empty] | 2009-12-14 | 0
[25 empty] | 2009-12-15 | 0
[25 empty] | 2009-12-16 | 0
[25 empty] | 2009-12-17 | 0
[25 empty] | 2009-12-18 | 0
[25 empty] | 2009-12-19 | 0
[25 empty] | 2009-12-20 | 0
[25 empty] | 2009-12-21 | 0
[25 empty] | 2009-12-22 | 0
[25 empty] | 2009-12-23 | 0
[25 empty] | 2009-12-24 | 0
[25 empty] | 2009-12-25 | 0
[25 empty] | 2009-12-26 | 0
[25 empty] | 2009-12-27 | 0
[25 empty] | 2009-12-28 | 0
[25 empty] | 2009-12-29 | 0
[25 empty] | 2009-12-30 | 0
[25 empty] | 2009-12-31 | 0
[25 empty] | 2010-01-01 | 0
[25 empty] | 2010-01-02 | 0
[25 empty] | 2010-01-03 | 0
[25 empty] | 2010-01-04 | 0
[25 empty] | 2010-01-05 | 0
[25 empty] | 2010-01-06 | 0
[25 empty] | 2010-01-07 | 0
[25 empty] | 2010-01-08 | 0
[25 empty] | 2010-01-09 | 0
[25 empty] | 2010-01-10 | 0
[25 empty] | 2010-01-11 | 0
[25 empty] | 2010-01-12 | 0
[25 empty] | 2010-01-13 | 0
[25 empty] | 2010-01-14 | 0
[25 empty] | 2010-01-15 | 0
[25 empty] | 2010-01-16 | 0
[25 empty] | 2010-01-17 | 0
[25 empty] | 2010-01-18 | 0
[25 empty] | 2010-01-19 | 0
[25 empty] | 2010-01-20 | 0
[25 empty] | 2010-01-21 | 0
[25 empty] | 2010-01-22 | 0
[25 empty] | 2010-01-23 | 0
[25 empty] | 2010-01-24 | 0
[25 empty] | 2010-01-25 | 0
[25 empty] | 2010-01-26 | 0
[25 empty] | 2010-01-27 | 0
[25 empty] | 2010-01-28 | 0
[25 empty] | 2010-01-29 | 0
[25 empty] | 2010-01-30 | 0
[25 empty] | 2010-01-31 | 0
[25 empty] | 2010-02-01 | 0
[25 empty] | 2010-02-02 | 0
[25 empty] | 2010-02-03 | 0
[25 empty] | 2010-02-04 | 0
[25 empty] | 2010-02-05 | 0
[25 empty] | 2010-02-06 | 0
[25 empty] | 2010-02-07 | 0
[25 empty] | 2010-02-08 | 0
[25 empty] | 2010-02-09 | 0
[25 empty] | 2010-02-10 | 0
[25 empty] | 2010-02-11 | 0
[25 empty] | 2010-02-12 | 0
[25 empty] | 2010-02-13 | 0
[25 empty] | 2010-02-14 | 0
[25 empty] | 2010-02-15 | 0
[25 empty] | 2010-02-16 | 0
[25 empty] | 2010-02-17 | 0
[25 empty] | 2010-02-18 | 0
[25 empty] | 2010-02-19 | 0
[25 empty] | 2010-02-20 | 0
[25 empty] | 2010-02-21 | 0
[25 empty] | 2010-02-22 | 0
[25 empty] | 2010-02-23 | 0
[25 empty] | 2010-02-24 | 0
[25 empty] | 2010-02-25 | 0
[25 empty] | 2010-02-26 | 0
[25 empty] | 2010-02-27 | 0
[25 empty] | 2010-02-28 | 0
[25 empty] | 2010-03-01 | 0
[25 empty] | 2010-03-02 | 0
[25 empty] | 2010-03-03 | 0
[25 empty] | 2010-03-04 | 0
[25 empty] | 2010-03-05 | 0
[25 empty] | 2010-03-06 | 0
[25 empty] | 2010-03-07 | 0
[25 empty] | 2010-03-08 | 0
[25 empty] | 2010-03-09 | 0
[25 empty] | 2010-03-10 | 0
[25 empty] | 2010-03-11 | 0
[25 empty] | 2010-03-12 | 0
[25 empty] | 2010-03-13 | 0
[25 empty] | 2010-03-14 | 0
[25 empty] | 2010-03-15 | 0
[25 empty] | 2010-03-16 | 0
[25 empty] | 2010-03-17 | 0
[25 empty] | 2010-03-18 | 0
[25 empty] | 2010-03-19 | 0
[25 empty] | 2010-03-20 | 0
[25 empty] | 2010-03-21 | 0
[25 empty] | 2010-03-22 | 0
[25 empty] | 2010-03-23 | 0
[25 empty] | 2010-03-24 | 88.364
[25 empty] | 2010-03-25 | 88.364
[25 empty] | 2010-03-26 | 48.251
[25 empty] | 2010-03-27 | 48.251
[25 empty] | 2010-03-28 | 48.251
[25 empty] | 2010-03-29 | 48.251
[25 empty] | 2010-03-30 | 13.952
[25 empty] | 2010-03-31 | 13.952
[25 empty] | 2010-04-01 | 13.952
[25 empty] | 2010-04-02 | 13.952
[25 empty] | 2010-04-03 | 13.952
[25 empty] | 2010-04-04 | 13.952
[25 empty] | 2010-04-05 | 13.952
[25 empty] | 2010-04-06 | 17.939
[25 empty] | 2010-04-07 | 17.939
[25 empty] | 2010-04-08 | 17.939
[25 empty] | 2010-04-09 | 17.939
[25 empty] | 2010-04-10 | 17.939
[25 empty] | 2010-04-11 | 17.939
[25 empty] | 2010-04-12 | 17.939
[25 empty] | 2010-04-13 | 0
[25 empty] | 2010-04-14 | 0
[25 empty] | 2010-04-15 | 0
[25 empty] | 2010-04-16 | 0
[25 empty] | 2010-04-17 | 0
[25 empty] | 2010-04-18 | 0
[25 empty] | 2010-04-19 | 0
[25 empty] | 2010-04-20 | 0
[25 empty] | 2010-04-21 | 0
[25 empty] | 2010-04-22 | 0
[25 empty] | 2010-04-23 | 0
[25 empty] | 2010-04-24 | 0
[25 empty] | 2010-04-25 | 0
[25 empty] | 2010-04-26 | 0
[25 empty] | 2010-04-27 | 4.3186
[25 empty] | 2010-04-28 | 4.3186
[25 empty] | 2010-04-29 | 4.3186
[25 empty] | 2010-04-30 | 4.3186
[25 empty] | 2010-05-01 | 4.3186
[25 empty] | 2010-05-02 | 4.3186
[25 empty] | 2010-05-03 | 4.3186
[25 empty] | 2010-05-04 | 92.35
[25 empty] | 2010-05-05 | 92.35
[25 empty] | 2010-05-06 | 92.35
[25 empty] | 2010-05-07 | 92.35
[25 empty] | 2010-05-08 | 92.35
[25 empty] | 2010-05-09 | 92.35
[25 empty] | 2010-05-10 | 92.35
[25 empty] | 2010-05-11 | 70.285
[25 empty] | 2010-05-12 | 70.285
[25 empty] | 2010-05-13 | 70.285
[25 empty] | 2010-05-14 | 70.285
[25 empty] | 2010-05-15 | 70.285
[25 empty] | 2010-05-16 | 70.285
[25 empty] | 2010-05-17 | 70.285
[25 empty] | 2010-05-18 | 62.961
[25 empty] | 2010-05-19 | 62.961
[25 empty] | 2010-05-20 | 62.961
[25 empty] | 2010-05-21 | 62.961
[25 empty] | 2010-05-22 | 62.961
[25 empty] | 2010-05-23 | 62.961
[25 empty] | 2010-05-24 | 62.961
[25 empty] | 2010-05-25 | 51.278
[25 empty] | 2010-05-26 | 51.278
[25 empty] | 2010-05-27 | 51.278
[25 empty] | 2010-05-28 | 51.278
[25 empty] | 2010-05-29 | 51.278
[25 empty] | 2010-05-30 | 51.278
[25 empty] | 2010-05-31 | 51.278
[25 empty] | 2010-06-01 | 33.103
[25 empty] | 2010-06-02 | 33.103
[25 empty] | 2010-06-03 | 33.103
[25 empty] | 2010-06-04 | 33.103
[25 empty] | 2010-06-05 | 33.103
[25 empty] | 2010-06-06 | 33.103
[25 empty] | 2010-06-07 | 33.103
[25 empty] | 2010-06-08 | 15.578
[25 empty] | 2010-06-09 | 15.578
[25 empty] | 2010-06-10 | 15.578
[25 empty] | 2010-06-11 | 15.578
[25 empty] | 2010-06-12 | 15.578
[25 empty] | 2010-06-13 | 15.578
[25 empty] | 2010-06-14 | 15.578
[25 empty] | 2010-06-15 | 72.048
[25 empty] | 2010-06-16 | 72.048
[25 empty] | 2010-06-17 | 72.048
[25 empty] | 2010-06-18 | 72.048
[25 empty] | 2010-06-19 | 72.048
[25 empty] | 2010-06-20 | 72.048
[25 empty] | 2010-06-21 | 72.048
[25 empty] | 2010-06-22 | 81.512
[25 empty] | 2010-06-23 | 81.512
[25 empty] | 2010-06-24 | 81.512
[25 empty] | 2010-06-25 | 81.512
[25 empty] | 2010-06-26 | 81.512
[25 empty] | 2010-06-27 | 81.512
[25 empty] | 2010-06-28 | 81.512
[25 empty] | 2010-06-29 | 80.253
[25 empty] | 2010-06-30 | 80.253
[25 empty] | 2010-07-01 | 80.253
[25 empty] | 2010-07-02 | 80.253
[25 empty] | 2010-07-03 | 80.253
[25 empty] | 2010-07-04 | 80.253
[25 empty] | 2010-07-05 | 80.253
[25 empty] | 2010-07-06 | 65.206
[25 empty] | 2010-07-07 | 65.206
[25 empty] | 2010-07-08 | 65.206
[25 empty] | 2010-07-09 | 65.206
[25 empty] | 2010-07-10 | 65.206
[25 empty] | 2010-07-11 | 65.206
[25 empty] | 2010-07-12 | 65.206
[25 empty] | 2010-07-13 | 48.277
[25 empty] | 2010-07-14 | 48.277
[25 empty] | 2010-07-15 | 48.277
[25 empty] | 2010-07-16 | 48.277
[25 empty] | 2010-07-17 | 48.277
[25 empty] | 2010-07-18 | 48.277
[25 empty] | 2010-07-19 | 48.277
[25 empty] | 2010-07-20 | 40.754
[25 empty] | 2010-07-21 | 40.754
[25 empty] | 2010-07-22 | 40.754
[25 empty] | 2010-07-23 | 40.754
[25 empty] | 2010-07-24 | 40.754
[25 empty] | 2010-07-25 | 40.754
[25 empty] | 2010-07-26 | 40.754
[25 empty] | 2010-07-27 | 33.857
[25 empty] | 2010-07-28 | 33.857
[25 empty] | 2010-07-29 | 33.857
[25 empty] | 2010-07-30 | 33.857
[25 empty] | 2010-07-31 | 33.857
[25 empty] | 2010-08-01 | 33.857
[25 empty] | 2010-08-02 | 33.857
[25 empty] | 2010-08-03 | 0
[25 empty] | 2010-08-04 | 0
[25 empty] | 2010-08-05 | 0
[25 empty] | 2010-08-06 | 0
[25 empty] | 2010-08-07 | 0
[25 empty] | 2010-08-08 | 0
[25 empty] | 2010-08-09 | 0
[25 empty] | 2010-08-10 | 53.607
[25 empty] | 2010-08-11 | 53.607
[25 empty] | 2010-08-12 | 53.607
[25 empty] | 2010-08-13 | 53.607
[25 empty] | 2010-08-14 | 53.607
[25 empty] | 2010-08-15 | 53.607
[25 empty] | 2010-08-16 | 53.607
[25 empty] | 2010-08-17 | 0
[25 empty] | 2010-08-18 | 0
[25 empty] | 2010-08-19 | 0
[25 empty] | 2010-08-20 | 0
[25 empty] | 2010-08-21 | 0
[25 empty] | 2010-08-22 | 0
[25 empty] | 2010-08-23 | 0
[25 empty] | 2010-08-24 | 14.734
[25 empty] | 2010-08-25 | 14.734
[25 empty] | 2010-08-26 | 14.734
[25 empty] | 2010-08-27 | 14.734
[25 empty] | 2010-08-28 | 14.734
[25 empty] | 2010-08-29 | 14.734
[25 empty] | 2010-08-30 | 14.734
[25 empty] | 2010-08-31 | 133.86
[25 empty] | 2010-09-01 | 133.86
[25 empty] | 2010-09-02 | 133.86
[25 empty] | 2010-09-03 | 133.86
[25 empty] | 2010-09-04 | 133.86
[25 empty] | 2010-09-05 | 133.86
[25 empty] | 2010-09-06 | 133.86
[25 empty] | 2010-09-07 | 37.305
[25 empty] | 2010-09-08 | 37.305
[25 empty] | 2010-09-09 | 37.305
[25 empty] | 2010-09-10 | 37.305
[25 empty] | 2010-09-11 | 37.305
[25 empty] | 2010-09-12 | 37.305
[25 empty] | 2010-09-13 | 37.305
[25 empty] | 2010-09-14 | 0
[25 empty] | 2010-09-15 | 0
[25 empty] | 2010-09-16 | 0
[25 empty] | 2010-09-17 | 0
[25 empty] | 2010-09-18 | 0
[25 empty] | 2010-09-19 | 0
[25 empty] | 2010-09-20 | 0
[25 empty] | 2010-09-21 | 0
[25 empty] | 2010-09-22 | 0
[25 empty] | 2010-09-23 | 0
[25 empty] | 2010-09-24 | 0
[25 empty] | 2010-09-25 | 0
[25 empty] | 2010-09-26 | 0
[25 empty] | 2010-09-27 | 0
[25 empty] | 2010-09-28 | 0
[25 empty] | 2010-09-29 | 0
[25 empty] | 2010-09-30 | 0
[25 empty] | 2010-10-01 | 0
[25 empty] | 2010-10-02 | 0
[25 empty] | 2010-10-03 | 0
[25 empty] | 2010-10-04 | 0
[25 empty] | 2010-10-05 | 0
[25 empty] | 2010-10-06 | 0
[25 empty] | 2010-10-07 | 0
[25 empty] | 2010-10-08 | 0
[25 empty] | 2010-10-09 | 0
[25 empty] | 2010-10-10 | 0
[25 empty] | 2010-10-11 | 0
[25 empty] | 2010-10-12 | 0
[25 empty] | 2010-10-13 | 0
[25 empty] | 2010-10-14 | 0
[25 empty] | 2010-10-15 | 0
[25 empty] | 2010-10-16 | 0
[25 empty] | 2010-10-17 | 0
[25 empty] | 2010-10-18 | 0
[25 empty] | 2010-10-19 | 0
[25 empty] | 2010-10-20 | 0
[25 empty] | 2010-10-21 | 0
[25 empty] | 2010-10-22 | 0
[25 empty] | 2010-10-23 | 0
[25 empty] | 2010-10-24 | 0
[25 empty] | 2010-10-25 | 0
[25 empty] | 2010-10-26 | 0
[25 empty] | 2010-10-27 | 0
[25 empty] | 2010-10-28 | 0
[25 empty] | 2010-10-29 | 0
[25 empty] | 2010-10-30 | 0
[25 empty] | 2010-10-31 | 0
[25 empty] | 2010-11-01 | 0
[25 empty] | 2010-11-02 | 0
[25 empty] | 2010-11-03 | 0
[25 empty] | 2010-11-04 | 0
[25 empty] | 2010-11-05 | 0
[25 empty] | 2010-11-06 | 0
[25 empty] | 2010-11-07 | 0
[25 empty] | 2010-11-08 | 0
[25 empty] | 2010-11-09 | 0
[25 empty] | 2010-11-10 | 0
[25 empty] | 2010-11-11 | 0
[25 empty] | 2010-11-12 | 0
[25 empty] | 2010-11-13 | 0
[25 empty] | 2010-11-14 | 0
[25 empty] | 2010-11-15 | 0
[25 empty] | 2010-11-16 | 12.873
[25 empty] | 2010-11-17 | 12.873
[25 empty] | 2010-11-18 | 12.873
[25 empty] | 2010-11-19 | 140.85
[25 empty] | 2010-11-20 | 106.77
[25 empty] | 2010-11-21 | 106.78
[25 empty] | 2010-11-22 | 63.609
[25 empty] | 2010-11-23 | 120.41
[25 empty] | 2010-11-24 | 111.32
[25 empty] | 2010-11-25 | 79.513
[25 empty] | 2010-11-26 | 106.78
[25 empty] | 2010-11-27 | 102.23
[25 empty] | 2010-11-28 | 87.786
[25 empty] | 2010-11-29 | 87.786
[25 empty] | 2010-11-30 | 92.166
[25 empty] | 2010-12-01 | 92.166
[25 empty] | 2010-12-02 | 92.166
[25 empty] | 2010-12-03 | 0
[25 empty] | 2010-12-04 | 0
[25 empty] | 2010-12-05 | 0
[25 empty] | 2010-12-06 | 0
[25 empty] | 2010-12-07 | 0
[25 empty] | 2010-12-08 | 0
[25 empty] | 2010-12-09 | 0
[25 empty] | 2010-12-10 | 0
[25 empty] | 2010-12-11 | 0
[25 empty] | 2010-12-12 | 0
[25 empty] | 2010-12-13 | 0
[25 empty] | 2010-12-14 | 0
[25 empty] | 2010-12-15 | 0
[25 empty] | 2010-12-16 | 0
[25 empty] | 2010-12-17 | 0
[25 empty] | 2010-12-18 | 0
[25 empty] | 2010-12-19 | 0
[25 empty] | 2010-12-20 | 0
[25 empty] | 2010-12-21 | 0
[25 empty] | 2010-12-22 | 0
[25 empty] | 2010-12-23 | 0
[25 empty] | 2010-12-24 | 0
[25 empty] | 2010-12-25 | 0
[25 empty] | 2010-12-26 | 0
[25 empty] | 2010-12-27 | 0
[25 empty] | 2010-12-28 | 0
[25 empty] | 2010-12-29 | 0
[25 empty] | 2010-12-30 | 0
[25 empty] | 2010-12-31 | 0
[25 empty] | 2011-01-01 | 0
[25 empty] | 2011-01-02 | 0
[25 empty] | 2011-01-03 | 0
[25 empty] | 2011-01-04 | 0
[25 empty] | 2011-01-05 | 0
[25 empty] | 2011-01-06 | 0
[25 empty] | 2011-01-07 | 0
[25 empty] | 2011-01-08 | 0
[25 empty] | 2011-01-09 | 0
[25 empty] | 2011-01-10 | 0
[25 empty] | 2011-01-11 | 0
[25 empty] | 2011-01-12 | 0
[25 empty] | 2011-01-13 | 0
[25 empty] | 2011-01-14 | 0
[25 empty] | 2011-01-15 | 0
[25 empty] | 2011-01-16 | 0
[25 empty] | 2011-01-17 | 0
[25 empty] | 2011-01-18 | 0
[25 empty] | 2011-01-19 | 0
[25 empty] | 2011-01-20 | 0
[25 empty] | 2011-01-21 | 0
[25 empty] | 2011-01-22 | 0
[25 empty] | 2011-01-23 | 0
[25 empty] | 2011-01-24 | 0
[25 empty] | 2011-01-25 | 0
[25 empty] | 2011-01-26 | 0
[25 empty] | 2011-01-27 | 0
[25 empty] | 2011-01-28 | 0
[25 empty] | 2011-01-29 | 0
[25 empty] | 2011-01-30 | 0
[25 empty] | 2011-01-31 | 0
[25 empty] | 2011-02-01 | 0
[25 empty] | 2011-02-02 | 0
[25 empty] | 2011-02-03 | 0
[25 empty] | 2011-02-04 | 0
[25 empty] | 2011-02-05 | 0
[25 empty] | 2011-02-06 | 0
[25 empty] | 2011-02-07 | 0
[25 empty] | 2011-02-08 | 0
[25 empty] | 2011-02-09 | 0
[25 empty] | 2011-02-10 | 0
[25 empty] | 2011-02-11 | 0
[25 empty] | 2011-02-12 | 0
[25 empty] | 2011-02-13 | 0
[25 empty] | 2011-02-14 | 0
[25 empty] | 2011-02-15 | 0
[25 empty] | 2011-02-16 | 0
[25 empty] | 2011-02-17 | 0
[25 empty] | 2011-02-18 | 0
[25 empty] | 2011-02-19 | 0
[25 empty] | 2011-02-20 | 0
[25 empty] | 2011-02-21 | 0
[25 empty] | 2011-02-22 | 0
[25 empty] | 2011-02-23 | 0
[25 empty] | 2011-02-24 | 0
[25 empty] | 2011-02-25 | 0
[25 empty] | 2011-02-26 | 0
[25 empty] | 2011-02-27 | 0
[25 empty] | 2011-02-28 | 0
[25 empty] | 2011-03-01 | 0
[25 empty] | 2011-03-02 | 0
[25 empty] | 2011-03-03 | 0
[25 empty] | 2011-03-04 | 0
[25 empty] | 2011-03-05 | 0
[25 empty] | 2011-03-06 | 0
[25 empty] | 2011-03-07 | 0
[25 empty] | 2011-03-08 | 0
[25 empty] | 2011-03-09 | 0
[25 empty] | 2011-03-10 | 0
[25 empty] | 2011-03-11 | 0
[25 empty] | 2011-03-12 | 0
[25 empty] | 2011-03-13 | 0
[25 empty] | 2011-03-14 | 0
[25 empty] | 2011-03-15 | 0
[25 empty] | 2011-03-16 | 0
[25 empty] | 2011-03-17 | 0
[25 empty] | 2011-03-18 | 0
[25 empty] | 2011-03-19 | 0
[25 empty] | 2011-03-20 | 0
[25 empty] | 2011-03-21 | 0
[25 empty] | 2011-03-22 | 15.502
[25 empty] | 2011-03-23 | 15.502
[25 empty] | 2011-03-24 | 15.502
[25 empty] | 2011-03-25 | 0
[25 empty] | 2011-03-26 | 0
[25 empty] | 2011-03-27 | 0
[25 empty] | 2011-03-28 | 0
[25 empty] | 2011-03-29 | 38.756
[25 empty] | 2011-03-30 | 38.756
[25 empty] | 2011-03-31 | 38.756
[25 empty] | 2011-04-01 | 53.483
[25 empty] | 2011-04-02 | 53.483
[25 empty] | 2011-04-03 | 53.483
[25 empty] | 2011-04-04 | 53.483
[25 empty] | 2011-04-05 | 136.42
[25 empty] | 2011-04-06 | 136.42
[25 empty] | 2011-04-07 | 136.42
[25 empty] | 2011-04-08 | 97.519
[25 empty] | 2011-04-09 | 97.519
[25 empty] | 2011-04-10 | 97.519
[25 empty] | 2011-04-11 | 97.519
[25 empty] | 2011-04-12 | 98.445
[25 empty] | 2011-04-13 | 98.445
[25 empty] | 2011-04-14 | 98.445
[25 empty] | 2011-04-15 | 53.387
[25 empty] | 2011-04-16 | 53.387
[25 empty] | 2011-04-17 | 53.387
[25 empty] | 2011-04-18 | 53.387
[25 empty] | 2011-04-19 | 40.135
[25 empty] | 2011-04-20 | 40.135
[25 empty] | 2011-04-21 | 40.135
[25 empty] | 2011-04-22 | 61.906
[25 empty] | 2011-04-23 | 61.906
[25 empty] | 2011-04-24 | 61.906
[25 empty] | 2011-04-25 | 61.906
[25 empty] | 2011-04-26 | 52.252
[25 empty] | 2011-04-27 | 52.252
[25 empty] | 2011-04-28 | 52.252
[25 empty] | 2011-04-29 | 0
[25 empty] | 2011-04-30 | 0
[25 empty] | 2011-05-01 | 0
[25 empty] | 2011-05-02 | 0
[25 empty] | 2011-05-03 | 0
[25 empty] | 2011-05-04 | 0
[25 empty] | 2011-05-05 | 0
[25 empty] | 2011-05-06 | 49.979
[25 empty] | 2011-05-07 | 49.979
[25 empty] | 2011-05-08 | 49.979
[25 empty] | 2011-05-09 | 49.979
[25 empty] | 2011-05-10 | 103.75
[25 empty] | 2011-05-11 | 103.75
[25 empty] | 2011-05-12 | 103.75
[25 empty] | 2011-05-13 | 87.464
[25 empty] | 2011-05-14 | 87.464
[25 empty] | 2011-05-15 | 87.464
[25 empty] | 2011-05-16 | 87.464
[25 empty] | 2011-05-17 | 53.766
[25 empty] | 2011-05-18 | 53.766
[25 empty] | 2011-05-19 | 53.766
[25 empty] | 2011-05-20 | 51.683
[25 empty] | 2011-05-21 | 51.683
[25 empty] | 2011-05-22 | 51.683
[25 empty] | 2011-05-23 | 51.683
[25 empty] | 2011-05-24 | 73.944
[25 empty] | 2011-05-25 | 73.944
[25 empty] | 2011-05-26 | 73.944
[25 empty] | 2011-05-27 | 54.312
[25 empty] | 2011-05-28 | 54.312
[25 empty] | 2011-05-29 | 54.312
[25 empty] | 2011-05-30 | 54.312
[25 empty] | 2011-05-31 | 70.849
[25 empty] | 2011-06-01 | 70.849
[25 empty] | 2011-06-02 | 70.849
[25 empty] | 2011-06-03 | 70.849
[25 empty] | 2011-06-04 | 70.849
[25 empty] | 2011-06-05 | 70.849
[25 empty] | 2011-06-06 | 70.849
[25 empty] | 2011-06-07 | 42.426
[25 empty] | 2011-06-08 | 42.426
[25 empty] | 2011-06-09 | 42.426
[25 empty] | 2011-06-10 | 0
[25 empty] | 2011-06-11 | 0
[25 empty] | 2011-06-12 | 0
[25 empty] | 2011-06-13 | 0
[25 empty] | 2011-06-14 | 0
[25 empty] | 2011-06-15 | 0
[25 empty] | 2011-06-16 | 0
[25 empty] | 2011-06-17 | 13.715
[25 empty] | 2011-06-18 | 13.715
[25 empty] | 2011-06-19 | 13.715
[25 empty] | 2011-06-20 | 13.715
[25 empty] | 2011-06-21 | 0
[25 empty] | 2011-06-22 | 0
[25 empty] | 2011-06-23 | 0
[25 empty] | 2011-06-24 | 0
[25 empty] | 2011-06-25 | 0
[25 empty] | 2011-06-26 | 0
[25 empty] | 2011-06-27 | 0
[25 empty] | 2011-06-28 | 0
[25 empty] | 2011-06-29 | 0
[25 empty] | 2011-06-30 | 0
[25 empty] | 2011-07-01 | 0
[25 empty] | 2011-07-02 | 0
[25 empty] | 2011-07-03 | 0
[25 empty] | 2011-07-04 | 0
[25 empty] | 2011-07-05 | 0
[25 empty] | 2011-07-06 | 0
[25 empty] | 2011-07-07 | 0
[25 empty] | 2011-07-08 | 0
[25 empty] | 2011-07-09 | 0
[25 empty] | 2011-07-10 | 0
[25 empty] | 2011-07-11 | 0
[25 empty] | 2011-07-12 | 0
[25 empty] | 2011-07-13 | 0
[25 empty] | 2011-07-14 | 0
[25 empty] | 2011-07-15 | 22.493
[25 empty] | 2011-07-16 | 22.493
[25 empty] | 2011-07-17 | 22.493
[25 empty] | 2011-07-18 | 22.493
[25 empty] | 2011-07-19 | 0
[25 empty] | 2011-07-20 | 0
[25 empty] | 2011-07-21 | 0
[25 empty] | 2011-07-22 | 0
[25 empty] | 2011-07-23 | 0
[25 empty] | 2011-07-24 | 0
[25 empty] | 2011-07-25 | 0
[25 empty] | 2011-07-26 | 31.805
[25 empty] | 2011-07-27 | 31.805
[25 empty] | 2011-07-28 | 31.805
[25 empty] | 2011-07-29 | 0
[25 empty] | 2011-07-30 | 0
[25 empty] | 2011-07-31 | 0
[25 empty] | 2011-08-01 | 0
[25 empty] | 2011-08-02 | 0
[25 empty] | 2011-08-03 | 0
[25 empty] | 2011-08-04 | 0
[25 empty] | 2011-08-05 | 3.9757
[25 empty] | 2011-08-06 | 3.9757
[25 empty] | 2011-08-07 | 3.9757
[25 empty] | 2011-08-08 | 3.9757
[25 empty] | 2011-08-09 | 26.787
[25 empty] | 2011-08-10 | 26.787
[25 empty] | 2011-08-11 | 26.787
[25 empty] | 2011-08-12 | 0
[25 empty] | 2011-08-13 | 0
[25 empty] | 2011-08-14 | 0
[25 empty] | 2011-08-15 | 0
[25 empty] | 2011-08-16 | 0
[25 empty] | 2011-08-17 | 0
[25 empty] | 2011-08-18 | 0
[25 empty] | 2011-08-19 | 0
[25 empty] | 2011-08-20 | 0
[25 empty] | 2011-08-21 | 0
[25 empty] | 2011-08-22 | 0
[25 empty] | 2011-08-23 | 0
[25 empty] | 2011-08-24 | 0
[25 empty] | 2011-08-25 | 0
[25 empty] | 2011-08-26 | 0
[25 empty] | 2011-08-27 | 0
[25 empty] | 2011-08-28 | 0
[25 empty] | 2011-08-29 | 0
[25 empty] | 2011-08-30 | 7.5725
[25 empty] | 2011-08-31 | 7.5725
[25 empty] | 2011-09-01 | 7.5725
[25 empty] | 2011-09-02 | 8.5194
[25 empty] | 2011-09-03 | 8.5194
[25 empty] | 2011-09-04 | 8.5194
[25 empty] | 2011-09-05 | 8.5194
[25 empty] | 2011-09-06 | 0
[25 empty] | 2011-09-07 | 0
[25 empty] | 2011-09-08 | 0
[25 empty] | 2011-09-09 | 0
[25 empty] | 2011-09-10 | 0
[25 empty] | 2011-09-11 | 0
[25 empty] | 2011-09-12 | 0
[25 empty] | 2011-09-13 | 9.8449
[25 empty] | 2011-09-14 | 9.8449
[25 empty] | 2011-09-15 | 9.8449
[25 empty] | 2011-09-16 | 17.038
[25 empty] | 2011-09-17 | 17.038
[25 empty] | 2011-09-18 | 17.038
[25 empty] | 2011-09-19 | 17.038
[25 empty] | 2011-09-20 | 222.03
[25 empty] | 2011-09-21 | 222.03
[25 empty] | 2011-09-22 | 222.03
[25 empty] | 2011-09-23 | 217.8
[25 empty] | 2011-09-24 | 217.8
[25 empty] | 2011-09-25 | 217.8
[25 empty] | 2011-09-26 | 217.8
[25 empty] | 2011-09-27 | 220.8
[25 empty] | 2011-09-28 | 220.8
[25 empty] | 2011-09-29 | 220.8
[25 empty] | 2011-09-30 | 220.8
[25 empty] | 2011-10-01 | 0
[25 empty] | 2011-10-02 | 0
[25 empty] | 2011-10-03 | 0
[25 empty] | 2011-10-04 | 0
[25 empty] | 2011-10-05 | 0
[25 empty] | 2011-10-06 | 0
[25 empty] | 2011-10-07 | 0
[25 empty] | 2011-10-08 | 0
[25 empty] | 2011-10-09 | 0
[25 empty] | 2011-10-10 | 0
[25 empty] | 2011-10-11 | 0
[25 empty] | 2011-10-12 | 0
[25 empty] | 2011-10-13 | 0
[25 empty] | 2011-10-14 | 0
[25 empty] | 2011-10-15 | 0
[25 empty] | 2011-10-16 | 0
[25 empty] | 2011-10-17 | 0
[25 empty] | 2011-10-18 | 0
[25 empty] | 2011-10-19 | 0
[25 empty] | 2011-10-20 | 0
[25 empty] | 2011-10-21 | 0
[25 empty] | 2011-10-22 | 0
[25 empty] | 2011-10-23 | 0
[25 empty] | 2011-10-24 | 0
[25 empty] | 2011-10-25 | 0
[25 empty] | 2011-10-26 | 0
[25 empty] | 2011-10-27 | 0
[25 empty] | 2011-10-28 | 0
[25 empty] | 2011-10-29 | 0
[25 empty] | 2011-10-30 | 0
[25 empty] | 2011-10-31 | 0
[25 empty] | 2011-11-01 | 0
[25 empty] | 2011-11-02 | 0
[25 empty] | 2011-11-03 | 0
[25 empty] | 2011-11-04 | 0
[25 empty] | 2011-11-05 | 0
[25 empty] | 2011-11-06 | 0
[25 empty] | 2011-11-07 | 0
[25 empty] | 2011-11-08 | 0
[25 empty] | 2011-11-09 | 0
[25 empty] | 2011-11-10 | 0
[25 empty] | 2011-11-11 | 0
[25 empty] | 2011-11-12 | 0
[25 empty] | 2011-11-13 | 0
[25 empty] | 2011-11-14 | 0
[25 empty] | 2011-11-15 | 0
[25 empty] | 2011-11-16 | 0
[25 empty] | 2011-11-17 | 0
[25 empty] | 2011-11-18 | 0
[25 empty] | 2011-11-19 | 0
[25 empty] | 2011-11-20 | 0
[25 empty] | 2011-11-21 | 0
[25 empty] | 2011-11-22 | 0
[25 empty] | 2011-11-23 | 176.04
[25 empty] | 2011-11-24 | 176.04
[25 empty] | 2011-11-25 | 176.04
[25 empty] | 2011-11-26 | 176.04
[25 empty] | 2011-11-27 | 176.04
[25 empty] | 2011-11-28 | 176.04
[25 empty] | 2011-11-29 | 54.86
[25 empty] | 2011-11-30 | 54.86
[25 empty] | 2011-12-01 | 54.86
[25 empty] | 2011-12-02 | 54.86
[25 empty] | 2011-12-03 | 54.86
[25 empty] | 2011-12-04 | 54.86
[25 empty] | 2011-12-05 | 54.86
[25 empty] | 2011-12-06 | 76.256
[25 empty] | 2011-12-07 | 76.256
[25 empty] | 2011-12-08 | 76.256
[25 empty] | 2011-12-09 | 76.256
[25 empty] | 2011-12-10 | 76.256
[25 empty] | 2011-12-11 | 76.256
[25 empty] | 2011-12-12 | 76.256
[25 empty] | 2011-12-13 | 76.256
[25 empty] | 2011-12-14 | 0
[25 empty] | 2011-12-15 | 0
[25 empty] | 2011-12-16 | 0
[25 empty] | 2011-12-17 | 0
[25 empty] | 2011-12-18 | 0
[25 empty] | 2011-12-19 | 0
[25 empty] | 2011-12-20 | 0
[25 empty] | 2011-12-21 | 0
[25 empty] | 2011-12-22 | 0
[25 empty] | 2011-12-23 | 0
[25 empty] | 2011-12-24 | 0
[25 empty] | 2011-12-25 | 0
[25 empty] | 2011-12-26 | 0
[25 empty] | 2011-12-27 | 0
[25 empty] | 2011-12-28 | 0
[25 empty] | 2011-12-29 | 0
[25 empty] | 2011-12-30 | 0
[25 empty] | 2011-12-31 | 0
[25 empty] | 2012-01-01 | 0
Note on BD2: GoldSim Version: 10.50.200 Model: C:\Projects\Faro\Model\Current Model\FMC_WB_WQModel_V2.0\X14Analysis\FMC_WB_WQModel_V2.04_S4.gsm Element ID: \Faro_SWWQM\Results\SingleWQ_4Dash\SingleWQ_CVD\R_SingleWQ Element Description: Simulated on: 5/10/2013 12:06:40 Exported on: 5/10/2013 12:07:46 # of Realizations: 100 # of Time Values: 121 Time Display Units: yr
Note on AH4: GoldSim Version: 10.50.200 Model: C:\Projects\Faro\Model\Current Model\FMC_WB_WQModel_V2.0\X14Analysis\FMC_WB_WQModel_V2.04_S4.gsm Element ID: \Faro_SWWQM\Results\SingleWQ_4Dash\SingleWQ_EfluentWTP_Faro\R_SingleWQ Element Description: Simulated on: 5/10/2013 12:06:40 Exported on: 5/10/2013 12:07:46 # of Realizations: 100 # of Time Values: 121 Time Display Units: yr

## WTP
Plot E - Range of Monthly WTP flows - Scenario C-6c | [10 empty] | JAN | FEB | MAR | APR | MAY | JUN | JUL | AUG | SEP | OCT | NOV | DEC
[10 empty] | Max | 0 | 0 | 0 | 0 | 6000 | 6000 | 6000 | 3833.239 | 2115.363 | 0 | 0 | 0
[10 empty] | 95% percentile | 0 | 0 | 0 | 0 | 6000 | 6000 | 5306.5659 | 2883.2396 | 1843.6047 | 0 | 0 | 0
[10 empty] | 75% Percentile | 0 | 0 | 0 | 0 | 6000 | 5858.6015 | 3971.4273 | 2302.4023 | 1496.1819 | 0 | 0 | 0
[10 empty] | Median | 0 | 0 | 0 | 0 | 6000 | 4524.6686 | 3568.4656 | 1778.5615 | 1242.4155 | 0 | 0 | 0
[10 empty] | Mean | 0 | 0 | 0 | 0 | 5886.5392 | 4635.0434 | 3699.1062 | 1932.1951 | 1302.4741 | 0 | 0 | 0
| Mean | S.D. | Least Result | 5% | 25% | Median | 75% | 95% | Greatest Result | Min | 0 | 0 | 0 | 0 | 4393.1794 | 2515.4518 | 2137.3848 | 874.7141 | 599.9169 | 0 | 0 | 0
| 0 | [9 empty] | JAN: MIN |  | MEAN | [12 empty] | MEDIAN | [12 empty] | 75% | [12 empty] | 95% | [12 empty] | MAX
Time (yr) | Total_Faro_Discharge:Mean | Total_Faro_Discharge:Least Result | Total_Faro_Discharge:5% | Total_Faro_Discharge:25% | Total_Faro_Discharge:Median | Total_Faro_Discharge:75% | Total_Faro_Discharge:95% | Total_Faro_Discharge:Greatest Result | Greatest Result |  | 1 | 2 | 3 | 4 | 5 | 6 | 7 | 8 | 9 | 10 | 11 | 12 |  | 1 | 2 | 3 | 4 | 5 | 6 | 7 | 8 | 9 | 10 | 11 | 12 |  | 1 | 2 | 3 | 4 | 5 | 6 | 7 | 8 | 9 | 10 | 11 | 12 |  | 1 | 2 | 3 | 4 | 5 | 6 | 7 | 8 | 9 | 10 | 11 | 12 |  | 1 | 2 | 3 | 4 | 5 | 6 | 7 | 8 | 9 | 10 | 11 | 12 |  | 1 | 2 | 3 | 4 | 5 | 6 | 7 | 8 | 9 | 10 | 11 | 12
0 | 0 | 0 | 0 | 0 | 0 | 0 | 0 | 0 | 0 | 1 | 0 | 0 | 0 | 0 | 6000 | 5626.0862 | 1530.3207 | 883.2211 | 602.5498 | 0 | 0 | 0 | 1 | 0 | 0 | 0 | 0 | 6000 | 5989.1739 | 5450.2357 | 2655.9797 | 1357.3473 | 0 | 0 | 0 | 1 | 0 | 0 | 0 | 0 | 6000 | 6000 | 5915.2807 | 1799.975 | 1247.9611 | 0 | 0 | 0 | 1 | 0 | 0 | 0 | 0 | 6000 | 6000 | 6000 | 3893.3897 | 1500.6176 | 0 | 0 | 0 | 1 | 0 | 0 | 0 | 0 | 6000 | 6000 | 6000 | 5918.3252 | 1860.4208 | 0 | 0 | 0 | 1 | 0 | 0 | 0 | 0 | 6000 | 6000 | 6000 | 6000 | 3483.9286 | 0 | 0 | 0
0.083333 | 0 | 0 | 0 | 0 | 0 | 0 | 0 | 0 | 0 | 2 | 0 | 0 | 0 | 0 | 4215.2386 | 2170.2479 | 2205.1147 | 874.0798 | 600.8655 | 0 | 0 | 0 | 2 | 0 | 0 | 0 | 0 | 5879.0431 | 4509.775 | 3503.4726 | 1859.9749 | 1295.5637 | 0 | 0 | 0 | 2 | 0 | 0 | 0 | 0 | 6000 | 4340.0641 | 3307.0619 | 1808.442 | 1252.4083 | 0 | 0 | 0 | 2 | 0 | 0 | 0 | 0 | 6000 | 5838.4024 | 3766.5836 | 2152.6878 | 1494.9229 | 0 | 0 | 0 | 2 | 0 | 0 | 0 | 0 | 6000 | 6000 | 5265.8236 | 2549.9136 | 1830.7728 | 0 | 0 | 0 | 2 | 0 | 0 | 0 | 0 | 6000 | 6000 | 6000 | 3644.5312 | 1969.8885 | 0 | 0 | 0
0.16667 | 0 | 0 | 0 | 0 | 0 | 0 | 0 | 0 | 0 | 3 | 0 | 0 | 0 | 0 | 4187.2239 | 2165.5409 | 2201.8646 | 870.4517 | 596.7553 | 0 | 0 | 0 | 3 | 0 | 0 | 0 | 0 | 5869.5009 | 4506.7806 | 3520.5757 | 1862.307 | 1295.7622 | 0 | 0 | 0 | 3 | 0 | 0 | 0 | 0 | 6000 | 4380.8907 | 3296.4386 | 1795.4981 | 1229.5151 | 0 | 0 | 0 | 3 | 0 | 0 | 0 | 0 | 6000 | 5877.5487 | 3770.963 | 2162.2591 | 1492.6414 | 0 | 0 | 0 | 3 | 0 | 0 | 0 | 0 | 6000 | 6000 | 5246.4297 | 2548.0546 | 1844.9374 | 0 | 0 | 0 | 3 | 0 | 0 | 0 | 0 | 6000 | 6000 | 6000 | 3613.5577 | 1965.9673 | 0 | 0 | 0
0.25 | 0 | 0 | 0 | 0 | 0 | 0 | 0 | 0 | 0 | 4 | 0 | 0 | 0 | 0 | 4236.899 | 2173.8866 | 2207.6278 | 876.8853 | 604.0441 | 0 | 0 | 0 | 4 | 0 | 0 | 0 | 0 | 5883.4415 | 4533.1997 | 3522.8252 | 1863.8468 | 1307.6436 | 0 | 0 | 0 | 4 | 0 | 0 | 0 | 0 | 6000 | 4433.4199 | 3330.2426 | 1791.7815 | 1253.3594 | 0 | 0 | 0 | 4 | 0 | 0 | 0 | 0 | 6000 | 5864.1191 | 3771.9885 | 2145.3081 | 1492.9781 | 0 | 0 | 0 | 4 | 0 | 0 | 0 | 0 | 6000 | 6000 | 5238.6464 | 2547.0716 | 1840.2132 | 0 | 0 | 0 | 4 | 0 | 0 | 0 | 0 | 6000 | 6000 | 6000 | 3625.1607 | 1967.4358 | 0 | 0 | 0
0.33333 | 6000 | 6000 | 6000 | 6000 | 6000 | 6000 | 6000 | 6000 | 0 | 5 | 0 | 0 | 0 | 0 | 4230.5224 | 2172.816 | 2206.8883 | 876.0595 | 603.1083 | 0 | 0 | 0 | 5 | 0 | 0 | 0 | 0 | 5870.3197 | 4494.6581 | 3498.0169 | 1842.1781 | 1294.0107 | 0 | 0 | 0 | 5 | 0 | 0 | 0 | 0 | 6000 | 4400.1915 | 3309.0511 | 1794.4575 | 1235.514 | 0 | 0 | 0 | 5 | 0 | 0 | 0 | 0 | 6000 | 5848.1126 | 3776.0854 | 2150.2315 | 1497.4473 | 0 | 0 | 0 | 5 | 0 | 0 | 0 | 0 | 6000 | 6000 | 5262.0304 | 2550.0277 | 1840.858 | 0 | 0 | 0 | 5 | 0 | 0 | 0 | 0 | 6000 | 6000 | 6000 | 3609.6944 | 1965.4784 | 0 | 0 | 0
0.41667 | 5989.1739 | 5626.0862 | 6000 | 6000 | 6000 | 6000 | 6000 | 6000 | 0 | 6 | 0 | 0 | 0 | 0 | 4197.1943 | 2167.7091 | 2203.3417 | 872.101 | 590.6229 | 0 | 0 | 0 | 6 | 0 | 0 | 0 | 0 | 5871.2009 | 4485.1938 | 3514.8594 | 1848.56 | 1303.576 | 0 | 0 | 0 | 6 | 0 | 0 | 0 | 0 | 6000 | 4444.8481 | 3311.5948 | 1743.2174 | 1254.489 | 0 | 0 | 0 | 6 | 0 | 0 | 0 | 0 | 6000 | 5857.7165 | 3784.2188 | 2151.461 | 1500.4897 | 0 | 0 | 0 | 6 | 0 | 0 | 0 | 0 | 6000 | 6000 | 5201.2243 | 2542.34 | 1846.2239 | 0 | 0 | 0 | 6 | 0 | 0 | 0 | 0 | 6000 | 6000 | 6000 | 3516.8041 | 1953.7196 | 0 | 0 | 0
0.5 | 5450.2357 | 1530.3207 | 3735.1904 | 5215.85 | 5915.2807 | 6000 | 6000 | 6000 | 0 | 7 | 0 | 0 | 0 | 0 | 4185.9414 | 2165.3262 | 2201.716 | 870.2857 | 596.567 | 0 | 0 | 0 | 7 | 0 | 0 | 0 | 0 | 5871.2786 | 4497.8746 | 3507.5948 | 1848.1256 | 1300.6518 | 0 | 0 | 0 | 7 | 0 | 0 | 0 | 0 | 6000 | 4350.3459 | 3321.647 | 1796.9858 | 1242.4218 | 0 | 0 | 0 | 7 | 0 | 0 | 0 | 0 | 6000 | 5875.9861 | 3769.6826 | 2147.1518 | 1492.1476 | 0 | 0 | 0 | 7 | 0 | 0 | 0 | 0 | 6000 | 6000 | 5196.5421 | 2541.7481 | 1841.2506 | 0 | 0 | 0 | 7 | 0 | 0 | 0 | 0 | 6000 | 6000 | 6000 | 3563.2406 | 1959.5976 | 0 | 0 | 0
0.58333 | 2655.9797 | 883.2211 | 1307.6929 | 1634.4644 | 1799.975 | 3893.3897 | 5918.3252 | 6000 | 0 | 8 | 0 | 0 | 0 | 0 | 4254.0642 | 2176.8898 | 2209.697 | 879.1952 | 606.6613 | 0 | 0 | 0 | 8 | 0 | 0 | 0 | 0 | 5872.993 | 4423.7032 | 3477.9917 | 1835.2921 | 1282.025 | 0 | 0 | 0 | 8 | 0 | 0 | 0 | 0 | 6000 | 4268.0366 | 3290.8216 | 1731.302 | 1232.5185 | 0 | 0 | 0 | 8 | 0 | 0 | 0 | 0 | 6000 | 5834.2195 | 3577.3588 | 1983.197 | 1477.7344 | 0 | 0 | 0 | 8 | 0 | 0 | 0 | 0 | 6000 | 6000 | 5165.1999 | 2539.1963 | 1835.2784 | 0 | 0 | 0 | 8 | 0 | 0 | 0 | 0 | 6000 | 6000 | 6000 | 3524.5353 | 1954.6978 | 0 | 0 | 0
0.66667 | 1357.3473 | 602.5498 | 994.3903 | 1156.2577 | 1247.9611 | 1500.6176 | 1860.4208 | 3483.9286 | 0 | 9 | 0 | 0 | 0 | 0 | 4203.7722 | 2168.3218 | 2203.7848 | 872.595 | 599.1832 | 0 | 0 | 0 | 9 | 0 | 0 | 0 | 0 | 5874.9466 | 4449.2022 | 3496.1804 | 1848.5121 | 1294.9442 | 0 | 0 | 0 | 9 | 0 | 0 | 0 | 0 | 6000 | 4305.1692 | 3300.5838 | 1765.1857 | 1234.6743 | 0 | 0 | 0 | 9 | 0 | 0 | 0 | 0 | 6000 | 5803.7583 | 3775.6702 | 2086.5365 | 1493.6396 | 0 | 0 | 0 | 9 | 0 | 0 | 0 | 0 | 6000 | 6000 | 5358.689 | 2562.2474 | 1839.5683 | 0 | 0 | 0 | 9 | 0 | 0 | 0 | 0 | 6000 | 6000 | 6000 | 3648.3858 | 1970.3759 | 0 | 0 | 0
0.75 | 0 | 0 | 0 | 0 | 0 | 0 | 0 | 0 | 0 | 10 | 0 | 0 | 0 | 0 | 4220.9383 | 2167.6928 | 2203.4928 | 872.2666 | 598.8117 | 0 | 0 | 0 | 10 | 0 | 0 | 0 | 0 | 5872.6675 | 4460.8728 | 3499.3097 | 1857.1749 | 1293.2163 | 0 | 0 | 0 | 10 | 0 | 0 | 0 | 0 | 6000 | 4323.7204 | 3301.9333 | 1758.7704 | 1241.2934 | 0 | 0 | 0 | 10 | 0 | 0 | 0 | 0 | 6000 | 5786.1514 | 3721.7222 | 2151.8009 | 1519.2 | 0 | 0 | 0 | 10 | 0 | 0 | 0 | 0 | 6000 | 6000 | 5131.074 | 2533.4719 | 1856.5233 | 0 | 0 | 0 | 10 | 0 | 0 | 0 | 0 | 6000 | 6000 | 6000 | 3586.4804 | 1962.5401 | 0 | 0 | 0
0.83333 | 0 | 0 | 0 | 0 | 0 | 0 | 0 | 0 | 0
0.91667 | 0 | 0 | 0 | 0 | 0 | 0 | 0 | 0 | 0
1 | 0 | 0 | 0 | 0 | 0 | 0 | 0 | 0 | 0
1.0833 | 0 | 0 | 0 | 0 | 0 | 0 | 0 | 0 | 0
1.1667 | 0 | 0 | 0 | 0 | 0 | 0 | 0 | 0 | 0
1.25 | 0 | 0 | 0 | 0 | 0 | 0 | 0 | 0 | 0
1.3333 | 5879.0431 | 4215.2386 | 5389.4389 | 5884.4345 | 6000 | 6000 | 6000 | 6000 | 0
1.4167 | 4509.775 | 2170.2479 | 2741.1531 | 3739.5235 | 4340.0641 | 5838.4024 | 6000 | 6000 | 0
1.5 | 3503.4726 | 2205.1147 | 2708.6281 | 3040.4985 | 3307.0619 | 3766.5836 | 5265.8236 | 6000 | 0
1.5833 | 1859.9749 | 874.0798 | 1303.6873 | 1604.977 | 1808.442 | 2152.6878 | 2549.9136 | 3644.5312 | 0
1.6667 | 1295.5637 | 600.8655 | 819.7109 | 1145.6386 | 1252.4083 | 1494.9229 | 1830.7728 | 1969.8885 | 0
1.75 | 0 | 0 | 0 | 0 | 0 | 0 | 0 | 0 | 0
1.8333 | 0 | 0 | 0 | 0 | 0 | 0 | 0 | 0 | 0
1.9167 | 0 | 0 | 0 | 0 | 0 | 0 | 0 | 0 | 0
2 | 0 | 0 | 0 | 0 | 0 | 0 | 0 | 0 | 0
2.0833 | 0 | 0 | 0 | 0 | 0 | 0 | 0 | 0 | 0
2.1667 | 0 | 0 | 0 | 0 | 0 | 0 | 0 | 0 | 0
2.25 | 0 | 0 | 0 | 0 | 0 | 0 | 0 | 0 | 0
2.3333 | 5869.5009 | 4187.2239 | 5480.7799 | 5898.296 | 6000 | 6000 | 6000 | 6000 | 0
2.4167 | 4506.7806 | 2165.5409 | 2746.8906 | 3651.263 | 4380.8907 | 5877.5487 | 6000 | 6000 | 0
2.5 | 3520.5757 | 2201.8646 | 2704.5057 | 3051.2427 | 3296.4386 | 3770.963 | 5246.4297 | 6000 | 0
2.5833 | 1862.307 | 870.4517 | 1306.0239 | 1574.8527 | 1795.4981 | 2162.2591 | 2548.0546 | 3613.5577 | 0
2.6667 | 1295.7622 | 596.7553 | 818.0559 | 1141.0513 | 1229.5151 | 1492.6414 | 1844.9374 | 1965.9673 | 0
2.75 | 0 | 0 | 0 | 0 | 0 | 0 | 0 | 0 | 0
2.8333 | 0 | 0 | 0 | 0 | 0 | 0 | 0 | 0 | 0
2.9167 | 0 | 0 | 0 | 0 | 0 | 0 | 0 | 0 | 0
3 | 0 | 0 | 0 | 0 | 0 | 0 | 0 | 0 | 0
3.0833 | 0 | 0 | 0 | 0 | 0 | 0 | 0 | 0 | 0
3.1667 | 0 | 0 | 0 | 0 | 0 | 0 | 0 | 0 | 0
3.25 | 0 | 0 | 0 | 0 | 0 | 0 | 0 | 0 | 0
3.3333 | 5883.4415 | 4236.899 | 5366.5225 | 6000 | 6000 | 6000 | 6000 | 6000 | 0
3.4167 | 4533.1997 | 2173.8866 | 2738.3958 | 3769.0113 | 4433.4199 | 5864.1191 | 6000 | 6000 | 0
3.5 | 3522.8252 | 2207.6278 | 2703.8998 | 3069.0433 | 3330.2426 | 3771.9885 | 5238.6464 | 6000 | 0
3.5833 | 1863.8468 | 876.8853 | 1302.6169 | 1641.849 | 1791.7815 | 2145.3081 | 2547.0716 | 3625.1607 | 0
3.6667 | 1307.6436 | 604.0441 | 817.2935 | 1149.7481 | 1253.3594 | 1492.9781 | 1840.2132 | 1967.4358 | 0
3.75 | 0 | 0 | 0 | 0 | 0 | 0 | 0 | 0 | 0
3.8333 | 0 | 0 | 0 | 0 | 0 | 0 | 0 | 0 | 0
3.9167 | 0 | 0 | 0 | 0 | 0 | 0 | 0 | 0 | 0
4 | 0 | 0 | 0 | 0 | 0 | 0 | 0 | 0 | 0
4.0833 | 0 | 0 | 0 | 0 | 0 | 0 | 0 | 0 | 0
4.1667 | 0 | 0 | 0 | 0 | 0 | 0 | 0 | 0 | 0
4.25 | 0 | 0 | 0 | 0 | 0 | 0 | 0 | 0 | 0
4.3333 | 5870.3197 | 4230.5224 | 5421.5151 | 5885.7142 | 6000 | 6000 | 6000 | 6000 | 0
4.4167 | 4494.6581 | 2172.816 | 2744.3449 | 3766.4737 | 4400.1915 | 5848.1126 | 6000 | 6000 | 0
4.5 | 3498.0169 | 2206.8883 | 2708.0237 | 3038.0128 | 3309.0511 | 3776.0854 | 5262.0304 | 6000 | 0
4.5833 | 1842.1781 | 876.0595 | 1299.8108 | 1534.4351 | 1794.4575 | 2150.2315 | 2550.0277 | 3609.6944 | 0
4.6667 | 1294.0107 | 603.1083 | 822.5089 | 1130.3512 | 1235.514 | 1497.4473 | 1840.858 | 1965.4784 | 0
4.75 | 0 | 0 | 0 | 0 | 0 | 0 | 0 | 0 | 0
4.8333 | 0 | 0 | 0 | 0 | 0 | 0 | 0 | 0 | 0
4.9167 | 0 | 0 | 0 | 0 | 0 | 0 | 0 | 0 | 0
5 | 0 | 0 | 0 | 0 | 0 | 0 | 0 | 0 | 0
5.0833 | 0 | 0 | 0 | 0 | 0 | 0 | 0 | 0 | 0
5.1667 | 0 | 0 | 0 | 0 | 0 | 0 | 0 | 0 | 0
5.25 | 0 | 0 | 0 | 0 | 0 | 0 | 0 | 0 | 0
5.3333 | 5871.2009 | 4197.1943 | 5401.655 | 5919.1386 | 6000 | 6000 | 6000 | 6000 | 0
5.4167 | 4485.1938 | 2167.7091 | 2745.9411 | 3414.2068 | 4444.8481 | 5857.7165 | 6000 | 6000 | 0
5.5 | 3514.8594 | 2203.3417 | 2709.1302 | 3049.2408 | 3311.5948 | 3784.2188 | 5201.2243 | 6000 | 0
5.5833 | 1848.56 | 872.101 | 1302.8012 | 1575.539 | 1743.2174 | 2151.461 | 2542.34 | 3516.8041 | 0
5.6667 | 1303.576 | 590.6229 | 823.9084 | 1148.2533 | 1254.489 | 1500.4897 | 1846.2239 | 1953.7196 | 0
5.75 | 0 | 0 | 0 | 0 | 0 | 0 | 0 | 0 | 0
5.8333 | 0 | 0 | 0 | 0 | 0 | 0 | 0 | 0 | 0
5.9167 | 0 | 0 | 0 | 0 | 0 | 0 | 0 | 0 | 0
6 | 0 | 0 | 0 | 0 | 0 | 0 | 0 | 0 | 0
6.0833 | 0 | 0 | 0 | 0 | 0 | 0 | 0 | 0 | 0
6.1667 | 0 | 0 | 0 | 0 | 0 | 0 | 0 | 0 | 0
6.25 | 0 | 0 | 0 | 0 | 0 | 0 | 0 | 0 | 0
6.3333 | 5871.2786 | 4185.9414 | 5439.8329 | 5897.6549 | 6000 | 6000 | 6000 | 6000 | 0
6.4167 | 4497.8746 | 2165.3262 | 2743.3296 | 3724.9346 | 4350.3459 | 5875.9861 | 6000 | 6000 | 0
6.5 | 3507.5948 | 2201.716 | 2707.3198 | 3069.7518 | 3321.647 | 3769.6826 | 5196.5421 | 6000 | 0
6.5833 | 1848.1256 | 870.2857 | 1298.1194 | 1583.3661 | 1796.9858 | 2147.1518 | 2541.7481 | 3563.2406 | 0
6.6667 | 1300.6518 | 596.567 | 821.6189 | 1151.0233 | 1242.4218 | 1492.1476 | 1841.2506 | 1959.5976 | 0
6.75 | 0 | 0 | 0 | 0 | 0 | 0 | 0 | 0 | 0
6.8333 | 0 | 0 | 0 | 0 | 0 | 0 | 0 | 0 | 0
6.9167 | 0 | 0 | 0 | 0 | 0 | 0 | 0 | 0 | 0
7 | 0 | 0 | 0 | 0 | 0 | 0 | 0 | 0 | 0
7.0833 | 0 | 0 | 0 | 0 | 0 | 0 | 0 | 0 | 0
7.1667 | 0 | 0 | 0 | 0 | 0 | 0 | 0 | 0 | 0
7.25 | 0 | 0 | 0 | 0 | 0 | 0 | 0 | 0 | 0
7.3333 | 5872.993 | 4254.0642 | 5418.4352 | 5863.7232 | 6000 | 6000 | 6000 | 6000 | 0
7.4167 | 4423.7032 | 2176.8898 | 2811.5395 | 3699.4102 | 4268.0366 | 5834.2195 | 6000 | 6000 | 0
7.5 | 3477.9917 | 2209.697 | 2704.949 | 3034.1639 | 3290.8216 | 3577.3588 | 5165.1999 | 6000 | 0
7.5833 | 1835.2921 | 879.1952 | 1300.0509 | 1573.2036 | 1731.302 | 1983.197 | 2539.1963 | 3524.5353 | 0
7.6667 | 1282.025 | 606.6613 | 818.5659 | 1129.8567 | 1232.5185 | 1477.7344 | 1835.2784 | 1954.6978 | 0
7.75 | 0 | 0 | 0 | 0 | 0 | 0 | 0 | 0 | 0
7.8333 | 0 | 0 | 0 | 0 | 0 | 0 | 0 | 0 | 0
7.9167 | 0 | 0 | 0 | 0 | 0 | 0 | 0 | 0 | 0
8 | 0 | 0 | 0 | 0 | 0 | 0 | 0 | 0 | 0
8.0833 | 0 | 0 | 0 | 0 | 0 | 0 | 0 | 0 | 0
8.1667 | 0 | 0 | 0 | 0 | 0 | 0 | 0 | 0 | 0
8.25 | 0 | 0 | 0 | 0 | 0 | 0 | 0 | 0 | 0
8.3333 | 5874.9466 | 4203.7722 | 5419.9903 | 5885.1247 | 6000 | 6000 | 6000 | 6000 | 0
8.4167 | 4449.2022 | 2168.3218 | 2741.8116 | 3713.0267 | 4305.1692 | 5803.7583 | 6000 | 6000 | 0
8.5 | 3496.1804 | 2203.7848 | 2706.2123 | 3044.9632 | 3300.5838 | 3775.6702 | 5358.689 | 6000 | 0
8.5833 | 1848.5121 | 872.595 | 1301.6072 | 1572.3818 | 1765.1857 | 2086.5365 | 2562.2474 | 3648.3858 | 0
8.6667 | 1294.9442 | 599.1832 | 820.2189 | 1138.2521 | 1234.6743 | 1493.6396 | 1839.5683 | 1970.3759 | 0
8.75 | 0 | 0 | 0 | 0 | 0 | 0 | 0 | 0 | 0
8.8333 | 0 | 0 | 0 | 0 | 0 | 0 | 0 | 0 | 0
8.9167 | 0 | 0 | 0 | 0 | 0 | 0 | 0 | 0 | 0
9 | 0 | 0 | 0 | 0 | 0 | 0 | 0 | 0 | 0
9.0833 | 0 | 0 | 0 | 0 | 0 | 0 | 0 | 0 | 0
9.1667 | 0 | 0 | 0 | 0 | 0 | 0 | 0 | 0 | 0
9.25 | 0 | 0 | 0 | 0 | 0 | 0 | 0 | 0 | 0
9.3333 | 5872.6675 | 4220.9383 | 5384.8502 | 5908.1644 | 6000 | 6000 | 6000 | 6000 | 0
9.4167 | 4460.8728 | 2167.6928 | 2736.828 | 3660.5263 | 4323.7204 | 5786.1514 | 6000 | 6000 | 0
9.5 | 3499.3097 | 2203.4928 | 2702.7933 | 3048.0178 | 3301.9333 | 3721.7222 | 5131.074 | 6000 | 0
9.5833 | 1857.1749 | 872.2666 | 1302.329 | 1571.1445 | 1758.7704 | 2151.8009 | 2533.4719 | 3586.4804 | 0
9.6667 | 1293.2163 | 598.8117 | 815.8942 | 1135.694 | 1241.2934 | 1519.2 | 1856.5233 | 1962.5401 | 0
9.75 | 0 | 0 | 0 | 0 | 0 | 0 | 0 | 0 | 0
9.8333 | 0 | 0 | 0 | 0 | 0 | 0 | 0 | 0 | 0
9.9167 | 0 | 0 | 0 | 0 | 0 | 0 | 0 | 0 | 0
10 | 0 | 0 | 0 | 0 | 0 | 0 | 0 | 0 | 0

## CVP_Disch
Plot F - Range of Monthly CVP Discharge flows - Scenario C-6c | [10 empty] | JAN | FEB | MAR | APR | MAY | JUN | JUL | AUG | SEP | OCT | NOV | DEC
[10 empty] | Max | 1068.4411 | 619.5049 | 556.3794 | 447.5409 | 7272.6683 | 8941.8962 | 8015.6622 | 5388.2117 | 4265.7818 | 1579.0756 | 880.0323 | 746.352
[10 empty] | 95% percentile | 533.4718 | 292.9101 | 288.0056 | 278.0181 | 7244.3184 | 8888.9244 | 7111.4525 | 4541.3703 | 3360.0782 | 1200.1491 | 734.5016 | 578.6644
[10 empty] | 75% Percentile | 433.5775 | 254.6521 | 234.3269 | 230.0649 | 7222.5092 | 7547.3521 | 5727.3064 | 3642.4729 | 2844.5303 | 899.2706 | 559.4657 | 487.8319
[10 empty] | Median | 365.9361 | 227.6066 | 203.2893 | 201.83 | 5404.988 | 6741.8668 | 5302.7102 | 3117.221 | 2496.0172 | 815.8314 | 432.9601 | 347.0966
[10 empty] | Mean | 391.5588 | 211.7619 | 192.7694 | 171.0293 | 5564.4017 | 6669.9997 | 5329.9765 | 3117.9637 | 2553.3878 | 828.8171 | 471.1779 | 392.944
| Mean | S.D. | Least Result | 5% | 25% | Median | 75% | 95% | Greatest Result | Min | 152.667 | 0 | 0 | 0 | 2538.6243 | 3736.5582 | 2982.8725 | 0 | 1303.2428 | 0 | 0 | 245.3063
| 0 | [9 empty] | JAN: MIN |  | MEAN | [12 empty] | MEDIAN | [12 empty] | 75% | [12 empty] | 95% | [12 empty] | MAX
Time (yr) | Total_Faro_Discharge:Mean | Total_Faro_Discharge:Least Result | Total_Faro_Discharge:5% | Total_Faro_Discharge:25% | Total_Faro_Discharge:Median | Total_Faro_Discharge:75% | Total_Faro_Discharge:95% | Total_Faro_Discharge:Greatest Result | Greatest Result |  | 1 | 2 | 3 | 4 | 5 | 6 | 7 | 8 | 9 | 10 | 11 | 12 |  | 1 | 2 | 3 | 4 | 5 | 6 | 7 | 8 | 9 | 10 | 11 | 12 |  | 1 | 2 | 3 | 4 | 5 | 6 | 7 | 8 | 9 | 10 | 11 | 12 |  | 1 | 2 | 3 | 4 | 5 | 6 | 7 | 8 | 9 | 10 | 11 | 12 |  | 1 | 2 | 3 | 4 | 5 | 6 | 7 | 8 | 9 | 10 | 11 | 12 |  | 1 | 2 | 3 | 4 | 5 | 6 | 7 | 8 | 9 | 10 | 11 | 12
0 | 1003.2906 | 889.2451 | 940.9086 | 979.7186 | 1000.1486 | 1028.1622 | 1072.139 | 1098.1412 | 0 | 1 | 889.2451 | 0 | 0 | 0 | 3885.5336 | 6865.2911 | 2384.4227 | 0 | 1305.6531 | 0 | 0 | 216.3273 | 1 | 1003.2906 | 552.7459 | 364.4181 | 270.2643 | 6090.0866 | 7840.607 | 6988.3998 | 3877.0781 | 2552.466 | 795.948 | 457.7738 | 382.3825 | 1 | 1000.1486 | 555.2395 | 367.5456 | 285.6028 | 7258.8869 | 7256.1292 | 7247.6812 | 3131.4151 | 2459.5166 | 796.0337 | 414.7579 | 341.0271 | 1 | 1028.1622 | 580.6805 | 392.0495 | 319.6777 | 7266.7062 | 8898.1488 | 7634.8787 | 5238.67 | 2793.2489 | 871.1346 | 545.1919 | 475.9391 | 1 | 1072.139 | 611.8118 | 422.7434 | 352.5455 | 7286.0902 | 8925.7847 | 8120.4463 | 7265.2234 | 3392.1598 | 1106.1846 | 711.3793 | 574.27 | 1 | 1098.1412 | 641.1622 | 448.66 | 376.7865 | 7312.3968 | 8951.4745 | 8155.2717 | 7729.3502 | 4836.381 | 1370.6506 | 803.0962 | 656.3428
0.083333 | 552.7459 | 0 | 500.4581 | 548.1038 | 555.2395 | 580.6805 | 611.8118 | 641.1622 | 0 | 2 | 159.5626 | 0 | 0 | 0 | 2033.9369 | 3386.9975 | 3048.0112 | 0 | 1301.1476 | 0 | 0 | 246.62 | 2 | 332.9671 | 198.097 | 194.5452 | 179.8921 | 6122.0222 | 6228.9816 | 4973.7779 | 3023.5452 | 2478.5232 | 782.9115 | 447.2006 | 399.0958 | 2 | 292.3907 | 193.8473 | 188.1513 | 195.4077 | 7213.869 | 6132.1516 | 4765.3418 | 3016.3201 | 2426.8867 | 776.0239 | 414.5748 | 341.3482 | 2 | 371.9572 | 222.4153 | 219.6015 | 230.4418 | 7224.2906 | 7220.9877 | 5456.9679 | 3420.6082 | 2770.3337 | 873.5359 | 543.985 | 476.457 | 2 | 496.6026 | 280.6724 | 272.6308 | 275.8636 | 7245.2334 | 8670.5711 | 6684.4522 | 4145.2117 | 3218.1682 | 1137.8707 | 711.3861 | 586.1121 | 2 | 1270.0744 | 658.8132 | 431.3707 | 361.4871 | 7305.4042 | 8943.7794 | 7517.5541 | 4890.4204 | 3724.0406 | 1448.6001 | 752.7895 | 1282.5943
0.16667 | 364.4181 | 0 | 290.4279 | 353.6499 | 367.5456 | 392.0495 | 422.7434 | 448.66 | 0 | 3 | 0 | 0 | 0 | 0 | 3371.0765 | 3382.2446 | 3044.7985 | 0 | 1297.1082 | 0 | 0 | 233.28 | 3 | 321.5717 | 181.3287 | 179.3669 | 182.156 | 5812.7334 | 6390.6495 | 5074.6402 | 2955.6118 | 2554.9617 | 826.1182 | 473.2239 | 393.4458 | 3 | 298.1248 | 190.29 | 184.8313 | 195.5949 | 6898.083 | 6605.8932 | 5110.2068 | 3102.2027 | 2507.2843 | 825.5698 | 437.2157 | 346.8961 | 3 | 371.6533 | 222.2528 | 217.4224 | 231.3007 | 7220.8446 | 7227.258 | 5530.045 | 3466.7747 | 2882.1702 | 906.326 | 582.6388 | 496.4269 | 3 | 469.8985 | 251.1446 | 262.4246 | 265.2376 | 7252.7087 | 8899.2929 | 6574.9586 | 4255.453 | 3317.1098 | 1202.5298 | 728.597 | 548.8239 | 3 | 973.0309 | 448.9504 | 352.7654 | 329.3574 | 7266.8668 | 8922.0813 | 8155.3889 | 5283.4078 | 4592.0325 | 1722.3268 | 1022.4959 | 721.5245
0.25 | 270.2643 | 0 | 0 | 269.6741 | 285.6028 | 319.6777 | 352.5455 | 376.7865 | 0 | 4 | 159.3613 | 0 | 0 | 0 | 2074.6989 | 3390.1801 | 3050.2488 | 0 | 1304.2093 | 0 | 0 | 264.2457 | 4 | 340.7453 | 185.5112 | 184.4534 | 159.1134 | 5566.2544 | 6564.2309 | 5156.7101 | 3071.5549 | 2554.727 | 836.6378 | 478.8775 | 397.019 | 4 | 297.5738 | 192.4835 | 187.1668 | 193.6616 | 6021.675 | 6837.7993 | 5109.9942 | 3161.2731 | 2506.011 | 834.9038 | 440.7453 | 353.0455 | 4 | 371.6636 | 223.5808 | 221.149 | 224.4417 | 7218.3552 | 7366.4877 | 5491.8453 | 3459.1683 | 2843.24 | 906.8542 | 550.7712 | 492.565 | 4 | 500.7933 | 260.0832 | 295.4953 | 264.3298 | 7237.4155 | 8910.5856 | 7194.3617 | 4264.0011 | 3328.3833 | 1169.078 | 738.2171 | 575.5166 | 4 | 1573.5325 | 835.3589 | 512.499 | 308.4665 | 7266.8663 | 8945.0464 | 8154.788 | 5240.5307 | 4048.2437 | 1567.8561 | 826.9494 | 656.1324
0.33333 | 6090.0866 | 3885.5336 | 3888.9135 | 3912.6551 | 7258.8869 | 7266.7062 | 7286.0902 | 7312.3968 | 0 | 5 | 159.2659 | 0 | 0 | 0 | 2039.9164 | 3389.5192 | 3049.728 | 0 | 1303.3429 | 0 | 0 | 263.5947 | 5 | 321.7078 | 162.2253 | 160.8737 | 150.9415 | 5346.2558 | 6638.3395 | 5181.4883 | 3070.6218 | 2546.377 | 836.2973 | 472.2892 | 397.0974 | 5 | 298.8945 | 189.6644 | 184.5848 | 190.1473 | 4431.3239 | 6816.8168 | 5160.8295 | 3146.5749 | 2511.1962 | 822.1214 | 440.7095 | 352.9038 | 5 | 371.51 | 222.1535 | 215.273 | 226.5194 | 7216.8374 | 7339.2835 | 5486.6251 | 3467.6494 | 2839.8377 | 902.2772 | 557.339 | 494.7285 | 5 | 470.1389 | 256.5645 | 264.834 | 270.1347 | 7237.4708 | 8909.7239 | 7063.7926 | 4272.4217 | 3239.2596 | 1169.1108 | 730.8925 | 583.0439 | 5 | 1023.2659 | 549.5971 | 364.7839 | 366.4823 | 7266.8668 | 8944.9897 | 8257.8728 | 5009.4153 | 4098.6958 | 1570.7848 | 815.2574 | 752.5401
0.41667 | 7840.607 | 6865.2911 | 7225.0445 | 7242.8332 | 7256.1292 | 8898.1488 | 8925.7847 | 8951.4745 | 0 | 6 | 0 | 0 | 0 | 0 | 2185.984 | 3384.0024 | 3046.043 | 0 | 1298.8898 | 0 | 0 | 247.5849 | 6 | 312.3187 | 174.8942 | 163.9136 | 150.835 | 5285.3268 | 6656.702 | 5215.3935 | 2943.9063 | 2637.8544 | 872.4074 | 489.7851 | 400.497 | 6 | 293.0673 | 193.2302 | 183.007 | 194.4264 | 4400.4546 | 6761.4066 | 5143.2939 | 3084.6671 | 2538.8218 | 825.6149 | 437.5692 | 353.085 | 6 | 371.4571 | 213.9627 | 215.0831 | 211.2149 | 7213.9058 | 7549.5704 | 5643.2699 | 3573.5609 | 2969.3629 | 951.3207 | 597.9467 | 503.1561 | 6 | 469.8647 | 263.0406 | 258.6428 | 276.0983 | 7237.3612 | 8910.5893 | 6927.8781 | 4252.7921 | 3770.4285 | 1476.7597 | 759.9913 | 615.9454 | 6 | 503.7008 | 1388.6201 | 824.4318 | 529.4201 | 7267.3784 | 8941.4554 | 7294.6553 | 4762.6936 | 4570.0273 | 1701.0201 | 975.1381 | 702.3045
0.5 | 6988.3998 | 2384.4227 | 4919.6166 | 6606.1336 | 7247.6812 | 7634.8787 | 8120.4463 | 8155.2717 | 0 | 7 | 0 | 0 | 0 | 0 | 2079.3875 | 3392.7283 | 3051.9028 | 0 | 1306.0936 | 0 | 0 | 263.7879 | 7 | 322.6529 | 149.9317 | 162.3413 | 155.5515 | 5391.0825 | 6647.3154 | 5196.7445 | 3084.6841 | 2556.2573 | 840.3715 | 478.9091 | 395.0045 | 7 | 301.7693 | 189.0062 | 183.8269 | 195.5209 | 4563.1991 | 6840.5745 | 5166.584 | 3118.5455 | 2508.2049 | 822.5864 | 439.0031 | 347.1621 | 7 | 376.336 | 211.0333 | 216.9173 | 224.6656 | 7218.2744 | 7259.7226 | 5465.6143 | 3417.5826 | 2774.4764 | 883.539 | 547.0681 | 475.1141 | 7 | 476.2938 | 247.7755 | 277.838 | 263.1793 | 7236.9195 | 8914.0991 | 7181.2221 | 4259.0482 | 3327.5427 | 1169.3499 | 731.1158 | 575.6822 | 7 | 895.9846 | 328.6473 | 410.273 | 357.7785 | 7267.6996 | 8942.5947 | 8155.319 | 5233.0558 | 4418.1682 | 1710.6369 | 980.6598 | 690.8676
0.58333 | 3877.0781 | 0 | 2190.9182 | 2749.5985 | 3131.4151 | 5238.67 | 7265.2234 | 7729.3502 | 0 | 8 | 159.2353 | 0 | 0 | 0 | 3333.9 | 3393.6058 | 3052.4905 | 0 | 1306.8315 | 0 | 0 | 202.7828 | 8 | 320.623 | 168.6613 | 167.7445 | 147.8907 | 5337.2541 | 6566.5904 | 5161.6227 | 3064.5688 | 2525.8401 | 817.3982 | 457.5801 | 378.8547 | 8 | 293.2441 | 189.6563 | 184.3655 | 185.7418 | 4427.0012 | 6680.7677 | 5055.6412 | 3111.6233 | 2486.4808 | 806.3343 | 427.16 | 344.1425 | 8 | 367.9534 | 213.7076 | 211.4356 | 210.3912 | 7216.2989 | 7458.8056 | 5452.5002 | 3406.6743 | 2842.8706 | 878.4469 | 527.6224 | 470.4038 | 8 | 460.1622 | 252.7033 | 276.9716 | 271.6864 | 7235.784 | 8920.5159 | 7278.8793 | 4268.7778 | 3302.7021 | 1138.0583 | 712.7704 | 575.518 | 8 | 971.7882 | 552.9727 | 360.1488 | 292.194 | 7252.3289 | 8945.0464 | 8155.49 | 5159.5833 | 3749.2334 | 1366.6993 | 803.0791 | 656.3168
0.66667 | 2552.466 | 1305.6531 | 1925.3363 | 2223.5178 | 2459.5166 | 2793.2489 | 3392.1598 | 4836.381 | 0 | 9 | 0 | 0 | 0 | 0 | 2332.9823 | 3397.027 | 3054.8885 | 0 | 1310.0775 | 0 | 0 | 268.2612 | 9 | 327.3806 | 169.0706 | 182.4811 | 157.3043 | 5388.586 | 6581.6843 | 5175.5816 | 2998.8896 | 2585.2226 | 856.5611 | 487.5607 | 398.5294 | 9 | 291.8721 | 192.8616 | 185.9179 | 193.3615 | 4426.4608 | 6753.9114 | 5074.1281 | 3135.0028 | 2484.3837 | 819.6182 | 439.1004 | 344.7212 | 9 | 330.9448 | 214.7957 | 216.779 | 210.2736 | 7214.8775 | 7524.1438 | 5538.3636 | 3498.9391 | 2891.6251 | 916.0476 | 597.9465 | 503.7356 | 9 | 469.3162 | 252.6679 | 293.3793 | 276.6961 | 7236.9498 | 8918.9542 | 6970.1634 | 4173.6572 | 3464.4107 | 1277.153 | 802.8667 | 574.216 | 9 | 1871.0799 | 505.7152 | 1515.4588 | 1238.497 | 7253.1575 | 8937.683 | 8155.4947 | 5317.6258 | 4123.4928 | 1628.0655 | 847.442 | 656.6501
0.75 | 795.948 | 0 | 540.7091 | 713.5131 | 796.0337 | 871.1346 | 1106.1846 | 1370.6506 | 0 | 10 | 0 | 0 | 0 | 0 | 2048.8264 | 3383.9863 | 3046.1911 | 0 | 1299.0741 | 0 | 0 | 246.5781 | 10 | 312.3299 | 175.1528 | 167.5559 | 156.3445 | 5304.4155 | 6584.8961 | 5175.4065 | 3089.1762 | 2541.649 | 823.5204 | 468.5796 | 387.5141 | 10 | 292.2761 | 189.7867 | 183.4957 | 188.8349 | 4408.9262 | 6733.2184 | 5193.4012 | 3164.5856 | 2531.3858 | 829.5079 | 438.7655 | 346.6342 | 10 | 374.1379 | 221.939 | 217.5585 | 211.7225 | 7214.7013 | 7629.1134 | 5572.9538 | 3475.1018 | 2838.1379 | 903.2236 | 544.148 | 489.7931 | 10 | 449.5083 | 252.637 | 255.0961 | 264.4096 | 7237.2507 | 8909.1269 | 7118.3701 | 4257.1172 | 3240.617 | 1155.3959 | 717.7999 | 577.5157 | 10 | 503.8128 | 285.2115 | 343.4022 | 314.9393 | 7267.718 | 8944.8111 | 8154.7871 | 5256.0341 | 4497.5024 | 1704.116 | 973.4157 | 688.2473
0.83333 | 457.7738 | 0 | 274.461 | 384.4983 | 414.7579 | 545.1919 | 711.3793 | 803.0962 | 0
0.91667 | 382.3825 | 0 | 216.3273 | 314.3279 | 341.0271 | 475.9391 | 574.27 | 656.3428 | 0
1 | 332.9671 | 159.5626 | 217.9122 | 271.2733 | 292.3907 | 371.9572 | 496.6026 | 1270.0744 | 0
1.0833 | 198.097 | 0 | 0 | 174.9371 | 193.8473 | 222.4153 | 280.6724 | 658.8132 | 0
1.1667 | 194.5452 | 0 | 110.0985 | 171.5371 | 188.1513 | 219.6015 | 272.6308 | 431.3707 | 0
1.25 | 179.8921 | 0 | 0 | 162.5406 | 195.4077 | 230.4418 | 275.8636 | 361.4871 | 0
1.3333 | 6122.0222 | 2033.9369 | 3456.0055 | 4090.3371 | 7213.869 | 7224.2906 | 7245.2334 | 7305.4042 | 0
1.4167 | 6228.9816 | 3386.9975 | 4111.0022 | 5230.179 | 6132.1516 | 7220.9877 | 8670.5711 | 8943.7794 | 0
1.5 | 4973.7779 | 3048.0112 | 3889.8006 | 4395.8631 | 4765.3418 | 5456.9679 | 6684.4522 | 7517.5541 | 0
1.5833 | 3023.5452 | 0 | 2067.3615 | 2688.0655 | 3016.3201 | 3420.6082 | 4145.2117 | 4890.4204 | 0
1.6667 | 2478.5232 | 1301.1476 | 1678.0277 | 2169.6074 | 2426.8867 | 2770.3337 | 3218.1682 | 3724.0406 | 0
1.75 | 782.9115 | 0 | 540.0962 | 711.1431 | 776.0239 | 873.5359 | 1137.8707 | 1448.6001 | 0
1.8333 | 447.2006 | 0 | 274.1786 | 379.8764 | 414.5748 | 543.985 | 711.3861 | 752.7895 | 0
1.9167 | 399.0958 | 0 | 246.62 | 312.4506 | 341.3482 | 476.457 | 586.1121 | 1282.5943 | 0
2 | 321.5717 | 0 | 217.5057 | 263.3347 | 298.1248 | 371.6533 | 469.8985 | 973.0309 | 0
2.0833 | 181.3287 | 0 | 0 | 174.7538 | 190.29 | 222.2528 | 251.1446 | 448.9504 | 0
2.1667 | 179.3669 | 0 | 0 | 170.6452 | 184.8313 | 217.4224 | 262.4246 | 352.7654 | 0
2.25 | 182.156 | 0 | 0 | 177.9081 | 195.5949 | 231.3007 | 265.2376 | 329.3574 | 0
2.3333 | 5812.7334 | 3371.0765 | 3574.5909 | 3820.5469 | 6898.083 | 7220.8446 | 7252.7087 | 7266.8668 | 0
2.4167 | 6390.6495 | 3382.2446 | 4119.333 | 5488.2071 | 6605.8932 | 7227.258 | 8899.2929 | 8922.0813 | 0
2.5 | 5074.6402 | 3044.7985 | 3932.0136 | 4487.0095 | 5110.2068 | 5530.045 | 6574.9586 | 8155.3889 | 0
2.5833 | 2955.6118 | 0 | 144.6704 | 2665.3168 | 3102.2027 | 3466.7747 | 4255.453 | 5283.4078 | 0
2.6667 | 2554.9617 | 1297.1082 | 1898.4345 | 2206.0496 | 2507.2843 | 2882.1702 | 3317.1098 | 4592.0325 | 0
2.75 | 826.1182 | 0 | 553.3726 | 712.7163 | 825.5698 | 906.326 | 1202.5298 | 1722.3268 | 0
2.8333 | 473.2239 | 0 | 289.0958 | 381.5517 | 437.2157 | 582.6388 | 728.597 | 1022.4959 | 0
2.9167 | 393.4458 | 0 | 233.28 | 314.5104 | 346.8961 | 496.4269 | 548.8239 | 721.5245 | 0
3 | 340.7453 | 159.3613 | 217.7775 | 271.1616 | 297.5738 | 371.6636 | 500.7933 | 1573.5325 | 0
3.0833 | 185.5112 | 0 | 0 | 172.1135 | 192.4835 | 223.5808 | 260.0832 | 835.3589 | 0
3.1667 | 184.4534 | 0 | 0 | 164.3946 | 187.1668 | 221.149 | 295.4953 | 512.499 | 0
3.25 | 159.1134 | 0 | 0 | 108.5605 | 193.6616 | 224.4417 | 264.3298 | 308.4665 | 0
3.3333 | 5566.2544 | 2074.6989 | 3712.3996 | 3840.6843 | 6021.675 | 7218.3552 | 7237.4155 | 7266.8663 | 0
3.4167 | 6564.2309 | 3390.1801 | 4187.9641 | 5248.8833 | 6837.7993 | 7366.4877 | 8910.5856 | 8945.0464 | 0
3.5 | 5156.7101 | 3050.2488 | 3916.6585 | 4526.3911 | 5109.9942 | 5491.8453 | 7194.3617 | 8154.788 | 0
3.5833 | 3071.5549 | 0 | 1771.0181 | 2700.3941 | 3161.2731 | 3459.1683 | 4264.0011 | 5240.5307 | 0
3.6667 | 2554.727 | 1304.2093 | 1776.117 | 2255.5208 | 2506.011 | 2843.24 | 3328.3833 | 4048.2437 | 0
3.75 | 836.6378 | 0 | 606.7042 | 718.1899 | 834.9038 | 906.8542 | 1169.078 | 1567.8561 | 0
3.8333 | 478.8775 | 0 | 321.2385 | 385.3083 | 440.7453 | 550.7712 | 738.2171 | 826.9494 | 0
3.9167 | 397.019 | 0 | 264.2457 | 318.1387 | 353.0455 | 492.565 | 575.5166 | 656.1324 | 0
4 | 321.7078 | 159.2659 | 217.6716 | 269.1196 | 298.8945 | 371.51 | 470.1389 | 1023.2659 | 0
4.0833 | 162.2253 | 0 | 0 | 155.0946 | 189.6644 | 222.1535 | 256.5645 | 549.5971 | 0
4.1667 | 160.8737 | 0 | 0 | 149.7446 | 184.5848 | 215.273 | 264.834 | 364.7839 | 0
4.25 | 150.9415 | 0 | 0 | 0 | 190.1473 | 226.5194 | 270.1347 | 366.4823 | 0
4.3333 | 5346.2558 | 2039.9164 | 3525.7507 | 3820.9824 | 4431.3239 | 7216.8374 | 7237.4708 | 7266.8668 | 0
4.4167 | 6638.3395 | 3389.5192 | 4099.3222 | 5824.6534 | 6816.8168 | 7339.2835 | 8909.7239 | 8944.9897 | 0
4.5 | 5181.4883 | 3049.728 | 3907.176 | 4616.3547 | 5160.8295 | 5486.6251 | 7063.7926 | 8257.8728 | 0
4.5833 | 3070.6218 | 0 | 1772.1815 | 2774.5862 | 3146.5749 | 3467.6494 | 4272.4217 | 5009.4153 | 0
4.6667 | 2546.377 | 1303.3429 | 1887.6027 | 2242.0732 | 2511.1962 | 2839.8377 | 3239.2596 | 4098.6958 | 0
4.75 | 836.2973 | 0 | 613.4639 | 729.3139 | 822.1214 | 902.2772 | 1169.1108 | 1570.7848 | 0
4.8333 | 472.2892 | 0 | 311.0952 | 388.8584 | 440.7095 | 557.339 | 730.8925 | 815.2574 | 0
4.9167 | 397.0974 | 0 | 263.5947 | 316.7254 | 352.9038 | 494.7285 | 583.0439 | 752.5401 | 0
5 | 312.3187 | 0 | 224.3735 | 264.4413 | 293.0673 | 371.4571 | 469.8647 | 503.7008 | 0
5.0833 | 174.8942 | 0 | 0 | 164.5849 | 193.2302 | 213.9627 | 263.0406 | 1388.6201 | 0
5.1667 | 163.9136 | 0 | 0 | 149.8475 | 183.007 | 215.0831 | 258.6428 | 824.4318 | 0
5.25 | 150.835 | 0 | 0 | 0 | 194.4264 | 211.2149 | 276.0983 | 529.4201 | 0
5.3333 | 5285.3268 | 2185.984 | 3670.1989 | 3820.1454 | 4400.4546 | 7213.9058 | 7237.3612 | 7267.3784 | 0
5.4167 | 6656.702 | 3384.0024 | 4110.7797 | 5634.7076 | 6761.4066 | 7549.5704 | 8910.5893 | 8941.4554 | 0
5.5 | 5215.3935 | 3046.043 | 3925.4466 | 4569.7784 | 5143.2939 | 5643.2699 | 6927.8781 | 7294.6553 | 0
5.5833 | 2943.9063 | 0 | 220.028 | 2680.4168 | 3084.6671 | 3573.5609 | 4252.7921 | 4762.6936 | 0
5.6667 | 2637.8544 | 1298.8898 | 1885.2229 | 2258.2403 | 2538.8218 | 2969.3629 | 3770.4285 | 4570.0273 | 0
5.75 | 872.4074 | 0 | 613.4659 | 743.75 | 825.6149 | 951.3207 | 1476.7597 | 1701.0201 | 0
5.8333 | 489.7851 | 0 | 312.9359 | 395.525 | 437.5692 | 597.9467 | 759.9913 | 975.1381 | 0
5.9167 | 400.497 | 0 | 247.5849 | 318.9517 | 353.085 | 503.1561 | 615.9454 | 702.3045 | 0
6 | 322.6529 | 0 | 225.6169 | 271.255 | 301.7693 | 376.336 | 476.2938 | 895.9846 | 0
6.0833 | 149.9317 | 0 | 0 | 0 | 189.0062 | 211.0333 | 247.7755 | 328.6473 | 0
6.1667 | 162.3413 | 0 | 0 | 149.9349 | 183.8269 | 216.9173 | 277.838 | 410.273 | 0
6.25 | 155.5515 | 0 | 0 | 0 | 195.5209 | 224.6656 | 263.1793 | 357.7785 | 0
6.3333 | 5391.0825 | 2079.3875 | 3472.2087 | 3816.9153 | 4563.1991 | 7218.2744 | 7236.9195 | 7267.6996 | 0
6.4167 | 6647.3154 | 3392.7283 | 4213.0208 | 5723.0656 | 6840.5745 | 7259.7226 | 8914.0991 | 8942.5947 | 0
6.5 | 5196.7445 | 3051.9028 | 3919.873 | 4602.1026 | 5166.584 | 5465.6143 | 7181.2221 | 8155.319 | 0
6.5833 | 3084.6841 | 0 | 1979.4405 | 2781.1516 | 3118.5455 | 3417.5826 | 4259.0482 | 5233.0558 | 0
6.6667 | 2556.2573 | 1306.0936 | 1886.5684 | 2285.4398 | 2508.2049 | 2774.4764 | 3327.5427 | 4418.1682 | 0
6.75 | 840.3715 | 0 | 620.3964 | 744.1835 | 822.5864 | 883.539 | 1169.3499 | 1710.6369 | 0
6.8333 | 478.9091 | 0 | 330.8054 | 399.6632 | 439.0031 | 547.0681 | 731.1158 | 980.6598 | 0
6.9167 | 395.0045 | 0 | 263.7879 | 323.9348 | 347.1621 | 475.1141 | 575.6822 | 690.8676 | 0
7 | 320.623 | 159.2353 | 219.1172 | 271.2401 | 293.2441 | 367.9534 | 460.1622 | 971.7882 | 0
7.0833 | 168.6613 | 0 | 0 | 165.9116 | 189.6563 | 213.7076 | 252.7033 | 552.9727 | 0
7.1667 | 167.7445 | 0 | 0 | 152.2223 | 184.3655 | 211.4356 | 276.9716 | 360.1488 | 0
7.25 | 147.8907 | 0 | 0 | 0 | 185.7418 | 210.3912 | 271.6864 | 292.194 | 0
7.3333 | 5337.2541 | 3333.9 | 3449.6724 | 3821.417 | 4427.0012 | 7216.2989 | 7235.784 | 7252.3289 | 0
7.4167 | 6566.5904 | 3393.6058 | 4118.3108 | 5510.1273 | 6680.7677 | 7458.8056 | 8920.5159 | 8945.0464 | 0
7.5 | 5161.6227 | 3052.4905 | 3945.5601 | 4577.0242 | 5055.6412 | 5452.5002 | 7278.8793 | 8155.49 | 0
7.5833 | 3064.5688 | 0 | 1564.4443 | 2736.3405 | 3111.6233 | 3406.6743 | 4268.7778 | 5159.5833 | 0
7.6667 | 2525.8401 | 1306.8315 | 1895.5974 | 2244.9108 | 2486.4808 | 2842.8706 | 3302.7021 | 3749.2334 | 0
7.75 | 817.3982 | 0 | 553.2499 | 729.2979 | 806.3343 | 878.4469 | 1138.0583 | 1366.6993 | 0
7.8333 | 457.5801 | 0 | 247.3961 | 385.9212 | 427.16 | 527.6224 | 712.7704 | 803.0791 | 0
7.9167 | 378.8547 | 0 | 202.7828 | 314.4939 | 344.1425 | 470.4038 | 575.518 | 656.3168 | 0
8 | 327.3806 | 0 | 219.2505 | 270.5765 | 291.8721 | 330.9448 | 469.3162 | 1871.0799 | 0
8.0833 | 169.0706 | 0 | 0 | 168.498 | 192.8616 | 214.7957 | 252.6679 | 505.7152 | 0
8.1667 | 182.4811 | 0 | 0 | 162.6341 | 185.9179 | 216.779 | 293.3793 | 1515.4588 | 0
8.25 | 157.3043 | 0 | 0 | 0 | 193.3615 | 210.2736 | 276.6961 | 1238.497 | 0
8.3333 | 5388.586 | 2332.9823 | 3518.6133 | 3837.4863 | 4426.4608 | 7214.8775 | 7236.9498 | 7253.1575 | 0
8.4167 | 6581.6843 | 3397.027 | 4221.0045 | 5302.6572 | 6753.9114 | 7524.1438 | 8918.9542 | 8937.683 | 0
8.5 | 5175.5816 | 3054.8885 | 3931.2842 | 4514.1178 | 5074.1281 | 5538.3636 | 6970.1634 | 8155.4947 | 0
8.5833 | 2998.8896 | 0 | 201.7076 | 2634.7829 | 3135.0028 | 3498.9391 | 4173.6572 | 5317.6258 | 0
8.6667 | 2585.2226 | 1310.0775 | 1898.6265 | 2249.3176 | 2484.3837 | 2891.6251 | 3464.4107 | 4123.4928 | 0
8.75 | 856.5611 | 0 | 624.7939 | 728.2827 | 819.6182 | 916.0476 | 1277.153 | 1628.0655 | 0
8.8333 | 487.5607 | 0 | 330.8694 | 384.4951 | 439.1004 | 597.9465 | 802.8667 | 847.442 | 0
8.9167 | 398.5294 | 0 | 268.2612 | 318.9685 | 344.7212 | 503.7356 | 574.216 | 656.6501 | 0
9 | 312.3299 | 0 | 217.7294 | 265.3045 | 292.2761 | 374.1379 | 449.5083 | 503.8128 | 0
9.0833 | 175.1528 | 0 | 0 | 169.3124 | 189.7867 | 221.939 | 252.637 | 285.2115 | 0
9.1667 | 167.5559 | 0 | 0 | 159.9776 | 183.4957 | 217.5585 | 255.0961 | 343.4022 | 0
9.25 | 156.3445 | 0 | 0 | 107.7421 | 188.8349 | 211.7225 | 264.4096 | 314.9393 | 0
9.3333 | 5304.4155 | 2048.8264 | 3501.864 | 3807.6066 | 4408.9262 | 7214.7013 | 7237.2507 | 7267.718 | 0
9.4167 | 6584.8961 | 3383.9863 | 4082.2245 | 5378.9993 | 6733.2184 | 7629.1134 | 8909.1269 | 8944.8111 | 0
9.5 | 5175.4065 | 3046.1911 | 3900.1806 | 4502.4978 | 5193.4012 | 5572.9538 | 7118.3701 | 8154.7871 | 0
9.5833 | 3089.1762 | 0 | 1772.4621 | 2675.6406 | 3164.5856 | 3475.1018 | 4257.1172 | 5256.0341 | 0
9.6667 | 2541.649 | 1299.0741 | 1774.7628 | 2220.6186 | 2531.3858 | 2838.1379 | 3240.617 | 4497.5024 | 0
9.75 | 823.5204 | 0 | 600.2197 | 713.537 | 829.5079 | 903.2236 | 1155.3959 | 1704.116 | 0
9.8333 | 468.5796 | 0 | 311.064 | 384.1579 | 438.7655 | 544.148 | 717.7999 | 973.4157 | 0
9.9167 | 387.5141 | 0 | 246.5781 | 313.4956 | 346.6342 | 489.7931 | 577.5157 | 688.2473 | 0
10 | 333.8771 | 159.2684 | 217.7098 | 267.8435 | 292.1417 | 379.4637 | 464.4015 | 1497.4887 | 0

## WTP_conc
Plot F - Range of Monthly Effluent Concentration after settling at CVP - Scenario C-6c | [10 empty] | JAN | FEB | MAR | APR | MAY | JUN | JUL | AUG | SEP | OCT | NOV | DEC
[10 empty] | Max | MAY: 0.3; JUN: 0.3; JUL: 0.3; AUG: 0.3; SEP: 0.3; OCT: 0; NOV: 0
[10 empty] | 95% percentile | MAY: 0.3; JUN: 0.3; JUL: 0.3; AUG: 0.3; SEP: 0.3; OCT: 0; NOV: 0
[10 empty] | 75% Percentile | MAY: 0.3; JUN: 0.3; JUL: 0.3; AUG: 0.3; SEP: 0.3; OCT: 0; NOV: 0
[10 empty] | Median | MAY: 0.3; JUN: 0.3; JUL: 0.3; AUG: 0.3; SEP: 0.3; OCT: 0; NOV: 0
[10 empty] | Mean | MAY: 0.3; JUN: 0.3; JUL: 0.3; AUG: 0.3; SEP: 0.3; OCT: 0; NOV: 0
[10 empty] | Min | MAY: 0.3; JUN: 0.3; JUL: 0.3; AUG: 0.3; SEP: 0.3; OCT: 0; NOV: 0
[11 empty] | JAN: MIN |  | MEAN | [12 empty] | MEDIAN | [12 empty] | 75% | [12 empty] | 95% | [12 empty] | MAX
Time (yr) | SelectorWQ:Mean | SelectorWQ:Least Result | SelectorWQ:5% | SelectorWQ:25% | SelectorWQ:Median | SelectorWQ:75% | SelectorWQ:95% | SelectorWQ:Greatest Result | Greatest Result |  | 1 | 2 | 3 | 4 | 5 | 6 | 7 | 8 | 9 | 10 | 11 | 12 |  | 1 | 2 | 3 | 4 | 5 | 6 | 7 | 8 | 9 | 10 | 11 | 12 |  | 1 | 2 | 3 | 4 | 5 | 6 | 7 | 8 | 9 | 10 | 11 | 12 |  | 1 | 2 | 3 | 4 | 5 | 6 | 7 | 8 | 9 | 10 | 11 | 12 |  | 1 | 2 | 3 | 4 | 5 | 6 | 7 | 8 | 9 | 10 | 11 | 12 |  | 1 | 2 | 3 | 4 | 5 | 6 | 7 | 8 | 9 | 10 | 11 | 12
0 | 0 | 0 | 0 | 0 | 0 | 0 | 0 | 0 | 0 | 1 | 0 | 0 | 0 | 0 | 0.3 | 0.3 | 0.3 | 0.3 | 0.3 | 0 | 0 | 0 | 1 | 0 | 0 | 0 | 0 | 0.3 | 0.3 | 0.3 | 0.3 | 0.3 | 0 | 0 | 0 | 1 | 0 | 0 | 0 | 0 | 0.3 | 0.3 | 0.3 | 0.3 | 0.3 | 0 | 0 | 0 | 1 | 0 | 0 | 0 | 0 | 0.3 | 0.3 | 0.3 | 0.3 | 0.3 | 0 | 0 | 0 | 1 | 0 | 0 | 0 | 0 | 0.3 | 0.3 | 0.3 | 0.3 | 0.3 | 0 | 0 | 0 | 1 | 0 | 0 | 0 | 0 | 0.3 | 0.3 | 0.3 | 0.3 | 0.3 | 0 | 0 | 0
0.083333 | 0 | 0 | 0 | 0 | 0 | 0 | 0 | 0 | 0 | 2 | 0 | 0 | 0 | 0 | 0.3 | 0.3 | 0.3 | 0.3 | 0.3 | 0 | 0 | 0 | 2 | 0 | 0 | 0 | 0 | 0.3 | 0.3 | 0.3 | 0.3 | 0.3 | 0 | 0 | 0 | 2 | 0 | 0 | 0 | 0 | 0.3 | 0.3 | 0.3 | 0.3 | 0.3 | 0 | 0 | 0 | 2 | 0 | 0 | 0 | 0 | 0.3 | 0.3 | 0.3 | 0.3 | 0.3 | 0 | 0 | 0 | 2 | 0 | 0 | 0 | 0 | 0.3 | 0.3 | 0.3 | 0.3 | 0.3 | 0 | 0 | 0 | 2 | 0 | 0 | 0 | 0 | 0.3 | 0.3 | 0.3 | 0.3 | 0.3 | 0 | 0 | 0
0.16667 | 0 | 0 | 0 | 0 | 0 | 0 | 0 | 0 | 0 | 3 | 0 | 0 | 0 | 0 | 0.3 | 0.3 | 0.3 | 0.3 | 0.3 | 0 | 0 | 0 | 3 | 0 | 0 | 0 | 0 | 0.3 | 0.3 | 0.3 | 0.3 | 0.3 | 0 | 0 | 0 | 3 | 0 | 0 | 0 | 0 | 0.3 | 0.3 | 0.3 | 0.3 | 0.3 | 0 | 0 | 0 | 3 | 0 | 0 | 0 | 0 | 0.3 | 0.3 | 0.3 | 0.3 | 0.3 | 0 | 0 | 0 | 3 | 0 | 0 | 0 | 0 | 0.3 | 0.3 | 0.3 | 0.3 | 0.3 | 0 | 0 | 0 | 3 | 0 | 0 | 0 | 0 | 0.3 | 0.3 | 0.3 | 0.3 | 0.3 | 0 | 0 | 0
0.25 | 0 | 0 | 0 | 0 | 0 | 0 | 0 | 0 | 0 | 4 | 0 | 0 | 0 | 0 | 0.3 | 0.3 | 0.3 | 0.3 | 0.3 | 0 | 0 | 0 | 4 | 0 | 0 | 0 | 0 | 0.3 | 0.3 | 0.3 | 0.3 | 0.3 | 0 | 0 | 0 | 4 | 0 | 0 | 0 | 0 | 0.3 | 0.3 | 0.3 | 0.3 | 0.3 | 0 | 0 | 0 | 4 | 0 | 0 | 0 | 0 | 0.3 | 0.3 | 0.3 | 0.3 | 0.3 | 0 | 0 | 0 | 4 | 0 | 0 | 0 | 0 | 0.3 | 0.3 | 0.3 | 0.3 | 0.3 | 0 | 0 | 0 | 4 | 0 | 0 | 0 | 0 | 0.3 | 0.3 | 0.3 | 0.3 | 0.3 | 0 | 0 | 0
0.33333 | 0.3 | 0.3 | 0.3 | 0.3 | 0.3 | 0.3 | 0.3 | 0.3 | 0 | 5 | 0 | 0 | 0 | 0 | 0.3 | 0.3 | 0.3 | 0.3 | 0.3 | 0 | 0 | 0 | 5 | 0 | 0 | 0 | 0 | 0.3 | 0.3 | 0.3 | 0.3 | 0.3 | 0 | 0 | 0 | 5 | 0 | 0 | 0 | 0 | 0.3 | 0.3 | 0.3 | 0.3 | 0.3 | 0 | 0 | 0 | 5 | 0 | 0 | 0 | 0 | 0.3 | 0.3 | 0.3 | 0.3 | 0.3 | 0 | 0 | 0 | 5 | 0 | 0 | 0 | 0 | 0.3 | 0.3 | 0.3 | 0.3 | 0.3 | 0 | 0 | 0 | 5 | 0 | 0 | 0 | 0 | 0.3 | 0.3 | 0.3 | 0.3 | 0.3 | 0 | 0 | 0
0.41667 | 0.3 | 0.3 | 0.3 | 0.3 | 0.3 | 0.3 | 0.3 | 0.3 | 0 | 6 | 0 | 0 | 0 | 0 | 0.3 | 0.3 | 0.3 | 0.3 | 0.3 | 0 | 0 | 0 | 6 | 0 | 0 | 0 | 0 | 0.3 | 0.3 | 0.3 | 0.3 | 0.3 | 0 | 0 | 0 | 6 | 0 | 0 | 0 | 0 | 0.3 | 0.3 | 0.3 | 0.3 | 0.3 | 0 | 0 | 0 | 6 | 0 | 0 | 0 | 0 | 0.3 | 0.3 | 0.3 | 0.3 | 0.3 | 0 | 0 | 0 | 6 | 0 | 0 | 0 | 0 | 0.3 | 0.3 | 0.3 | 0.3 | 0.3 | 0 | 0 | 0 | 6 | 0 | 0 | 0 | 0 | 0.3 | 0.3 | 0.3 | 0.3 | 0.3 | 0 | 0 | 0
0.5 | 0.3 | 0.3 | 0.3 | 0.3 | 0.3 | 0.3 | 0.3 | 0.3 | 0 | 7 | 0 | 0 | 0 | 0 | 0.3 | 0.3 | 0.3 | 0.3 | 0.3 | 0 | 0 | 0 | 7 | 0 | 0 | 0 | 0 | 0.3 | 0.3 | 0.3 | 0.3 | 0.3 | 0 | 0 | 0 | 7 | 0 | 0 | 0 | 0 | 0.3 | 0.3 | 0.3 | 0.3 | 0.3 | 0 | 0 | 0 | 7 | 0 | 0 | 0 | 0 | 0.3 | 0.3 | 0.3 | 0.3 | 0.3 | 0 | 0 | 0 | 7 | 0 | 0 | 0 | 0 | 0.3 | 0.3 | 0.3 | 0.3 | 0.3 | 0 | 0 | 0 | 7 | 0 | 0 | 0 | 0 | 0.3 | 0.3 | 0.3 | 0.3 | 0.3 | 0 | 0 | 0
0.58333 | 0.3 | 0.3 | 0.3 | 0.3 | 0.3 | 0.3 | 0.3 | 0.3 | 0 | 8 | 0 | 0 | 0 | 0 | 0.3 | 0.3 | 0.3 | 0.3 | 0.3 | 0 | 0 | 0 | 8 | 0 | 0 | 0 | 0 | 0.3 | 0.3 | 0.3 | 0.3 | 0.3 | 0 | 0 | 0 | 8 | 0 | 0 | 0 | 0 | 0.3 | 0.3 | 0.3 | 0.3 | 0.3 | 0 | 0 | 0 | 8 | 0 | 0 | 0 | 0 | 0.3 | 0.3 | 0.3 | 0.3 | 0.3 | 0 | 0 | 0 | 8 | 0 | 0 | 0 | 0 | 0.3 | 0.3 | 0.3 | 0.3 | 0.3 | 0 | 0 | 0 | 8 | 0 | 0 | 0 | 0 | 0.3 | 0.3 | 0.3 | 0.3 | 0.3 | 0 | 0 | 0
0.66667 | 0.3 | 0.3 | 0.3 | 0.3 | 0.3 | 0.3 | 0.3 | 0.3 | 0 | 9 | 0 | 0 | 0 | 0 | 0.3 | 0.3 | 0.3 | 0.3 | 0.3 | 0 | 0 | 0 | 9 | 0 | 0 | 0 | 0 | 0.3 | 0.3 | 0.3 | 0.3 | 0.3 | 0 | 0 | 0 | 9 | 0 | 0 | 0 | 0 | 0.3 | 0.3 | 0.3 | 0.3 | 0.3 | 0 | 0 | 0 | 9 | 0 | 0 | 0 | 0 | 0.3 | 0.3 | 0.3 | 0.3 | 0.3 | 0 | 0 | 0 | 9 | 0 | 0 | 0 | 0 | 0.3 | 0.3 | 0.3 | 0.3 | 0.3 | 0 | 0 | 0 | 9 | 0 | 0 | 0 | 0 | 0.3 | 0.3 | 0.3 | 0.3 | 0.3 | 0 | 0 | 0
0.75 | 0 | 0 | 0 | 0 | 0 | 0 | 0 | 0 | 0 | 10 | 0 | 0 | 0 | 0 | 0.3 | 0.3 | 0.3 | 0.3 | 0.3 | 0 | 0 | 0 | 10 | 0 | 0 | 0 | 0 | 0.3 | 0.3 | 0.3 | 0.3 | 0.3 | 0 | 0 | 0 | 10 | 0 | 0 | 0 | 0 | 0.3 | 0.3 | 0.3 | 0.3 | 0.3 | 0 | 0 | 0 | 10 | 0 | 0 | 0 | 0 | 0.3 | 0.3 | 0.3 | 0.3 | 0.3 | 0 | 0 | 0 | 10 | 0 | 0 | 0 | 0 | 0.3 | 0.3 | 0.3 | 0.3 | 0.3 | 0 | 0 | 0 | 10 | 0 | 0 | 0 | 0 | 0.3 | 0.3 | 0.3 | 0.3 | 0.3 | 0 | 0 | 0
0.83333 | 0 | 0 | 0 | 0 | 0 | 0 | 0 | 0 | 0
0.91667 | 0 | 0 | 0 | 0 | 0 | 0 | 0 | 0 | 0
1 | 0 | 0 | 0 | 0 | 0 | 0 | 0 | 0 | 0
1.0833 | 0 | 0 | 0 | 0 | 0 | 0 | 0 | 0 | 0
1.1667 | 0 | 0 | 0 | 0 | 0 | 0 | 0 | 0 | 0
1.25 | 0 | 0 | 0 | 0 | 0 | 0 | 0 | 0 | 0
1.3333 | 0.3 | 0.3 | 0.3 | 0.3 | 0.3 | 0.3 | 0.3 | 0.3 | 0
1.4167 | 0.3 | 0.3 | 0.3 | 0.3 | 0.3 | 0.3 | 0.3 | 0.3 | 0
1.5 | 0.3 | 0.3 | 0.3 | 0.3 | 0.3 | 0.3 | 0.3 | 0.3 | 0
1.5833 | 0.3 | 0.3 | 0.3 | 0.3 | 0.3 | 0.3 | 0.3 | 0.3 | 0
1.6667 | 0.3 | 0.3 | 0.3 | 0.3 | 0.3 | 0.3 | 0.3 | 0.3 | 0
1.75 | 0 | 0 | 0 | 0 | 0 | 0 | 0 | 0 | 0
1.8333 | 0 | 0 | 0 | 0 | 0 | 0 | 0 | 0 | 0
1.9167 | 0 | 0 | 0 | 0 | 0 | 0 | 0 | 0 | 0
2 | 0 | 0 | 0 | 0 | 0 | 0 | 0 | 0 | 0
2.0833 | 0 | 0 | 0 | 0 | 0 | 0 | 0 | 0 | 0
2.1667 | 0 | 0 | 0 | 0 | 0 | 0 | 0 | 0 | 0
2.25 | 0 | 0 | 0 | 0 | 0 | 0 | 0 | 0 | 0
2.3333 | 0.3 | 0.3 | 0.3 | 0.3 | 0.3 | 0.3 | 0.3 | 0.3 | 0
2.4167 | 0.3 | 0.3 | 0.3 | 0.3 | 0.3 | 0.3 | 0.3 | 0.3 | 0
2.5 | 0.3 | 0.3 | 0.3 | 0.3 | 0.3 | 0.3 | 0.3 | 0.3 | 0
2.5833 | 0.3 | 0.3 | 0.3 | 0.3 | 0.3 | 0.3 | 0.3 | 0.3 | 0
2.6667 | 0.3 | 0.3 | 0.3 | 0.3 | 0.3 | 0.3 | 0.3 | 0.3 | 0
2.75 | 0 | 0 | 0 | 0 | 0 | 0 | 0 | 0 | 0
2.8333 | 0 | 0 | 0 | 0 | 0 | 0 | 0 | 0 | 0
2.9167 | 0 | 0 | 0 | 0 | 0 | 0 | 0 | 0 | 0
3 | 0 | 0 | 0 | 0 | 0 | 0 | 0 | 0 | 0
3.0833 | 0 | 0 | 0 | 0 | 0 | 0 | 0 | 0 | 0
3.1667 | 0 | 0 | 0 | 0 | 0 | 0 | 0 | 0 | 0
3.25 | 0 | 0 | 0 | 0 | 0 | 0 | 0 | 0 | 0
3.3333 | 0.3 | 0.3 | 0.3 | 0.3 | 0.3 | 0.3 | 0.3 | 0.3 | 0
3.4167 | 0.3 | 0.3 | 0.3 | 0.3 | 0.3 | 0.3 | 0.3 | 0.3 | 0
3.5 | 0.3 | 0.3 | 0.3 | 0.3 | 0.3 | 0.3 | 0.3 | 0.3 | 0
3.5833 | 0.3 | 0.3 | 0.3 | 0.3 | 0.3 | 0.3 | 0.3 | 0.3 | 0
3.6667 | 0.3 | 0.3 | 0.3 | 0.3 | 0.3 | 0.3 | 0.3 | 0.3 | 0
3.75 | 0 | 0 | 0 | 0 | 0 | 0 | 0 | 0 | 0
3.8333 | 0 | 0 | 0 | 0 | 0 | 0 | 0 | 0 | 0
3.9167 | 0 | 0 | 0 | 0 | 0 | 0 | 0 | 0 | 0
4 | 0 | 0 | 0 | 0 | 0 | 0 | 0 | 0 | 0
4.0833 | 0 | 0 | 0 | 0 | 0 | 0 | 0 | 0 | 0
4.1667 | 0 | 0 | 0 | 0 | 0 | 0 | 0 | 0 | 0
4.25 | 0 | 0 | 0 | 0 | 0 | 0 | 0 | 0 | 0
4.3333 | 0.3 | 0.3 | 0.3 | 0.3 | 0.3 | 0.3 | 0.3 | 0.3 | 0
4.4167 | 0.3 | 0.3 | 0.3 | 0.3 | 0.3 | 0.3 | 0.3 | 0.3 | 0
4.5 | 0.3 | 0.3 | 0.3 | 0.3 | 0.3 | 0.3 | 0.3 | 0.3 | 0
4.5833 | 0.3 | 0.3 | 0.3 | 0.3 | 0.3 | 0.3 | 0.3 | 0.3 | 0
4.6667 | 0.3 | 0.3 | 0.3 | 0.3 | 0.3 | 0.3 | 0.3 | 0.3 | 0
4.75 | 0 | 0 | 0 | 0 | 0 | 0 | 0 | 0 | 0
4.8333 | 0 | 0 | 0 | 0 | 0 | 0 | 0 | 0 | 0
4.9167 | 0 | 0 | 0 | 0 | 0 | 0 | 0 | 0 | 0
5 | 0 | 0 | 0 | 0 | 0 | 0 | 0 | 0 | 0
5.0833 | 0 | 0 | 0 | 0 | 0 | 0 | 0 | 0 | 0
5.1667 | 0 | 0 | 0 | 0 | 0 | 0 | 0 | 0 | 0
5.25 | 0 | 0 | 0 | 0 | 0 | 0 | 0 | 0 | 0
5.3333 | 0.3 | 0.3 | 0.3 | 0.3 | 0.3 | 0.3 | 0.3 | 0.3 | 0
5.4167 | 0.3 | 0.3 | 0.3 | 0.3 | 0.3 | 0.3 | 0.3 | 0.3 | 0
5.5 | 0.3 | 0.3 | 0.3 | 0.3 | 0.3 | 0.3 | 0.3 | 0.3 | 0
5.5833 | 0.3 | 0.3 | 0.3 | 0.3 | 0.3 | 0.3 | 0.3 | 0.3 | 0
5.6667 | 0.3 | 0.3 | 0.3 | 0.3 | 0.3 | 0.3 | 0.3 | 0.3 | 0
5.75 | 0 | 0 | 0 | 0 | 0 | 0 | 0 | 0 | 0
5.8333 | 0 | 0 | 0 | 0 | 0 | 0 | 0 | 0 | 0
5.9167 | 0 | 0 | 0 | 0 | 0 | 0 | 0 | 0 | 0
6 | 0 | 0 | 0 | 0 | 0 | 0 | 0 | 0 | 0
6.0833 | 0 | 0 | 0 | 0 | 0 | 0 | 0 | 0 | 0
6.1667 | 0 | 0 | 0 | 0 | 0 | 0 | 0 | 0 | 0
6.25 | 0 | 0 | 0 | 0 | 0 | 0 | 0 | 0 | 0
6.3333 | 0.3 | 0.3 | 0.3 | 0.3 | 0.3 | 0.3 | 0.3 | 0.3 | 0
6.4167 | 0.3 | 0.3 | 0.3 | 0.3 | 0.3 | 0.3 | 0.3 | 0.3 | 0
6.5 | 0.3 | 0.3 | 0.3 | 0.3 | 0.3 | 0.3 | 0.3 | 0.3 | 0
6.5833 | 0.3 | 0.3 | 0.3 | 0.3 | 0.3 | 0.3 | 0.3 | 0.3 | 0
6.6667 | 0.3 | 0.3 | 0.3 | 0.3 | 0.3 | 0.3 | 0.3 | 0.3 | 0
6.75 | 0 | 0 | 0 | 0 | 0 | 0 | 0 | 0 | 0
6.8333 | 0 | 0 | 0 | 0 | 0 | 0 | 0 | 0 | 0
6.9167 | 0 | 0 | 0 | 0 | 0 | 0 | 0 | 0 | 0
7 | 0 | 0 | 0 | 0 | 0 | 0 | 0 | 0 | 0
7.0833 | 0 | 0 | 0 | 0 | 0 | 0 | 0 | 0 | 0
7.1667 | 0 | 0 | 0 | 0 | 0 | 0 | 0 | 0 | 0
7.25 | 0 | 0 | 0 | 0 | 0 | 0 | 0 | 0 | 0
7.3333 | 0.3 | 0.3 | 0.3 | 0.3 | 0.3 | 0.3 | 0.3 | 0.3 | 0
7.4167 | 0.3 | 0.3 | 0.3 | 0.3 | 0.3 | 0.3 | 0.3 | 0.3 | 0
7.5 | 0.3 | 0.3 | 0.3 | 0.3 | 0.3 | 0.3 | 0.3 | 0.3 | 0
7.5833 | 0.3 | 0.3 | 0.3 | 0.3 | 0.3 | 0.3 | 0.3 | 0.3 | 0
7.6667 | 0.3 | 0.3 | 0.3 | 0.3 | 0.3 | 0.3 | 0.3 | 0.3 | 0
7.75 | 0 | 0 | 0 | 0 | 0 | 0 | 0 | 0 | 0
7.8333 | 0 | 0 | 0 | 0 | 0 | 0 | 0 | 0 | 0
7.9167 | 0 | 0 | 0 | 0 | 0 | 0 | 0 | 0 | 0
8 | 0 | 0 | 0 | 0 | 0 | 0 | 0 | 0 | 0
8.0833 | 0 | 0 | 0 | 0 | 0 | 0 | 0 | 0 | 0
8.1667 | 0 | 0 | 0 | 0 | 0 | 0 | 0 | 0 | 0
8.25 | 0 | 0 | 0 | 0 | 0 | 0 | 0 | 0 | 0
8.3333 | 0.3 | 0.3 | 0.3 | 0.3 | 0.3 | 0.3 | 0.3 | 0.3 | 0
8.4167 | 0.3 | 0.3 | 0.3 | 0.3 | 0.3 | 0.3 | 0.3 | 0.3 | 0
8.5 | 0.3 | 0.3 | 0.3 | 0.3 | 0.3 | 0.3 | 0.3 | 0.3 | 0
8.5833 | 0.3 | 0.3 | 0.3 | 0.3 | 0.3 | 0.3 | 0.3 | 0.3 | 0
8.6667 | 0.3 | 0.3 | 0.3 | 0.3 | 0.3 | 0.3 | 0.3 | 0.3 | 0
8.75 | 0 | 0 | 0 | 0 | 0 | 0 | 0 | 0 | 0
8.8333 | 0 | 0 | 0 | 0 | 0 | 0 | 0 | 0 | 0
8.9167 | 0 | 0 | 0 | 0 | 0 | 0 | 0 | 0 | 0
9 | 0 | 0 | 0 | 0 | 0 | 0 | 0 | 0 | 0
9.0833 | 0 | 0 | 0 | 0 | 0 | 0 | 0 | 0 | 0
9.1667 | 0 | 0 | 0 | 0 | 0 | 0 | 0 | 0 | 0
9.25 | 0 | 0 | 0 | 0 | 0 | 0 | 0 | 0 | 0
9.3333 | 0.3 | 0.3 | 0.3 | 0.3 | 0.3 | 0.3 | 0.3 | 0.3 | 0
9.4167 | 0.3 | 0.3 | 0.3 | 0.3 | 0.3 | 0.3 | 0.3 | 0.3 | 0
9.5 | 0.3 | 0.3 | 0.3 | 0.3 | 0.3 | 0.3 | 0.3 | 0.3 | 0
9.5833 | 0.3 | 0.3 | 0.3 | 0.3 | 0.3 | 0.3 | 0.3 | 0.3 | 0
9.6667 | 0.3 | 0.3 | 0.3 | 0.3 | 0.3 | 0.3 | 0.3 | 0.3 | 0
9.75 | 0 | 0 | 0 | 0 | 0 | 0 | 0 | 0 | 0
9.8333 | 0 | 0 | 0 | 0 | 0 | 0 | 0 | 0 | 0
9.9167 | 0 | 0 | 0 | 0 | 0 | 0 | 0 | 0 | 0
10 | 0 | 0 | 0 | 0 | 0 | 0 | 0 | 0 | 0