## Summary
Figure C-10
Scenario C-6e Results
Faro Mine Remediation Project
C-6e

## Data
X14 WQ | [9 empty] | FaroPitElevation | [9 empty] | WTP Flows | [9 empty] | WTP Concentration for Zn | [10 empty] | CVP | [9 empty] | CVP WQ | [9 empty] | CVPReleases
Time (yr) | SelectorWQ:Mean | SelectorWQ:Least Result | SelectorWQ:5% | SelectorWQ:25% | SelectorWQ:Median | SelectorWQ:75% | SelectorWQ:95% | SelectorWQ:Greatest Result | Greatest Result | Time (yr) | Faro_Elevation:Mean | Faro_Elevation:Least Result | Faro_Elevation:5% | Faro_Elevation:25% | Faro_Elevation:Median | Faro_Elevation:75% | Faro_Elevation:95% | Faro_Elevation:Greatest Result | Greatest Result | Time (yr) | Total_Faro_Discharge:Mean | Total_Faro_Discharge:Least Result | Total_Faro_Discharge:5% | Total_Faro_Discharge:25% | Total_Faro_Discharge:Median | Total_Faro_Discharge:75% | Total_Faro_Discharge:95% | Total_Faro_Discharge:Greatest Result | Greatest Result | Time (yr) | SelectorWQ:Mean | SelectorWQ:Least Result | SelectorWQ:5% | SelectorWQ:25% | SelectorWQ:Median | SelectorWQ:75% | SelectorWQ:95% | SelectorWQ:Greatest Result | Greatest Result |  | Time (yr) | CVD_Elevation:Mean | CVD_Elevation:Least Result | CVD_Elevation:5% | CVD_Elevation:25% | CVD_Elevation:Median | CVD_Elevation:75% | CVD_Elevation:95% | CVD_Elevation:Greatest Result | Greatest Result | Time (yr) | SelectorWQ:Mean | SelectorWQ:Least Result | SelectorWQ:5% | SelectorWQ:25% | SelectorWQ:Median | SelectorWQ:75% | SelectorWQ:95% | SelectorWQ:Greatest Result | Greatest Result | Time (yr) | X14:Mean | X14:Least Result | X14:5% | X14:25% | X14:Median | X14:75% | X14:95% | X14:Greatest Result
0 | 0.047619 | 0.038118 | 0.041441 | 0.044321 | 0.047181 | 0.050068 | 0.054432 | 0.066826 |  | 0 | 1141.6 | 1141.6 | 1141.6 | 1141.6 | 1141.6 | 1141.6 | 1141.6 | 1141.6 |  | 0 | 0 | 0 | 0 | 0 | 0 | 0 | 0 | 0 |  | 0 | 0 | 0 | 0 | 0 | 0 | 0 | 0 | 0 |  | jan | 0 | 1027.796 | 1027.796 | 1027.796 | 1027.796 | 1027.796 | 1027.796 | 1027.796 | 1027.796 |  | 0 | 0.299 | 0.299 | 0.299 | 0.299 | 0.299 | 0.299 | 0.299 | 0.299 |  | 0 | 1051.5066 | 916.1108 | 978.3126 | 1022.2575 | 1046.9385 | 1081.7149 | 1132.9825 | 1165.2664
0.083333 | 0.038043 | 0.019512 | 0.02995 | 0.033648 | 0.038114 | 0.042197 | 0.047894 | 0.052609 |  | 0.083333 | 1142.1144 | 1141.8608 | 1141.9574 | 1142.031 | 1142.094 | 1142.1949 | 1142.3311 | 1142.4292 |  | 0.083333 | 0 | 0 | 0 | 0 | 0 | 0 | 0 | 0 |  | 0.083333 | 0 | 0 | 0 | 0 | 0 | 0 | 0 | 0 |  | feb | 0.083333 | 1027.1583 | 1027.1583 | 1027.1583 | 1027.1583 | 1027.1583 | 1027.1583 | 1027.1583 | 1027.1583 |  | 0.083333 | 0.2193 | 0.065281 | 0.12177 | 0.17746 | 0.22008 | 0.25885 | 0.31498 | 0.37192 |  | 0.083333 | 586.7558 | 0 | 523.9767 | 580.0447 | 588.5939 | 619.7374 | 655.7254 | 689.6122
0.16667 | 0.03666 | 0.021283 | 0.025838 | 0.032062 | 0.036861 | 0.042078 | 0.046589 | 0.053057 |  | 0.16667 | 1142.732 | 1142.1022 | 1142.4265 | 1142.6091 | 1142.705 | 1142.897 | 1143.08 | 1143.1985 |  | 0.16667 | 0 | 0 | 0 | 0 | 0 | 0 | 0 | 0 |  | 0.16667 | 0 | 0 | 0 | 0 | 0 | 0 | 0 | 0 |  | mar | 0.16667 | 1026.8438 | 1026.8325 | 1026.8325 | 1026.8325 | 1026.8325 | 1026.8325 | 1026.8325 | 1027.3973 |  | 0.16667 | 0.22334 | 0.058038 | 0.11406 | 0.18309 | 0.21911 | 0.27506 | 0.32908 | 0.3656 |  | 0.16667 | 396.4682 | 0 | 308.8274 | 384.19 | 397.9128 | 429.6276 | 464.6994 | 494.787
0.25 | 0.031112 | 0.02353 | 0.025452 | 0.028051 | 0.031138 | 0.033807 | 0.037445 | 0.040401 |  | 0.25 | 1143.2349 | 1142.4604 | 1142.9292 | 1143.1226 | 1143.208 | 1143.3934 | 1143.5818 | 1143.7701 |  | 0.25 | 0 | 0 | 0 | 0 | 0 | 0 | 0 | 0 |  | 0.25 | 0 | 0 | 0 | 0 | 0 | 0 | 0 | 0 |  | apr | 0.25 | 1026.6895 | 1026.6663 | 1026.6663 | 1026.6663 | 1026.6663 | 1026.6663 | 1026.6663 | 1027.6312 |  | 0.25 | 0.19466 | 0.0048204 | 0.076548 | 0.14771 | 0.19563 | 0.24602 | 0.28784 | 0.34381 |  | 0.25 | 310.7126 | 0 | 0 | 309.343 | 328.4518 | 368.8512 | 408.6356 | 438.5432
0.33333 | 0.030284 | 0.0078723 | 0.011208 | 0.019153 | 0.028829 | 0.039016 | 0.053035 | 0.074083 |  | 0.33333 | 1143.6577 | 1142.8105 | 1143.2725 | 1143.5042 | 1143.6125 | 1143.8727 | 1144.1201 | 1144.363 |  | 0.33333 | 6000 | 6000 | 6000 | 6000 | 6000 | 6000 | 6000 | 6000 |  | 0.33333 | 0.1 | 0.1 | 0.1 | 0.1 | 0.1 | 0.1 | 0.1 | 0.1 |  | may | 0.33333 | 1026.6325 | 1026.5831 | 1026.5831 | 1026.5831 | 1026.5831 | 1026.5831 | 1026.8901 | 1027.8916 |  | 0.33333 | 0.12267 | 0.0007614 | 0.0059164 | 0.082598 | 0.12828 | 0.17175 | 0.21408 | 0.2454 |  | 0.33333 | 6665.0404 | 4224.7088 | 4432.1648 | 4628.0541 | 7814.5721 | 7881.6071 | 8057.2083 | 8151.4653
0.41667 | 0.025135 | 0.0087334 | 0.011337 | 0.019397 | 0.02529 | 0.030287 | 0.038291 | 0.047703 |  | 0.41667 | 1142.877 | 1141.6016 | 1142.114 | 1142.6051 | 1142.8174 | 1143.2629 | 1143.6123 | 1143.8937 |  | 0.41667 | 6000 | 6000 | 6000 | 6000 | 6000 | 6000 | 6000 | 6000 |  | 0.41667 | 0.1 | 0.1 | 0.1 | 0.1 | 0.1 | 0.1 | 0.1 | 0.1 |  | jun | 0.41667 | 1027.797 | 1026.5432 | 1026.5438 | 1026.5443 | 1026.957 | 1029.4474 | 1029.4474 | 1029.4474 |  | 0.41667 | 0.086739 | 0.026133 | 0.043727 | 0.065927 | 0.081999 | 0.10942 | 0.13566 | 0.17519 |  | 0.41667 | 6813.8452 | 4415.3146 | 4684.5848 | 4787.7428 | 7669.4316 | 7778.8255 | 9395.3071 | 9520.3678
0.5 | 0.024906 | 0.010861 | 0.014798 | 0.0192 | 0.024024 | 0.029551 | 0.036563 | 0.044955 |  | 0.5 | 1142.1967 | 1140.8281 | 1141.4404 | 1141.8138 | 1141.9727 | 1142.7329 | 1143.3041 | 1143.6509 |  | 0.5 | 6000 | 6000 | 6000 | 6000 | 6000 | 6000 | 6000 | 6000 |  | 0.5 | 0.1 | 0.1 | 0.1 | 0.1 | 0.1 | 0.1 | 0.1 | 0.1 |  | jul | 0.5 | 1028.5468 | 1026.5216 | 1026.5219 | 1026.7667 | 1029.4048 | 1029.4329 | 1029.4332 | 1029.4343 |  | 0.5 | 0.074783 | 0.0021354 | 0.025888 | 0.051027 | 0.069727 | 0.093933 | 0.14369 | 0.17543 |  | 0.5 | 6932.0664 | 3654.4539 | 4112.7878 | 5888.754 | 7514.9749 | 7599.1661 | 9194.1021 | 9263.2089
0.58333 | 0.024084 | 0.0075722 | 0.011184 | 0.016736 | 0.022452 | 0.029738 | 0.042063 | 0.061494 |  | 0.58333 | 1141.5241 | 1139.9242 | 1140.7338 | 1141.1659 | 1141.3787 | 1141.9148 | 1142.7014 | 1143.3176 |  | 0.58333 | 5995.5676 | 5834.4269 | 6000 | 6000 | 6000 | 6000 | 6000 | 6000 |  | 0.58333 | 0.1 | 0.1 | 0.1 | 0.1 | 0.1 | 0.1 | 0.1 | 0.1 |  | aug | 0.58333 | 1029.0548 | 1026.5109 | 1026.511 | 1029.4166 | 1029.4169 | 1029.4309 | 1029.4451 | 1029.4451 |  | 0.58333 | 0.071791 | 0.0029175 | 0.0075891 | 0.038063 | 0.067841 | 0.093859 | 0.1635 | 0.19274 |  | 0.58333 | 7321.6963 | 3869.6861 | 5168.2779 | 7221.8862 | 7366.798 | 7555.1803 | 9161.1718 | 9301.8011
0.66667 | 0.03417 | 0.025533 | 0.028402 | 0.031662 | 0.034137 | 0.037051 | 0.040174 | 0.042039 |  | 0.66667 | 1140.8499 | 1138.9274 | 1139.922 | 1140.4866 | 1140.7312 | 1141.3463 | 1141.8899 | 1142.6776 |  | 0.66667 | 5902.2205 | 2736.1868 | 6000 | 6000 | 6000 | 6000 | 6000 | 6000 |  | 0.66667 | 0.1 | 0.1 | 0.1 | 0.1 | 0.1 | 0.1 | 0.1 | 0.1 |  | sep | 0.66667 | 1029.0793 | 1026.5055 | 1027.264 | 1029.4386 | 1029.4387 | 1029.4387 | 1029.4493 | 1029.4597 |  | 0.66667 | 0.12564 | 0.10298 | 0.10804 | 0.11634 | 0.12486 | 0.13284 | 0.14619 | 0.15705 |  | 0.66667 | 8766.1707 | 4436.9348 | 7287.6556 | 8882.3006 | 9032.76 | 9201.8358 | 9303.4091 | 9340.7806
0.75 | 0.037428 | 0.012826 | 0.015198 | 0.024652 | 0.035478 | 0.049094 | 0.062813 | 0.084461 |  | 0.75 | 1140.1869 | 1138.9723 | 1139.0341 | 1139.6965 | 1140.0387 | 1140.7831 | 1141.3761 | 1141.9335 |  | 0.75 | 5352.2867 | 0 | 0 | 5233.1059 | 6000 | 6000 | 6000 | 6000 |  | 0.75 | 0.095 | 0 | 0 | 0.1 | 0.1 | 0.1 | 0.1 | 0.1 |  | oct | 0.75 | 1027.8455 | 1026.5027 | 1026.8877 | 1028.0099 | 1028.01 | 1028.01 | 1028.0208 | 1028.6271 |  | 0.75 | 0.12134 | 0.0012495 | 0.012158 | 0.073554 | 0.12193 | 0.16608 | 0.22844 | 0.31461 |  | 0.75 | 6012.3509 | 1012.3931 | 1615.97 | 5138.2234 | 5885.5739 | 7768.4866 | 7982.1288 | 8137.9639
0.83333 | 0.029101 | 0.018195 | 0.019178 | 0.023333 | 0.02922 | 0.034337 | 0.039838 | 0.041589 |  | 0.83333 | 1139.5587 | 1138.9962 | 1138.9962 | 1138.9962 | 1139.1787 | 1140.0736 | 1140.7537 | 1141.3809 |  | 0.83333 | 2859.515 | 0 | 0 | 0 | 2805.4317 | 6000 | 6000 | 6000 |  | 0.83333 | 0.063 | 0 | 0 | 0 | 0.1 | 0.1 | 0.1 | 0.1 |  | nov | 0.83333 | 1028.0716 | 1026.5013 | 1026.8854 | 1027.2655 | 1027.2655 | 1029.4973 | 1029.4976 | 1029.4978 |  | 0.83333 | 0.094439 | 0.048293 | 0.065961 | 0.084244 | 0.094266 | 0.099748 | 0.13238 | 0.19767 |  | 0.83333 | 2577.6909 | 0 | 0 | 503.6548 | 1314.2122 | 4022.2445 | 6594.9312 | 6698.675
0.91667 | 0.022645 | 0.012337 | 0.014743 | 0.018899 | 0.021773 | 0.025929 | 0.03189 | 0.04054 |  | 0.91667 | 1139.4503 | 1139 | 1139 | 1139 | 1139.4197 | 1139.7397 | 1140.417 | 1140.6775 |  | 0.91667 | 426.8401 | 0 | 0 | 0 | 0 | 1515.384 | 1725.549 | 1884.06 |  | 0.91667 | 0.0042073 | 0 | 0 | 0 | 0 | 0.01243 | 0.017839 | 0.019503 |  | dec | 0.91667 | 1028.7356 | 1026.5007 | 1026.6927 | 1027.2715 | 1029.5 | 1029.5 | 1029.5 | 1029.5 |  | 0.91667 | 0.095743 | 0.055281 | 0.067666 | 0.087719 | 0.094824 | 0.099298 | 0.13111 | 0.1879 |  | 0.91667 | 893.3113 | 0 | 0 | 380.1626 | 421.1188 | 2004.8545 | 2307.3089 | 4117.1303
1 | 0.030144 | 0.014809 | 0.019878 | 0.02383 | 0.031552 | 0.035509 | 0.041224 | 0.047841 |  | 1 | 1139.9525 | 1139.2249 | 1139.3132 | 1139.6304 | 1139.72 | 1140.2988 | 1140.7042 | 1140.9441 |  | 1 | 0 | 0 | 0 | 0 | 0 | 0 | 0 | 0 |  | 1 | 0 | 0 | 0 | 0 | 0 | 0 | 0 | 0 |  | jan | 1 | 1028.6863 | 1026.5004 | 1026.5973 | 1027.584 | 1029.5 | 1029.5 | 1029.5 | 1029.5 |  | 1 | 0.11793 | 0.079916 | 0.091797 | 0.10343 | 0.11411 | 0.12409 | 0.16521 | 0.22044 |  | 1 | 1327.1045 | 259.824 | 299.5303 | 408.5564 | 1574.3438 | 2064.6168 | 2142.1822 | 2180.6362
1.0833 | 0.02269 | 0.016193 | 0.017941 | 0.020375 | 0.022017 | 0.02427 | 0.029934 | 0.04083 |  | 1.0833 | 1140.4709 | 1139.8101 | 1139.9856 | 1140.1924 | 1140.3713 | 1140.7047 | 1141.1588 | 1141.3754 |  | 1.0833 | 0 | 0 | 0 | 0 | 0 | 0 | 0 | 0 |  | 1.0833 | 0 | 0 | 0 | 0 | 0 | 0 | 0 | 0 |  | feb | 1.0833 | 1027.8879 | 1026.5001 | 1026.5502 | 1027.0522 | 1028.0414 | 1028.1536 | 1029.5 | 1029.5 |  | 1.0833 | 0.050653 | 7.9107e-06 | 3.9924e-05 | 0.017426 | 0.043962 | 0.076463 | 0.13802 | 0.18061 |  | 1.0833 | 90.7253 | 0 | 0 | 0 | 0 | 0 | 296.6851 | 1959.6316
1.1667 | 0.026017 | 0.010616 | 0.014305 | 0.021105 | 0.025802 | 0.02941 | 0.039448 | 0.046517 |  | 1.1667 | 1140.8306 | 1140.2335 | 1140.3827 | 1140.5459 | 1140.7817 | 1141.0393 | 1141.5071 | 1141.7245 |  | 1.1667 | 0 | 0 | 0 | 0 | 0 | 0 | 0 | 0 |  | 1.1667 | 0 | 0 | 0 | 0 | 0 | 0 | 0 | 0 |  | mar | 1.1667 | 1028.0048 | 1026.524 | 1026.7035 | 1027.1199 | 1028.2212 | 1028.3579 | 1029.5 | 1029.5 |  | 1.1667 | 0.062217 | 0.00028056 | 0.00042365 | 0.024708 | 0.059261 | 0.094023 | 0.15167 | 0.19499 |  | 1.1667 | 176.2437 | 0 | 0 | 0 | 0 | 228.6065 | 1174.8268 | 1712.3164
1.25 | 0.025719 | 0.017796 | 0.01899 | 0.022507 | 0.025186 | 0.028613 | 0.033012 | 0.044206 |  | 1.25 | 1141.1971 | 1140.6149 | 1140.6932 | 1140.9165 | 1141.1672 | 1141.3899 | 1141.8916 | 1142.1245 |  | 1.25 | 0 | 0 | 0 | 0 | 0 | 0 | 0 | 0 |  | 1.25 | 0 | 0 | 0 | 0 | 0 | 0 | 0 | 0 |  | apr | 1.25 | 1028.0468 | 1026.5121 | 1026.6359 | 1027.3093 | 1028.355 | 1028.5811 | 1029.4915 | 1029.4937 |  | 1.25 | 0.04772 | 0.00024765 | 0.00044204 | 0.0053121 | 0.035519 | 0.078177 | 0.1482 | 0.17754 |  | 1.25 | 135.0382 | 0 | 0 | 0 | 0 | 244.8141 | 657.4413 | 1963.5243
1.3333 | 0.027336 | 0.0068518 | 0.007629 | 0.014955 | 0.02602 | 0.037337 | 0.053528 | 0.061009 |  | 1.3333 | 1141.6044 | 1140.9166 | 1141.0032 | 1141.2766 | 1141.5677 | 1141.7786 | 1142.5614 | 1142.7827 |  | 1.3333 | 6000 | 6000 | 6000 | 6000 | 6000 | 6000 | 6000 | 6000 |  | 1.3333 | 0.1 | 0.1 | 0.1 | 0.1 | 0.1 | 0.1 | 0.1 | 0.1 |  | may | 1.3333 | 1028.136 | 1026.5067 | 1026.5845 | 1027.2319 | 1028.4823 | 1028.7979 | 1029.4531 | 1029.4536 |  | 1.3333 | 0.01539 | 3.3356e-06 | 0.00036159 | 0.00057533 | 0.00077869 | 0.024272 | 0.075127 | 0.12447 |  | 1.3333 | 6366.7657 | 4370.2523 | 4555.6303 | 5320.9958 | 6583.0316 | 7237.9451 | 7869.2941 | 8103.2877
1.4167 | 0.023487 | 0.010627 | 0.011623 | 0.016734 | 0.023513 | 0.028778 | 0.040665 | 0.044698 |  | 1.4167 | 1140.9211 | 1140.1165 | 1140.2344 | 1140.6152 | 1140.92 | 1141.2174 | 1141.6531 | 1141.9254 |  | 1.4167 | 6000 | 6000 | 6000 | 6000 | 6000 | 6000 | 6000 | 6000 |  | 1.4167 | 0.1 | 0.1 | 0.1 | 0.1 | 0.1 | 0.1 | 0.1 | 0.1 |  | jun | 1.4167 | 1029.367 | 1026.5061 | 1029.3191 | 1029.4258 | 1029.4292 | 1029.4401 | 1029.4471 | 1029.4481 |  | 1.4167 | 0.077077 | 0.043039 | 0.053613 | 0.063583 | 0.069802 | 0.089371 | 0.11947 | 0.14979 |  | 1.4167 | 7834.8374 | 4323.9055 | 7506.3635 | 7639.0578 | 7698.9788 | 7788.2438 | 9354.8386 | 9508.3231
1.5 | 0.025952 | 0.013127 | 0.01533 | 0.02152 | 0.025676 | 0.029372 | 0.037119 | 0.044567 |  | 1.5 | 1140.3879 | 1139.2643 | 1139.3378 | 1140.0591 | 1140.4202 | 1140.8486 | 1141.1711 | 1141.611 |  | 1.5 | 5832.8456 | 3863.0473 | 4499.6045 | 6000 | 6000 | 6000 | 6000 | 6000 |  | 1.5 | 0.1 | 0.1 | 0.1 | 0.1 | 0.1 | 0.1 | 0.1 | 0.1 |  | jul | 1.5 | 1029.23 | 1026.5751 | 1028.0051 | 1029.4049 | 1029.405 | 1029.405 | 1029.4066 | 1029.4376 |  | 1.5 | 0.082285 | 0.0074244 | 0.021834 | 0.06067 | 0.082885 | 0.10503 | 0.13955 | 0.14279 |  | 1.5 | 7727.0853 | 3200.849 | 5794.4166 | 7473.7833 | 7536.1025 | 9073.3684 | 9263.9061 | 9399.4035
1.5833 | 0.023755 | 0.01151 | 0.013861 | 0.017795 | 0.022629 | 0.02927 | 0.037251 | 0.04675 |  | 1.5833 | 1139.7566 | 1138.9017 | 1138.9019 | 1139.2397 | 1139.7621 | 1140.3003 | 1140.6797 | 1141.1411 |  | 1.5833 | 5124.5655 | 2612.5448 | 2985.1173 | 4236.5338 | 6000 | 6000 | 6000 | 6000 |  | 1.5833 | 0.1 | 0.1 | 0.1 | 0.1 | 0.1 | 0.1 | 0.1 | 0.1 |  | aug | 1.5833 | 1028.9175 | 1027.2629 | 1027.9924 | 1027.9926 | 1029.4169 | 1029.4169 | 1029.4309 | 1029.4309 |  | 1.5833 | 0.080243 | 0.0089866 | 0.023095 | 0.04814 | 0.079755 | 0.10258 | 0.15306 | 0.20252 |  | 1.5833 | 6425.5961 | 1608.2212 | 3190.7742 | 5219.7575 | 7239.5696 | 7523.6686 | 9229.8345 | 9293.8255
1.6667 | 0.030733 | 0.022706 | 0.025123 | 0.028894 | 0.030819 | 0.032378 | 0.036119 | 0.040731 |  | 1.6667 | 1139.2608 | 1138.9275 | 1138.9277 | 1138.9279 | 1139.0005 | 1139.5759 | 1140.1646 | 1140.6165 |  | 1.6667 | 4246.5139 | 2647.2095 | 2884.1287 | 3294.5354 | 3594.8832 | 5723.5474 | 6000 | 6000 |  | 1.6667 | 0.1 | 0.1 | 0.1 | 0.1 | 0.1 | 0.1 | 0.1 | 0.1 |  | sep | 1.6667 | 1028.9506 | 1027.2565 | 1027.2565 | 1027.9988 | 1029.4387 | 1029.4387 | 1029.4493 | 1029.4545 |  | 1.6667 | 0.12682 | 0.09268 | 0.10403 | 0.11588 | 0.12602 | 0.13873 | 0.15366 | 0.16876 |  | 1.6667 | 6951.173 | 3897.074 | 4363.0348 | 5944.928 | 6627.5899 | 8398.3954 | 9264.7129 | 9350.4559
1.75 | 0.024407 | 0.01383 | 0.015902 | 0.019483 | 0.023067 | 0.026461 | 0.042525 | 0.054566 |  | 1.75 | 1139.0578 | 1138.9613 | 1138.972 | 1138.9722 | 1138.9723 | 1138.9723 | 1139.4795 | 1140.0983 |  | 1.75 | 861.6522 | 0 | 0 | 0 | 0 | 0 | 5141.7658 | 6000 |  | 1.75 | 0.018 | 0 | 0 | 0 | 0 | 0 | 0.1 | 0.1 |  | oct | 1.75 | 1027.8457 | 1026.8838 | 1026.8838 | 1027.2634 | 1028.01 | 1028.0154 | 1028.5969 | 1029.4763 |  | 1.75 | 0.11404 | 0.0035584 | 0.012642 | 0.080394 | 0.11249 | 0.14949 | 0.2195 | 0.24345 |  | 1.75 | 1876.0997 | 0 | 0 | 0 | 1717.9503 | 1905.5295 | 6927.0279 | 8141.5076
1.8333 | 0.024083 | 0.015534 | 0.017853 | 0.020936 | 0.023956 | 0.02696 | 0.031418 | 0.035842 |  | 1.8333 | 1139.8583 | 1138.9962 | 1138.9962 | 1139.9607 | 1140.0266 | 1140.0742 | 1140.1194 | 1140.153 |  | 1.8333 | 199.271 | 0 | 0 | 0 | 0 | 0 | 0 | 4418.6931 |  | 1.8333 | 0.005 | 0 | 0 | 0 | 0 | 0 | 0 | 0.1 |  | nov | 1.8333 | 1027.7696 | 1026.6919 | 1026.6919 | 1027.2655 | 1027.2683 | 1028.75 | 1029.4973 | 1029.4978 |  | 1.8333 | 0.1018 | 0.008423 | 0.021091 | 0.080926 | 0.09949 | 0.12629 | 0.17084 | 0.21803 |  | 1.8333 | 605.3083 | 0 | 0 | 0 | 605.8261 | 925.6847 | 1320.8744 | 4383.331
1.9167 | 0.021511 | 0.013116 | 0.014761 | 0.018399 | 0.021632 | 0.024936 | 0.027763 | 0.031955 |  | 1.9167 | 1140.5226 | 1139 | 1139.3997 | 1140.535 | 1140.6826 | 1140.7751 | 1140.9055 | 1140.9584 |  | 1.9167 | 18.5111 | 0 | 0 | 0 | 0 | 0 | 0 | 1851.1102 |  | 1.9167 | 0.00014099 | 0 | 0 | 0 | 0 | 0 | 0 | 0.014099 |  | dec | 1.9167 | 1027.8433 | 1026.5959 | 1026.5959 | 1026.8884 | 1027.2754 | 1029.1855 | 1029.5 | 1029.5 |  | 1.9167 | 0.09896 | 0.0088354 | 0.021651 | 0.077986 | 0.098219 | 0.12214 | 0.1715 | 0.212 |  | 1.9167 | 399.8472 | 0 | 0 | 0 | 467.9943 | 603.1929 | 751.1853 | 2429.2595
2 | 0.025966 | 0.01641 | 0.01722 | 0.021807 | 0.025528 | 0.028598 | 0.038289 | 0.04217 |  | 2 | 1141.059 | 1139.3302 | 1140.1504 | 1140.9465 | 1141.1692 | 1141.2941 | 1141.5049 | 1141.5712 |  | 2 | 0 | 0 | 0 | 0 | 0 | 0 | 0 | 0 |  | 2 | 0 | 0 | 0 | 0 | 0 | 0 | 0 | 0 |  | jan | 2 | 1027.8481 | 1026.548 | 1026.548 | 1026.6942 | 1027.1504 | 1029.5 | 1029.5 | 1029.5 |  | 2 | 0.12723 | 0.036687 | 0.04787 | 0.09949 | 0.12792 | 0.15519 | 0.20115 | 0.23645 |  | 2 | 651.2291 | 0 | 0 | 341.3216 | 415.4728 | 672.1129 | 2052.0379 | 2133.3605
2.0833 | 0.023943 | 0.018302 | 0.019355 | 0.021221 | 0.02298 | 0.024774 | 0.032962 | 0.045965 |  | 2.0833 | 1141.5266 | 1139.8695 | 1140.699 | 1141.359 | 1141.6202 | 1141.7659 | 1142.0183 | 1142.2765 |  | 2.0833 | 0 | 0 | 0 | 0 | 0 | 0 | 0 | 0 |  | 2.0833 | 0 | 0 | 0 | 0 | 0 | 0 | 0 | 0 |  | feb | 2.0833 | 1027.5755 | 1026.5239 | 1026.5239 | 1026.5972 | 1026.8535 | 1028.8213 | 1029.5 | 1029.5 |  | 2.0833 | 0.061542 | 3.9187e-06 | 1.4997e-05 | 0.013435 | 0.053912 | 0.093532 | 0.15546 | 0.20756 |  | 2.0833 | 160.9826 | 0 | 0 | 0 | 0 | 250.2627 | 385.9497 | 1987.857
2.1667 | 0.027382 | 0.015722 | 0.017279 | 0.022873 | 0.02769 | 0.030118 | 0.039702 | 0.050438 |  | 2.1667 | 1141.9547 | 1140.285 | 1141.053 | 1141.6746 | 1141.939 | 1142.3201 | 1142.7483 | 1143.0999 |  | 2.1667 | 0 | 0 | 0 | 0 | 0 | 0 | 0 | 0 |  | 2.1667 | 0 | 0 | 0 | 0 | 0 | 0 | 0 | 0 |  | mar | 2.1667 | 1027.6418 | 1026.512 | 1026.5486 | 1026.7817 | 1027.0317 | 1028.3447 | 1029.5 | 1029.5 |  | 2.1667 | 0.069744 | 0.0001656 | 0.00046298 | 0.02861 | 0.060555 | 0.11022 | 0.17291 | 0.20061 |  | 2.1667 | 173.0546 | 0 | 0 | 0 | 0 | 262.3733 | 606.6749 | 1952.7256
2.25 | 0.025268 | 0.014939 | 0.019622 | 0.023039 | 0.02498 | 0.02757 | 0.031655 | 0.033697 |  | 2.25 | 1142.4619 | 1140.6272 | 1141.3812 | 1141.97 | 1142.4949 | 1143.0229 | 1143.3297 | 1143.6669 |  | 2.25 | 0 | 0 | 0 | 0 | 0 | 0 | 0 | 0 |  | 2.25 | 0 | 0 | 0 | 0 | 0 | 0 | 0 | 0 |  | apr | 2.25 | 1027.6892 | 1026.506 | 1026.5242 | 1026.897 | 1027.0999 | 1028.4908 | 1029.4915 | 1029.4917 |  | 2.25 | 0.059726 | 2.5202e-06 | 0.00044915 | 0.015788 | 0.05837 | 0.089392 | 0.1437 | 0.23252 |  | 2.25 | 125.4502 | 0 | 0 | 0 | 0 | 278.065 | 376.0995 | 685.8105
2.3333 | 0.024901 | 0.0075566 | 0.0076881 | 0.011356 | 0.023573 | 0.034688 | 0.048766 | 0.06543 |  | 2.3333 | 1142.9762 | 1140.9944 | 1141.7339 | 1142.6404 | 1143.079 | 1143.4739 | 1143.8474 | 1144.2552 |  | 2.3333 | 6000 | 6000 | 6000 | 6000 | 6000 | 6000 | 6000 | 6000 |  | 2.3333 | 0.1 | 0.1 | 0.1 | 0.1 | 0.1 | 0.1 | 0.1 | 0.1 |  | may | 2.3333 | 1027.7915 | 1026.5031 | 1026.5121 | 1026.8969 | 1027.3357 | 1028.7102 | 1029.4531 | 1029.4539 |  | 2.3333 | 0.019571 | 6.1659e-06 | 0.00019354 | 0.00065011 | 0.0016714 | 0.027615 | 0.074704 | 0.1649 |  | 2.3333 | 5974.1548 | 4146.7776 | 4397.4493 | 4897.5684 | 5482.5849 | 7154.8238 | 7981.8038 | 8122.9848
2.4167 | 0.023431 | 0.01021 | 0.012087 | 0.015591 | 0.020894 | 0.030417 | 0.040558 | 0.052097 |  | 2.4167 | 1142.1117 | 1140.3412 | 1140.9949 | 1141.6465 | 1141.9585 | 1142.7334 | 1143.2739 | 1143.7817 |  | 2.4167 | 6000 | 6000 | 6000 | 6000 | 6000 | 6000 | 6000 | 6000 |  | 2.4167 | 0.1 | 0.1 | 0.1 | 0.1 | 0.1 | 0.1 | 0.1 | 0.1 |  | jun | 2.4167 | 1029.3675 | 1026.5015 | 1029.4208 | 1029.4226 | 1029.4402 | 1029.4437 | 1029.4481 | 1029.4481 |  | 2.4167 | 0.079154 | 0.035103 | 0.053199 | 0.063201 | 0.070676 | 0.092465 | 0.12293 | 0.13497 |  | 2.4167 | 7938.1089 | 4174.6776 | 7543.1139 | 7646.6135 | 7721.8347 | 7861.3393 | 9420.3487 | 9562.9648
2.5 | 0.025525 | 0.010862 | 0.016906 | 0.021258 | 0.025171 | 0.030086 | 0.035518 | 0.052001 |  | 2.5 | 1141.5669 | 1139.7371 | 1140.3467 | 1141.0613 | 1141.4856 | 1142.0029 | 1142.9785 | 1143.5712 |  | 2.5 | 6000 | 6000 | 6000 | 6000 | 6000 | 6000 | 6000 | 6000 |  | 2.5 | 0.1 | 0.1 | 0.1 | 0.1 | 0.1 | 0.1 | 0.1 | 0.1 |  | jul | 2.5 | 1029.1446 | 1028.0009 | 1028.0116 | 1029.4048 | 1029.4049 | 1029.405 | 1029.4072 | 1029.4376 |  | 2.5 | 0.07994 | 0.022634 | 0.031547 | 0.058523 | 0.076758 | 0.099187 | 0.12953 | 0.15071 |  | 2.5 | 7616.2707 | 5334.5516 | 5805.038 | 7431.7233 | 7518.3449 | 7644.3522 | 9199.7461 | 9311.6312
2.5833 | 0.024909 | 0.0072673 | 0.0095417 | 0.018797 | 0.023952 | 0.031027 | 0.041087 | 0.047571 |  | 2.5833 | 1140.9501 | 1139.0591 | 1139.454 | 1140.4117 | 1140.9169 | 1141.4685 | 1142.3301 | 1143.3042 |  | 2.5833 | 5894.598 | 4037.0455 | 4451.2148 | 6000 | 6000 | 6000 | 6000 | 6000 |  | 2.5833 | 0.1 | 0.1 | 0.1 | 0.1 | 0.1 | 0.1 | 0.1 | 0.1 |  | aug | 2.5833 | 1029.0662 | 1027.2662 | 1027.4735 | 1029.4165 | 1029.4169 | 1029.4169 | 1029.4309 | 1029.431 |  | 2.5833 | 0.078005 | 0.00012013 | 0.0073143 | 0.041982 | 0.078912 | 0.10643 | 0.15079 | 0.18124 |  | 2.5833 | 7434.4845 | 4782.4309 | 5281.3525 | 7131.129 | 7370.2757 | 8355.2154 | 9237.8933 | 9310.3861
2.6667 | 0.033944 | 0.025993 | 0.028074 | 0.031064 | 0.033737 | 0.037058 | 0.03946 | 0.041632 |  | 2.6667 | 1140.3189 | 1138.9275 | 1138.9279 | 1139.6112 | 1140.2836 | 1140.9393 | 1141.7863 | 1142.8137 |  | 2.6667 | 5580.8185 | 2751.192 | 3555.8085 | 5442.0772 | 6000 | 6000 | 6000 | 6000 |  | 2.6667 | 0.1 | 0.1 | 0.1 | 0.1 | 0.1 | 0.1 | 0.1 | 0.1 |  | sep | 2.6667 | 1028.9012 | 1026.8898 | 1027.2565 | 1027.9988 | 1029.4387 | 1029.4387 | 1029.4493 | 1029.4545 |  | 2.6667 | 0.12781 | 0.090997 | 0.10805 | 0.11671 | 0.12671 | 0.13944 | 0.14872 | 0.15596 |  | 2.6667 | 8308.4779 | 3821.0419 | 5752.7332 | 7946.881 | 8453.978 | 9088.4249 | 9283.2055 | 9340.7806
2.75 | 0.033725 | 0.012427 | 0.015909 | 0.02389 | 0.029685 | 0.042875 | 0.056781 | 0.064864 |  | 2.75 | 1139.7846 | 1138.9612 | 1138.972 | 1138.9722 | 1139.5366 | 1140.5035 | 1141.365 | 1142.2399 |  | 2.75 | 3621.8302 | 0 | 0 | 0 | 4799.4563 | 6000 | 6000 | 6000 |  | 2.75 | 0.067 | 0 | 0 | 0 | 0.1 | 0.1 | 0.1 | 0.1 |  | oct | 2.75 | 1027.7498 | 1026.6948 | 1026.8838 | 1027.2596 | 1028.01 | 1028.01 | 1028.0181 | 1029.4763 |  | 2.75 | 0.13011 | 0.017061 | 0.039883 | 0.083578 | 0.13246 | 0.15828 | 0.23731 | 0.35145 |  | 2.75 | 4580.4695 | 0 | 0 | 1674.5387 | 5255.5509 | 7393.321 | 7932.499 | 8143.0976
2.8333 | 0.027371 | 0.017646 | 0.018582 | 0.02296 | 0.026942 | 0.031689 | 0.037775 | 0.04145 |  | 2.8333 | 1139.7102 | 1138.9962 | 1138.9962 | 1138.9962 | 1139.9578 | 1140.0254 | 1140.7373 | 1141.582 |  | 2.8333 | 2023.661 | 0 | 0 | 0 | 0 | 5219.2851 | 6000 | 6000 |  | 2.8333 | 0.042 | 0 | 0 | 0 | 0 | 0.1 | 0.1 | 0.1 |  | nov | 2.8333 | 1027.7176 | 1026.5974 | 1026.7142 | 1026.9102 | 1027.2655 | 1028.6415 | 1029.4973 | 1029.4978 |  | 2.8333 | 0.10125 | 0.020323 | 0.053452 | 0.085076 | 0.094517 | 0.11124 | 0.15681 | 0.32704 |  | 2.8333 | 1782.2797 | 0 | 0 | 570.4637 | 893.1141 | 3543.1516 | 6396.1798 | 6698.9286
2.9167 | 0.022616 | 0.011157 | 0.015567 | 0.018996 | 0.021833 | 0.025043 | 0.032803 | 0.039934 |  | 2.9167 | 1139.8424 | 1139 | 1139 | 1139.0601 | 1139.7666 | 1140.5776 | 1140.7053 | 1140.8783 |  | 2.9167 | 330.2155 | 0 | 0 | 0 | 0 | 0 | 1652.8034 | 1877.8404 |  | 2.9167 | 0.0030205 | 0 | 0 | 0 | 0 | 0 | 0.016381 | 0.020092 |  | dec | 2.9167 | 1028.3418 | 1026.5487 | 1026.6927 | 1026.8884 | 1029.0961 | 1029.5 | 1029.5 | 1029.5 |  | 2.9167 | 0.10087 | 0.018078 | 0.054768 | 0.087867 | 0.09675 | 0.10837 | 0.15526 | 0.32434 |  | 2.9167 | 815.8403 | 0 | 0 | 397.2054 | 470.5715 | 615.1715 | 2398.3467 | 3873.441
3 | 0.028784 | 0.015835 | 0.01931 | 0.024637 | 0.027959 | 0.0336 | 0.038473 | 0.045961 |  | 3 | 1140.3409 | 1139.2599 | 1139.4849 | 1139.7175 | 1140.3419 | 1141.0054 | 1141.1881 | 1141.3055 |  | 3 | 0 | 0 | 0 | 0 | 0 | 0 | 0 | 0 |  | 3 | 0 | 0 | 0 | 0 | 0 | 0 | 0 | 0 |  | jan | 3 | 1028.2721 | 1026.5244 | 1026.5963 | 1026.6949 | 1028.9685 | 1029.5 | 1029.5 | 1029.5 |  | 3 | 0.12503 | 0.041201 | 0.081513 | 0.10394 | 0.11641 | 0.14476 | 0.19013 | 0.35239 |  | 3 | 1071.4564 | 0 | 220.2825 | 382.3024 | 577.4803 | 2042.1347 | 2133.3317 | 2180.2307
3.0833 | 0.024536 | 0.014431 | 0.018054 | 0.02134 | 0.023462 | 0.025093 | 0.037432 | 0.05531 |  | 3.0833 | 1140.8407 | 1139.8226 | 1140.0098 | 1140.3345 | 1140.8037 | 1141.4399 | 1141.6892 | 1141.844 |  | 3.0833 | 0 | 0 | 0 | 0 | 0 | 0 | 0 | 0 |  | 3.0833 | 0 | 0 | 0 | 0 | 0 | 0 | 0 | 0 |  | feb | 3.0833 | 1027.6586 | 1026.5122 | 1026.5482 | 1026.5974 | 1028.0414 | 1028.0414 | 1029.5 | 1029.5 |  | 3.0833 | 0.066713 | 4.0971e-06 | 4.0462e-05 | 0.020162 | 0.052748 | 0.096139 | 0.17999 | 0.33174 |  | 3.0833 | 180.5135 | 0 | 0 | 0 | 0 | 243.3502 | 1091.3004 | 1948.6449
3.1667 | 0.028384 | 0.012108 | 0.017847 | 0.024314 | 0.027925 | 0.03261 | 0.039741 | 0.046556 |  | 3.1667 | 1141.2083 | 1140.2404 | 1140.3755 | 1140.728 | 1141.1349 | 1141.762 | 1142.1531 | 1142.4688 |  | 3.1667 | 0 | 0 | 0 | 0 | 0 | 0 | 0 | 0 |  | 3.1667 | 0 | 0 | 0 | 0 | 0 | 0 | 0 | 0 |  | mar | 3.1667 | 1027.7057 | 1026.5061 | 1026.5291 | 1026.7925 | 1027.4668 | 1028.2839 | 1029.5 | 1029.5 |  | 3.1667 | 0.075217 | 0.0003533 | 0.00049022 | 0.026883 | 0.064903 | 0.1144 | 0.1968 | 0.25048 |  | 3.1667 | 201.6684 | 0 | 0 | 0 | 0 | 260.4804 | 726.2647 | 2055.6267
3.25 | 0.025928 | 0.014979 | 0.019184 | 0.022623 | 0.026179 | 0.028599 | 0.032588 | 0.038145 |  | 3.25 | 1141.631 | 1140.6144 | 1140.691 | 1141.1096 | 1141.4717 | 1142.1836 | 1142.9019 | 1143.178 |  | 3.25 | 0 | 0 | 0 | 0 | 0 | 0 | 0 | 0 |  | 3.25 | 0 | 0 | 0 | 0 | 0 | 0 | 0 | 0 |  | apr | 3.25 | 1027.7282 | 1026.5031 | 1026.5182 | 1026.8969 | 1027.3618 | 1028.4918 | 1029.4915 | 1029.4916 |  | 3.25 | 0.057914 | 2.4489e-06 | 0.0004605 | 0.0073662 | 0.047977 | 0.089144 | 0.1716 | 0.26235 |  | 3.25 | 122.0883 | 0 | 0 | 0 | 0 | 268.2325 | 454.9804 | 1306.2525
3.3333 | 0.025536 | 0.0075792 | 0.0077825 | 0.012072 | 0.024298 | 0.035947 | 0.052488 | 0.062239 |  | 3.3333 | 1142.0984 | 1140.9889 | 1141.0315 | 1141.5371 | 1141.8762 | 1142.7885 | 1143.4146 | 1143.7236 |  | 3.3333 | 6000 | 6000 | 6000 | 6000 | 6000 | 6000 | 6000 | 6000 |  | 3.3333 | 0.1 | 0.1 | 0.1 | 0.1 | 0.1 | 0.1 | 0.1 | 0.1 |  | may | 3.3333 | 1027.8328 | 1026.5015 | 1026.5122 | 1026.8802 | 1027.4607 | 1028.7336 | 1029.4531 | 1029.4537 |  | 3.3333 | 0.020863 | 2.8187e-07 | 0.00037923 | 0.00063898 | 0.00088046 | 0.023911 | 0.099398 | 0.18001 |  | 3.3333 | 6124.5686 | 4271.9111 | 4468.3157 | 4886.34 | 5939.7489 | 7176.9348 | 7874.6036 | 7966.4978
3.4167 | 0.024797 | 0.011075 | 0.012237 | 0.017811 | 0.025286 | 0.030457 | 0.039905 | 0.04418 |  | 3.4167 | 1141.3455 | 1140.2782 | 1140.334 | 1140.8895 | 1141.2864 | 1141.7683 | 1142.6749 | 1143.2323 |  | 3.4167 | 6000 | 6000 | 6000 | 6000 | 6000 | 6000 | 6000 | 6000 |  | 3.4167 | 0.1 | 0.1 | 0.1 | 0.1 | 0.1 | 0.1 | 0.1 | 0.1 |  | jun | 3.4167 | 1029.2973 | 1026.5007 | 1029.4208 | 1029.427 | 1029.436 | 1029.4434 | 1029.4476 | 1029.4481 |  | 3.4167 | 0.079375 | 0.04127 | 0.053883 | 0.064206 | 0.074682 | 0.090067 | 0.11674 | 0.1376 |  | 3.4167 | 7887.4318 | 4260.9463 | 7531.8922 | 7642.783 | 7712.3281 | 7818.8027 | 9440.6108 | 9553.1271
3.5 | 0.026344 | 0.011061 | 0.014028 | 0.02125 | 0.026783 | 0.031376 | 0.037555 | 0.047254 |  | 3.5 | 1140.8568 | 1139.3348 | 1139.6951 | 1140.4114 | 1140.9292 | 1141.3047 | 1142.097 | 1142.8999 |  | 3.5 | 5948.3049 | 4187.7241 | 6000 | 6000 | 6000 | 6000 | 6000 | 6000 |  | 3.5 | 0.1 | 0.1 | 0.1 | 0.1 | 0.1 | 0.1 | 0.1 | 0.1 |  | jul | 3.5 | 1029.1108 | 1026.5031 | 1028.0031 | 1029.4048 | 1029.4049 | 1029.405 | 1029.4052 | 1029.4376 |  | 3.5 | 0.087159 | 0.017321 | 0.039335 | 0.065735 | 0.084974 | 0.10636 | 0.14154 | 0.17223 |  | 3.5 | 7686.3703 | 4111.8071 | 5834.7519 | 7430.9326 | 7523.2737 | 8506.1246 | 9264.1281 | 9311.5868
3.5833 | 0.024063 | 0.0084847 | 0.011821 | 0.01746 | 0.022924 | 0.02962 | 0.040471 | 0.053133 |  | 3.5833 | 1140.2767 | 1138.9017 | 1138.9408 | 1139.8041 | 1140.4041 | 1140.8019 | 1141.512 | 1142.1973 |  | 3.5833 | 5563.2247 | 2731.9892 | 3455.4337 | 6000 | 6000 | 6000 | 6000 | 6000 |  | 3.5833 | 0.1 | 0.1 | 0.1 | 0.1 | 0.1 | 0.1 | 0.1 | 0.1 |  | aug | 3.5833 | 1028.9421 | 1027.2607 | 1027.2677 | 1027.9926 | 1029.4169 | 1029.4169 | 1029.4309 | 1029.4452 |  | 3.5833 | 0.075429 | 0.00047711 | 0.0089687 | 0.045158 | 0.074014 | 0.10093 | 0.1631 | 0.20323 |  | 3.5833 | 6869.0559 | 2856.1744 | 4315.4018 | 5734.9217 | 7300.0602 | 7527.3654 | 9122.5116 | 9255.9182
3.6667 | 0.032299 | 0.024065 | 0.026181 | 0.030175 | 0.03186 | 0.034644 | 0.039538 | 0.042848 |  | 3.6667 | 1139.7481 | 1138.9276 | 1138.9277 | 1139.0411 | 1139.6888 | 1140.2417 | 1141.0825 | 1141.6733 |  | 3.6667 | 5171.1825 | 2771.1556 | 3090.6476 | 3744.1778 | 6000 | 6000 | 6000 | 6000 |  | 3.6667 | 0.1 | 0.1 | 0.1 | 0.1 | 0.1 | 0.1 | 0.1 | 0.1 |  | sep | 3.6667 | 1028.9778 | 1026.8866 | 1027.2565 | 1028.0061 | 1029.4387 | 1029.4387 | 1029.4493 | 1029.4545 |  | 3.6667 | 0.12601 | 0.095139 | 0.10408 | 0.11312 | 0.12526 | 0.135 | 0.15017 | 0.18983 |  | 3.6667 | 7936.5531 | 3840.9675 | 5006.8206 | 6731.7692 | 8396.0637 | 9115.0849 | 9302.9858 | 9347.2824
3.75 | 0.027576 | 0.013126 | 0.014518 | 0.019625 | 0.02496 | 0.033042 | 0.049187 | 0.059232 |  | 3.75 | 1139.3421 | 1138.972 | 1138.972 | 1138.9723 | 1139.0442 | 1139.5582 | 1140.7329 | 1141.2721 |  | 3.75 | 2539.177 | 0 | 0 | 0 | 3636.9427 | 4896.73 | 6000 | 6000 |  | 3.75 | 0.051 | 0 | 0 | 0 | 0.1 | 0.1 | 0.1 | 0.1 |  | oct | 3.75 | 1027.8068 | 1026.6932 | 1026.8838 | 1027.4196 | 1028.01 | 1028.01 | 1028.0181 | 1029.4763 |  | 3.75 | 0.11145 | 0.00028523 | 0.013486 | 0.067303 | 0.11168 | 0.14624 | 0.21607 | 0.24788 |  | 3.75 | 3301.6603 | 0 | 0 | 1606.5288 | 2427.0398 | 5436.4838 | 8015.7639 | 8137.7645
3.8333 | 0.024313 | 0.01525 | 0.017846 | 0.020479 | 0.023262 | 0.027175 | 0.03253 | 0.035125 |  | 3.8333 | 1139.6025 | 1138.9962 | 1138.9962 | 1138.9962 | 1139.9561 | 1140.0305 | 1140.2458 | 1140.6565 |  | 3.8333 | 690.2104 | 0 | 0 | 0 | 0 | 0 | 5819.1469 | 6000 |  | 3.8333 | 0.015 | 0 | 0 | 0 | 0 | 0 | 0.1 | 0.1 |  | nov | 3.8333 | 1027.9477 | 1026.5967 | 1026.6919 | 1027.2655 | 1027.2655 | 1028.8964 | 1029.4976 | 1029.4978 |  | 3.8333 | 0.10015 | 0.021942 | 0.044976 | 0.077495 | 0.094516 | 0.11593 | 0.18564 | 0.20277 |  | 3.8333 | 890.647 | 0 | 0 | 267.7592 | 611.5045 | 903.9265 | 3972.0678 | 6107.4992
3.9167 | 0.02167 | 0.014142 | 0.015113 | 0.018996 | 0.02145 | 0.024527 | 0.028824 | 0.031838 |  | 3.9167 | 1140.151 | 1139 | 1139 | 1139.7974 | 1140 | 1140.6671 | 1140.8781 | 1140.9268 |  | 3.9167 | 96.5351 | 0 | 0 | 0 | 0 | 0 | 1439.9554 | 1748.0166 |  | 3.9167 | 0.00096308 | 0 | 0 | 0 | 0 | 0 | 0.012925 | 0.019262 |  | dec | 3.9167 | 1028.1996 | 1026.5483 | 1026.6927 | 1026.8884 | 1028.3607 | 1029.5 | 1029.5 | 1029.5 |  | 3.9167 | 0.097979 | 0.023253 | 0.040774 | 0.078959 | 0.09362 | 0.11284 | 0.18006 | 0.19321 |  | 3.9167 | 476.6196 | 0 | 0 | 121.4423 | 462.9948 | 579.1487 | 1952.8029 | 2251.8982
4 | 0.027319 | 0.013374 | 0.017291 | 0.023197 | 0.0263 | 0.033304 | 0.039158 | 0.042464 |  | 4 | 1140.7002 | 1139.2697 | 1139.7229 | 1140.3932 | 1140.6504 | 1141.1433 | 1141.4702 | 1141.5476 |  | 4 | 0 | 0 | 0 | 0 | 0 | 0 | 0 | 0 |  | 4 | 0 | 0 | 0 | 0 | 0 | 0 | 0 | 0 |  | jan | 4 | 1028.2202 | 1026.548 | 1026.5963 | 1026.6942 | 1028.6299 | 1029.5 | 1029.5 | 1029.5 |  | 4 | 0.12462 | 0.05034 | 0.068396 | 0.10062 | 0.11844 | 0.14473 | 0.20983 | 0.22056 |  | 4 | 893.2457 | 49.2113 | 271.6302 | 361.0938 | 454.9141 | 1780.6137 | 2111.298 | 2148.9801
4.0833 | 0.023971 | 0.016477 | 0.017771 | 0.020331 | 0.023201 | 0.025309 | 0.036708 | 0.04196 |  | 4.0833 | 1141.1758 | 1139.9843 | 1140.2842 | 1140.8657 | 1141.0962 | 1141.5745 | 1141.938 | 1142.3507 |  | 4.0833 | 0 | 0 | 0 | 0 | 0 | 0 | 0 | 0 |  | 4.0833 | 0 | 0 | 0 | 0 | 0 | 0 | 0 | 0 |  | feb | 4.0833 | 1027.7462 | 1026.5239 | 1026.5482 | 1026.5974 | 1027.7721 | 1028.2625 | 1029.5 | 1029.5 |  | 4.0833 | 0.066015 | 8.5602e-06 | 1.3657e-05 | 0.020113 | 0.066347 | 0.099479 | 0.15774 | 0.26495 |  | 4.0833 | 224.0269 | 0 | 0 | 0 | 0 | 272.2788 | 1104.268 | 2033.1858
4.1667 | 0.029433 | 0.0093985 | 0.018177 | 0.024104 | 0.028468 | 0.034153 | 0.041592 | 0.052167 |  | 4.1667 | 1141.5579 | 1140.3785 | 1140.6008 | 1141.2062 | 1141.485 | 1141.8973 | 1142.585 | 1143.1566 |  | 4.1667 | 0 | 0 | 0 | 0 | 0 | 0 | 0 | 0 |  | 4.1667 | 0 | 0 | 0 | 0 | 0 | 0 | 0 | 0 |  | mar | 4.1667 | 1027.7592 | 1026.524 | 1026.5486 | 1026.7986 | 1027.2817 | 1028.2737 | 1029.5 | 1029.5 |  | 4.1667 | 0.078223 | 0.00036801 | 0.00057997 | 0.029956 | 0.075642 | 0.10998 | 0.16762 | 0.2562 |  | 4.1667 | 318.4911 | 0 | 0 | 0 | 209.2297 | 373.1894 | 1281.7943 | 2055.6565
4.25 | 0.025438 | 0.015753 | 0.018614 | 0.023187 | 0.025313 | 0.027729 | 0.031869 | 0.035125 |  | 4.25 | 1141.9932 | 1140.6813 | 1140.9794 | 1141.554 | 1141.8978 | 1142.4332 | 1143.2043 | 1143.7347 |  | 4.25 | 0 | 0 | 0 | 0 | 0 | 0 | 0 | 0 |  | 4.25 | 0 | 0 | 0 | 0 | 0 | 0 | 0 | 0 |  | apr | 4.25 | 1027.6765 | 1026.5121 | 1026.5247 | 1026.8776 | 1027.3011 | 1028.4215 | 1029.4915 | 1029.4915 |  | 4.25 | 0.062279 | 3.129e-05 | 0.00040877 | 0.010258 | 0.050223 | 0.095848 | 0.17174 | 0.24133 |  | 4.25 | 122.8682 | 0 | 0 | 0 | 0 | 269.198 | 454.5131 | 709.7913
4.3333 | 0.028891 | 0.0075342 | 0.0088411 | 0.018284 | 0.027453 | 0.03711 | 0.051363 | 0.078371 |  | 4.3333 | 1142.4975 | 1141.0059 | 1141.3918 | 1141.9229 | 1142.595 | 1143.0258 | 1143.7119 | 1144.3361 |  | 4.3333 | 6000 | 6000 | 6000 | 6000 | 6000 | 6000 | 6000 | 6000 |  | 4.3333 | 0.1 | 0.1 | 0.1 | 0.1 | 0.1 | 0.1 | 0.1 | 0.1 |  | may | 4.3333 | 1027.7808 | 1026.506 | 1026.5122 | 1026.9421 | 1027.5129 | 1028.615 | 1029.4535 | 1029.46 |  | 4.3333 | 0.022465 | 1.9229e-06 | 6.8139e-06 | 0.00064517 | 0.00086318 | 0.031524 | 0.10806 | 0.16861 |  | 4.3333 | 6090.6727 | 4146.7776 | 4426.5128 | 5010.3747 | 5763.3654 | 7123.4703 | 7992.5692 | 8131.4536
4.4167 | 0.026111 | 0.011266 | 0.012736 | 0.020155 | 0.024911 | 0.032388 | 0.039418 | 0.055022 |  | 4.4167 | 1141.6843 | 1140.3215 | 1140.7278 | 1141.1997 | 1141.6699 | 1141.9357 | 1143.1067 | 1143.8633 |  | 4.4167 | 6000 | 6000 | 6000 | 6000 | 6000 | 6000 | 6000 | 6000 |  | 4.4167 | 0.1 | 0.1 | 0.1 | 0.1 | 0.1 | 0.1 | 0.1 | 0.1 |  | jun | 4.4167 | 1029.2672 | 1026.5031 | 1026.5992 | 1029.4268 | 1029.4377 | 1029.4434 | 1029.4479 | 1029.4481 |  | 4.4167 | 0.077415 | 0.03372 | 0.052463 | 0.064034 | 0.070754 | 0.086321 | 0.11832 | 0.16207 |  | 4.4167 | 7799.6823 | 4093.5214 | 7524.9218 | 7645.2753 | 7699.9434 | 7793.4465 | 9385.7811 | 9514.4498
4.5 | 0.025449 | 0.012366 | 0.015553 | 0.020437 | 0.024899 | 0.029602 | 0.038205 | 0.046925 |  | 4.5 | 1141.1867 | 1139.6683 | 1140.13 | 1140.7683 | 1141.1582 | 1141.5273 | 1142.6445 | 1143.6522 |  | 4.5 | 6000 | 6000 | 6000 | 6000 | 6000 | 6000 | 6000 | 6000 |  | 4.5 | 0.1 | 0.1 | 0.1 | 0.1 | 0.1 | 0.1 | 0.1 | 0.1 |  | jul | 4.5 | 1029.1511 | 1026.5031 | 1028.0055 | 1029.4048 | 1029.4049 | 1029.405 | 1029.4052 | 1029.4376 |  | 4.5 | 0.081292 | 0.021223 | 0.038154 | 0.059295 | 0.078548 | 0.10343 | 0.12324 | 0.19085 |  | 4.5 | 7678.7431 | 4111.3919 | 5734.524 | 7437.9086 | 7520.5018 | 8033.8767 | 9262.8064 | 9297.9966
4.5833 | 0.024577 | 0.0080895 | 0.011127 | 0.018696 | 0.023209 | 0.030989 | 0.04128 | 0.045653 |  | 4.5833 | 1140.5952 | 1138.9205 | 1139.2632 | 1140.2332 | 1140.5726 | 1141.0583 | 1141.9011 | 1143.3854 |  | 4.5833 | 5729.5068 | 3419.0331 | 4099.2891 | 6000 | 6000 | 6000 | 6000 | 6000 |  | 4.5833 | 0.1 | 0.1 | 0.1 | 0.1 | 0.1 | 0.1 | 0.1 | 0.1 |  | aug | 4.5833 | 1029.0157 | 1026.5016 | 1027.2665 | 1028.3517 | 1029.4169 | 1029.4169 | 1029.4309 | 1029.4452 |  | 4.5833 | 0.079619 | 0.0035757 | 0.015285 | 0.043965 | 0.074596 | 0.10776 | 0.15741 | 0.20899 |  | 4.5833 | 7149.8876 | 2872.3436 | 4894.8485 | 6270.231 | 7291.9429 | 7657.5098 | 9243.1102 | 9310.8972
4.6667 | 0.033325 | 0.024635 | 0.027734 | 0.031178 | 0.03338 | 0.03557 | 0.038369 | 0.041318 |  | 4.6667 | 1140.0143 | 1138.9276 | 1138.9277 | 1139.4333 | 1139.9114 | 1140.5348 | 1141.4061 | 1142.9451 |  | 4.6667 | 5333.0908 | 2769.2614 | 3100.3233 | 4945.0673 | 6000 | 6000 | 6000 | 6000 |  | 4.6667 | 0.1 | 0.1 | 0.1 | 0.1 | 0.1 | 0.1 | 0.1 | 0.1 |  | sep | 4.6667 | 1028.947 | 1026.5007 | 1027.2565 | 1027.9988 | 1029.4387 | 1029.4387 | 1029.4493 | 1029.4545 |  | 4.6667 | 0.12746 | 0.10267 | 0.10866 | 0.11787 | 0.12607 | 0.13734 | 0.14618 | 0.16311 |  | 4.6667 | 8103.6443 | 4054.4871 | 5331.8052 | 7553.0258 | 8441.7879 | 9145.5664 | 9281.1072 | 9340.7806
4.75 | 0.031898 | 0.011713 | 0.016092 | 0.02208 | 0.027922 | 0.041801 | 0.055111 | 0.080811 |  | 4.75 | 1139.5548 | 1138.963 | 1138.972 | 1138.9723 | 1139.2269 | 1139.9707 | 1140.9362 | 1142.3712 |  | 4.75 | 3187.1445 | 0 | 0 | 0 | 4084.097 | 6000 | 6000 | 6000 |  | 4.75 | 0.061 | 0 | 0 | 0 | 0.1 | 0.1 | 0.1 | 0.1 |  | oct | 4.75 | 1027.7875 | 1026.5004 | 1026.8838 | 1027.2634 | 1028.01 | 1028.01 | 1028.0181 | 1029.3408 |  | 4.75 | 0.12537 | 0.0014851 | 0.017045 | 0.077884 | 0.12064 | 0.17334 | 0.24104 | 0.32335 |  | 4.75 | 4008.6949 | 0 | 0 | 1615.7692 | 4157.0263 | 6453.7785 | 7931.3464 | 8019.6685
4.8333 | 0.026232 | 0.016715 | 0.018301 | 0.021767 | 0.025522 | 0.030215 | 0.035775 | 0.040776 |  | 4.8333 | 1139.6015 | 1138.9962 | 1138.9962 | 1138.9962 | 1139.7466 | 1139.9976 | 1140.2574 | 1141.6559 |  | 4.8333 | 1307.092 | 0 | 0 | 0 | 0 | 2863.8817 | 6000 | 6000 |  | 4.8333 | 0.029 | 0 | 0 | 0 | 0 | 0.1 | 0.1 | 0.1 |  | nov | 4.8333 | 1027.8713 | 1026.6051 | 1026.8854 | 1027.2655 | 1027.2655 | 1028.7629 | 1029.4977 | 1029.4978 |  | 4.8333 | 0.1023 | 0.0097256 | 0.050133 | 0.083189 | 0.094879 | 0.11826 | 0.18321 | 0.24921 |  | 4.8333 | 1352.3063 | 0 | 0 | 454.0104 | 827.8238 | 1283.8141 | 5642.4947 | 6699.4237
4.9167 | 0.021574 | 0.014231 | 0.015309 | 0.018419 | 0.020996 | 0.023807 | 0.029781 | 0.037195 |  | 4.9167 | 1139.9594 | 1139 | 1139 | 1139.5688 | 1139.8796 | 1140.6169 | 1140.7063 | 1140.9523 |  | 4.9167 | 122.9842 | 0 | 0 | 0 | 0 | 0 | 1648.2197 | 1924.4425 |  | 4.9167 | 0.0011159 | 0 | 0 | 0 | 0 | 0 | 0.01401 | 0.021474 |  | dec | 4.9167 | 1028.2505 | 1026.5526 | 1026.6927 | 1026.8884 | 1028.4377 | 1029.5 | 1029.5 | 1029.5 |  | 4.9167 | 0.10019 | 0.013031 | 0.054571 | 0.081748 | 0.092104 | 0.11543 | 0.17028 | 0.24064 |  | 4.9167 | 526.736 | 0 | 0 | 0 | 447.0058 | 571.1668 | 2207.5805 | 3868.8774
5 | 0.027831 | 0.014794 | 0.018363 | 0.023235 | 0.027973 | 0.031553 | 0.037998 | 0.042163 |  | 5 | 1140.5098 | 1139.3203 | 1139.6406 | 1139.99 | 1140.527 | 1141.0491 | 1141.1934 | 1141.238 |  | 5 | 0 | 0 | 0 | 0 | 0 | 0 | 0 | 0 |  | 5 | 0 | 0 | 0 | 0 | 0 | 0 | 0 | 0 |  | jan | 5 | 1028.2494 | 1026.548 | 1026.5963 | 1026.6942 | 1028.5138 | 1029.5 | 1029.5 | 1029.5 |  | 5 | 0.12592 | 0.040413 | 0.077757 | 0.10305 | 0.11745 | 0.1469 | 0.19944 | 0.27081 |  | 5 | 1005.256 | 0 | 127.9505 | 371.7369 | 538.0171 | 2032.2415 | 2142.1935 | 2180.6988
5.0833 | 0.024251 | 0.015417 | 0.018463 | 0.020957 | 0.022613 | 0.025655 | 0.038883 | 0.050083 |  | 5.0833 | 1140.9947 | 1139.8301 | 1140.2579 | 1140.5291 | 1141.0137 | 1141.446 | 1141.6653 | 1141.8254 |  | 5.0833 | 0 | 0 | 0 | 0 | 0 | 0 | 0 | 0 |  | 5.0833 | 0 | 0 | 0 | 0 | 0 | 0 | 0 | 0 |  | feb | 5.0833 | 1027.6931 | 1026.5239 | 1026.5482 | 1026.5974 | 1028.0262 | 1028.188 | 1029.5 | 1029.5 |  | 5.0833 | 0.065581 | 2.1015e-07 | 3.5487e-05 | 0.016188 | 0.056149 | 0.097354 | 0.18424 | 0.31053 |  | 5.0833 | 193.7086 | 0 | 0 | 0 | 0 | 240.0342 | 1125.834 | 1964.7081
5.1667 | 0.029556 | 0.017052 | 0.019048 | 0.025007 | 0.02944 | 0.033119 | 0.042924 | 0.056 |  | 5.1667 | 1141.3534 | 1140.2122 | 1140.5756 | 1140.9534 | 1141.384 | 1141.7502 | 1142.0266 | 1142.5015 |  | 5.1667 | 0 | 0 | 0 | 0 | 0 | 0 | 0 | 0 |  | 5.1667 | 0 | 0 | 0 | 0 | 0 | 0 | 0 | 0 |  | mar | 5.1667 | 1027.7309 | 1026.512 | 1026.5486 | 1026.7954 | 1027.4491 | 1028.3647 | 1029.5 | 1029.5 |  | 5.1667 | 0.076793 | 0.00035065 | 0.00045706 | 0.015366 | 0.068961 | 0.1187 | 0.20251 | 0.31387 |  | 5.1667 | 235.7612 | 0 | 0 | 0 | 0 | 265.3184 | 1087.561 | 1864.9002
5.25 | 0.025379 | 0.014892 | 0.01784 | 0.022168 | 0.025297 | 0.028785 | 0.032417 | 0.035929 |  | 5.25 | 1141.7725 | 1140.548 | 1140.908 | 1141.2981 | 1141.8027 | 1142.1753 | 1142.6892 | 1143.2023 |  | 5.25 | 0 | 0 | 0 | 0 | 0 | 0 | 0 | 0 |  | 5.25 | 0 | 0 | 0 | 0 | 0 | 0 | 0 | 0 |  | apr | 5.25 | 1027.7212 | 1026.506 | 1026.5243 | 1026.8969 | 1027.3662 | 1028.5453 | 1029.4915 | 1029.4916 |  | 5.25 | 0.062528 | 1.5327e-06 | 0.00041728 | 0.002529 | 0.046836 | 0.096122 | 0.18341 | 0.27028 |  | 5.25 | 133.7903 | 0 | 0 | 0 | 0 | 266.2978 | 563.713 | 822.6806
5.3333 | 0.026144 | 0.0075086 | 0.007806 | 0.015556 | 0.02578 | 0.034913 | 0.048781 | 0.055136 |  | 5.3333 | 1142.273 | 1140.8839 | 1141.2495 | 1141.6477 | 1142.292 | 1142.7996 | 1143.2397 | 1143.7527 |  | 5.3333 | 6000 | 6000 | 6000 | 6000 | 6000 | 6000 | 6000 | 6000 |  | 5.3333 | 0.1 | 0.1 | 0.1 | 0.1 | 0.1 | 0.1 | 0.1 | 0.1 |  | may | 5.3333 | 1027.8138 | 1026.5031 | 1026.5122 | 1026.8969 | 1027.4554 | 1028.7717 | 1029.4531 | 1029.4541 |  | 5.3333 | 0.025999 | 5.2382e-08 | 0.00021987 | 0.00060449 | 0.00087127 | 0.042472 | 0.11059 | 0.19937 |  | 5.3333 | 6200.2529 | 4146.7781 | 4498.0117 | 5111.9994 | 5993.7906 | 7416.4146 | 7886.2057 | 8054.015
5.4167 | 0.024447 | 0.0077631 | 0.012449 | 0.018671 | 0.023725 | 0.031377 | 0.038516 | 0.043776 |  | 5.4167 | 1141.4768 | 1140.2161 | 1140.5679 | 1141.0354 | 1141.541 | 1141.8026 | 1142.2537 | 1143.2645 |  | 5.4167 | 6000 | 6000 | 6000 | 6000 | 6000 | 6000 | 6000 | 6000 |  | 5.4167 | 0.1 | 0.1 | 0.1 | 0.1 | 0.1 | 0.1 | 0.1 | 0.1 |  | jun | 5.4167 | 1029.1995 | 1026.5015 | 1026.5337 | 1029.4241 | 1029.4357 | 1029.4426 | 1029.4473 | 1029.4481 |  | 5.4167 | 0.081443 | 0.0098011 | 0.051283 | 0.067075 | 0.081325 | 0.095144 | 0.11658 | 0.12267 |  | 5.4167 | 7762.5956 | 4179.7225 | 4433.674 | 7641.124 | 7696.3373 | 7801.6337 | 9438.2243 | 9561.9936
5.5 | 0.025923 | 0.0097675 | 0.013719 | 0.021103 | 0.02588 | 0.031199 | 0.038533 | 0.041267 |  | 5.5 | 1140.9975 | 1139.3557 | 1139.9729 | 1140.636 | 1141.0459 | 1141.3972 | 1141.7139 | 1142.9572 |  | 5.5 | 5978.7926 | 4247.7263 | 6000 | 6000 | 6000 | 6000 | 6000 | 6000 |  | 5.5 | 0.1 | 0.1 | 0.1 | 0.1 | 0.1 | 0.1 | 0.1 | 0.1 |  | jul | 5.5 | 1029.1163 | 1026.5031 | 1028.0031 | 1029.4048 | 1029.4049 | 1029.405 | 1029.4052 | 1029.4376 |  | 5.5 | 0.082681 | 0.0038912 | 0.035898 | 0.058483 | 0.082236 | 0.10676 | 0.1334 | 0.14598 |  | 5.5 | 7694.0606 | 4123.0024 | 5765.6522 | 7461.6333 | 7531.4552 | 8359.2202 | 9222.3323 | 9297.9229
5.5833 | 0.023195 | 0.0079958 | 0.012301 | 0.017437 | 0.021857 | 0.028391 | 0.037407 | 0.049594 |  | 5.5833 | 1140.4191 | 1138.9016 | 1139.2275 | 1140.1487 | 1140.4946 | 1140.8628 | 1141.2332 | 1142.2578 |  | 5.5833 | 5712.4039 | 2728.5076 | 4288.9804 | 6000 | 6000 | 6000 | 6000 | 6000 |  | 5.5833 | 0.1 | 0.1 | 0.1 | 0.1 | 0.1 | 0.1 | 0.1 | 0.1 |  | aug | 5.5833 | 1028.9454 | 1027.2607 | 1027.2671 | 1027.9926 | 1029.4169 | 1029.4169 | 1029.4309 | 1029.4452 |  | 5.5833 | 0.071579 | 0.0014191 | 0.0088551 | 0.035159 | 0.068577 | 0.09066 | 0.14876 | 0.19714 |  | 5.5833 | 6920.6043 | 1823.167 | 4280.3586 | 5834.1463 | 7309.4855 | 7525.8424 | 9059.6713 | 9293.8255
5.6667 | 0.033314 | 0.021507 | 0.02787 | 0.031621 | 0.033229 | 0.035561 | 0.038348 | 0.040841 |  | 5.6667 | 1139.8433 | 1138.9277 | 1138.9277 | 1139.4146 | 1139.7549 | 1140.2617 | 1140.7744 | 1141.7096 |  | 5.6667 | 5368.0624 | 2764.6652 | 3101.8817 | 5064.2148 | 6000 | 6000 | 6000 | 6000 |  | 5.6667 | 0.1 | 0.1 | 0.1 | 0.1 | 0.1 | 0.1 | 0.1 | 0.1 |  | sep | 5.6667 | 1029.0549 | 1026.8893 | 1027.2565 | 1029.4386 | 1029.4387 | 1029.4387 | 1029.4545 | 1029.4545 |  | 5.6667 | 0.12491 | 0.088354 | 0.10577 | 0.11629 | 0.12431 | 0.13142 | 0.14641 | 0.16843 |  | 5.6667 | 8173.8353 | 4469.8363 | 5134.6192 | 7774.1627 | 8880.0275 | 9112.8741 | 9298.7061 | 9350.4776
5.75 | 0.029589 | 0.013506 | 0.015045 | 0.022103 | 0.025674 | 0.03693 | 0.051484 | 0.064384 |  | 5.75 | 1139.3741 | 1138.972 | 1138.972 | 1138.9722 | 1139.1064 | 1139.6838 | 1140.4016 | 1141.3108 |  | 5.75 | 2747.5609 | 0 | 0 | 0 | 3753.4005 | 5339.2167 | 6000 | 6000 |  | 5.75 | 0.055 | 0 | 0 | 0 | 0.1 | 0.1 | 0.1 | 0.1 |  | oct | 5.75 | 1027.8461 | 1026.6946 | 1026.8838 | 1028.0099 | 1028.01 | 1028.01 | 1028.0181 | 1029.4763 |  | 5.75 | 0.12621 | 0.0058464 | 0.036156 | 0.077464 | 0.11799 | 0.16623 | 0.24046 | 0.29643 |  | 5.75 | 3545.6966 | 0 | 0 | 1632.9907 | 3082.5525 | 5561.6758 | 7858.7587 | 8137.876
5.8333 | 0.02557 | 0.01625 | 0.018188 | 0.021858 | 0.025222 | 0.028107 | 0.034523 | 0.038505 |  | 5.8333 | 1139.5638 | 1138.9962 | 1138.9962 | 1138.9962 | 1139.7466 | 1140.0121 | 1140.1173 | 1140.6973 |  | 5.8333 | 841.5312 | 0 | 0 | 0 | 0 | 0 | 5472.6995 | 6000 |  | 5.8333 | 0.019 | 0 | 0 | 0 | 0 | 0 | 0.1 | 0.1 |  | nov | 5.8333 | 1027.9499 | 1026.5973 | 1026.6941 | 1027.2655 | 1027.2683 | 1028.854 | 1029.4973 | 1029.4978 |  | 5.8333 | 0.10677 | 0.032906 | 0.052665 | 0.084007 | 0.097305 | 0.12091 | 0.1915 | 0.26221 |  | 5.8333 | 1166.696 | 0 | 0 | 463.3396 | 769.7287 | 974.418 | 4804.4082 | 6613.7256
5.9167 | 0.021498 | 0.012793 | 0.014481 | 0.018962 | 0.021275 | 0.024432 | 0.027846 | 0.032018 |  | 5.9167 | 1140.0605 | 1139 | 1139 | 1139.7703 | 1139.9049 | 1140.6516 | 1140.884 | 1140.9177 |  | 5.9167 | 50.8765 | 0 | 0 | 0 | 0 | 0 | 0 | 1762.6033 |  | 5.9167 | 0.00046291 | 0 | 0 | 0 | 0 | 0 | 0 | 0.01729 |  | dec | 5.9167 | 1028.0913 | 1026.5487 | 1026.6927 | 1026.8884 | 1027.6793 | 1029.5 | 1029.5 | 1029.5 |  | 5.9167 | 0.10524 | 0.028984 | 0.0554 | 0.084132 | 0.095262 | 0.11607 | 0.19033 | 0.24509 |  | 5.9167 | 447.9528 | 0 | 0 | 142.3029 | 469.7866 | 584.3208 | 908.7533 | 2266.3699
6 | 0.027783 | 0.015111 | 0.017678 | 0.022987 | 0.026682 | 0.033513 | 0.037695 | 0.04858 |  | 6 | 1140.6309 | 1139.6849 | 1139.7441 | 1140.3584 | 1140.5598 | 1141.1229 | 1141.4797 | 1141.5262 |  | 6 | 0 | 0 | 0 | 0 | 0 | 0 | 0 | 0 |  | 6 | 0 | 0 | 0 | 0 | 0 | 0 | 0 | 0 |  | jan | 6 | 1028.0922 | 1026.5243 | 1026.5963 | 1026.6942 | 1028.0157 | 1029.5 | 1029.5 | 1029.5 |  | 6 | 0.1322 | 0.049956 | 0.077541 | 0.10806 | 0.12096 | 0.15109 | 0.21581 | 0.27022 |  | 6 | 976.0253 | 0 | 137.6382 | 375.3818 | 490.0187 | 2023.747 | 2122.7585 | 2149.4702
6.0833 | 0.024243 | 0.017353 | 0.018237 | 0.020882 | 0.023222 | 0.025583 | 0.035384 | 0.040304 |  | 6.0833 | 1141.1108 | 1140.2161 | 1140.2759 | 1140.8005 | 1141.0508 | 1141.5065 | 1141.9568 | 1142.2988 |  | 6.0833 | 0 | 0 | 0 | 0 | 0 | 0 | 0 | 0 |  | 6.0833 | 0 | 0 | 0 | 0 | 0 | 0 | 0 | 0 |  | feb | 6.0833 | 1027.552 | 1026.5122 | 1026.5482 | 1026.5974 | 1027.2815 | 1028.0414 | 1029.5 | 1029.5 |  | 6.0833 | 0.070449 | 2.7801e-06 | 2.1049e-05 | 0.015444 | 0.061763 | 0.10335 | 0.19762 | 0.26835 |  | 6.0833 | 160.2155 | 0 | 0 | 0 | 0 | 248.4488 | 1068.2964 | 1228.7554
6.1667 | 0.028132 | 0.012599 | 0.017547 | 0.022959 | 0.027427 | 0.032294 | 0.040335 | 0.044285 |  | 6.1667 | 1141.4894 | 1140.5168 | 1140.5889 | 1141.1152 | 1141.4314 | 1141.8235 | 1142.5983 | 1143.1201 |  | 6.1667 | 0 | 0 | 0 | 0 | 0 | 0 | 0 | 0 |  | 6.1667 | 0 | 0 | 0 | 0 | 0 | 0 | 0 | 0 |  | mar | 6.1667 | 1027.6153 | 1026.512 | 1026.5486 | 1026.7759 | 1027.2817 | 1028.2578 | 1029.5 | 1029.5 |  | 6.1667 | 0.080126 | 0.00021018 | 0.00037068 | 0.027721 | 0.070657 | 0.11857 | 0.20775 | 0.32519 |  | 6.1667 | 208.2324 | 0 | 0 | 0 | 0 | 258.2729 | 1186.9918 | 1287.6548
6.25 | 0.026117 | 0.018984 | 0.020411 | 0.023354 | 0.025559 | 0.028392 | 0.033322 | 0.04149 |  | 6.25 | 1141.9101 | 1140.8221 | 1140.9297 | 1141.4432 | 1141.8496 | 1142.2637 | 1143.1908 | 1143.6935 |  | 6.25 | 0 | 0 | 0 | 0 | 0 | 0 | 0 | 0 |  | 6.25 | 0 | 0 | 0 | 0 | 0 | 0 | 0 | 0 |  | apr | 6.25 | 1027.6322 | 1026.506 | 1026.5243 | 1026.8969 | 1027.295 | 1028.4146 | 1029.4915 | 1029.4917 |  | 6.25 | 0.063656 | 0.00027463 | 0.00043347 | 0.01424 | 0.050574 | 0.093551 | 0.19728 | 0.33066 |  | 6.25 | 125.9694 | 0 | 0 | 0 | 0 | 253.052 | 455.3026 | 783.8704
6.3333 | 0.025663 | 0.0076196 | 0.0078124 | 0.015859 | 0.024571 | 0.032647 | 0.049712 | 0.058436 |  | 6.3333 | 1142.409 | 1141.1499 | 1141.2896 | 1141.7939 | 1142.4673 | 1142.8289 | 1143.6587 | 1144.2896 |  | 6.3333 | 6000 | 6000 | 6000 | 6000 | 6000 | 6000 | 6000 | 6000 |  | 6.3333 | 0.1 | 0.1 | 0.1 | 0.1 | 0.1 | 0.1 | 0.1 | 0.1 |  | may | 6.3333 | 1027.7315 | 1026.506 | 1026.5121 | 1026.7869 | 1027.3931 | 1028.6055 | 1029.4531 | 1029.4539 |  | 6.3333 | 0.023947 | 1.3713e-06 | 9.6983e-05 | 0.00065783 | 0.00097925 | 0.029466 | 0.13199 | 0.25882 |  | 6.3333 | 6072.0276 | 4291.9549 | 4458.0378 | 4944.2156 | 5812.6177 | 7188.1396 | 7928.5802 | 8113.1046
6.4167 | 0.025341 | 0.011205 | 0.012595 | 0.018945 | 0.024243 | 0.031246 | 0.040545 | 0.051243 |  | 6.4167 | 1141.6133 | 1140.4658 | 1140.6064 | 1141.1687 | 1141.6472 | 1141.8539 | 1143.053 | 1143.8143 |  | 6.4167 | 6000 | 6000 | 6000 | 6000 | 6000 | 6000 | 6000 | 6000 |  | 6.4167 | 0.1 | 0.1 | 0.1 | 0.1 | 0.1 | 0.1 | 0.1 | 0.1 |  | jun | 6.4167 | 1029.2283 | 1026.5061 | 1026.5095 | 1029.426 | 1029.4375 | 1029.443 | 1029.4476 | 1029.4481 |  | 6.4167 | 0.082239 | 0.0026928 | 0.056855 | 0.064556 | 0.075451 | 0.095142 | 0.12914 | 0.14734 |  | 6.4167 | 7845.9764 | 4260.2637 | 7342.7545 | 7645.5681 | 7709.9247 | 7820.7187 | 9412.8426 | 9469.8707
6.5 | 0.025685 | 0.011377 | 0.01505 | 0.021392 | 0.025137 | 0.02975 | 0.037788 | 0.041412 |  | 6.5 | 1141.1213 | 1139.8448 | 1140.0452 | 1140.6702 | 1141.1382 | 1141.4473 | 1142.491 | 1143.6016 |  | 6.5 | 6000 | 6000 | 6000 | 6000 | 6000 | 6000 | 6000 | 6000 |  | 6.5 | 0.1 | 0.1 | 0.1 | 0.1 | 0.1 | 0.1 | 0.1 | 0.1 |  | jul | 6.5 | 1029.0817 | 1026.5031 | 1028.0009 | 1029.4048 | 1029.4049 | 1029.405 | 1029.4083 | 1029.4376 |  | 6.5 | 0.08192 | 0.01513 | 0.026471 | 0.061018 | 0.079572 | 0.10426 | 0.13156 | 0.15631 |  | 6.5 | 7692.0546 | 4004.9154 | 5692.8075 | 7437.8094 | 7567.4914 | 8432.5246 | 9222.3294 | 9399.31
6.5833 | 0.024237 | 0.0081898 | 0.011209 | 0.017663 | 0.022767 | 0.03082 | 0.0412 | 0.054137 |  | 6.5833 | 1140.5324 | 1139.0974 | 1139.2786 | 1140.1184 | 1140.5724 | 1140.9653 | 1141.8278 | 1143.3333 |  | 6.5833 | 5720.9919 | 3958.9204 | 4224.8222 | 6000 | 6000 | 6000 | 6000 | 6000 |  | 6.5833 | 0.1 | 0.1 | 0.1 | 0.1 | 0.1 | 0.1 | 0.1 | 0.1 |  | aug | 6.5833 | 1028.9381 | 1027.2629 | 1027.2679 | 1027.9926 | 1029.4169 | 1029.4169 | 1029.431 | 1029.4452 |  | 6.5833 | 0.076821 | 0.0031463 | 0.011258 | 0.038916 | 0.071808 | 0.11036 | 0.16758 | 0.19599 |  | 6.5833 | 7057.2516 | 3294.556 | 4648.0786 | 5806.1056 | 7318.8022 | 7629.0803 | 9178.1726 | 9301.6036
6.6667 | 0.032769 | 0.022434 | 0.028521 | 0.030076 | 0.032739 | 0.035299 | 0.038265 | 0.042382 |  | 6.6667 | 1139.9561 | 1138.9276 | 1138.9277 | 1139.3635 | 1139.8721 | 1140.4363 | 1141.3279 | 1142.8583 |  | 6.6667 | 5296.9303 | 2762.6918 | 3097.7288 | 4770.8053 | 6000 | 6000 | 6000 | 6000 |  | 6.6667 | 0.1 | 0.1 | 0.1 | 0.1 | 0.1 | 0.1 | 0.1 | 0.1 |  | sep | 6.6667 | 1028.9429 | 1026.8872 | 1027.2565 | 1028.006 | 1029.4387 | 1029.4387 | 1029.4493 | 1029.4545 |  | 6.6667 | 0.12657 | 0.095365 | 0.10457 | 0.11544 | 0.1247 | 0.13861 | 0.14764 | 0.17413 |  | 6.6667 | 8035.5777 | 4472.6753 | 5278.489 | 7072.0588 | 8453.1022 | 9154.1901 | 9296.4037 | 9340.7806
6.75 | 0.029146 | 0.011804 | 0.015464 | 0.020624 | 0.026943 | 0.036574 | 0.050968 | 0.055089 |  | 6.75 | 1139.5083 | 1138.9664 | 1138.972 | 1138.9723 | 1139.1819 | 1139.8811 | 1140.8665 | 1142.2816 |  | 6.75 | 3070.8563 | 0 | 0 | 0 | 3933.9529 | 6000 | 6000 | 6000 |  | 6.75 | 0.059 | 0 | 0 | 0 | 0.1 | 0.1 | 0.1 | 0.1 |  | oct | 6.75 | 1027.7981 | 1026.6936 | 1026.8838 | 1027.2672 | 1028.01 | 1028.0132 | 1028.0388 | 1029.4763 |  | 6.75 | 0.1165 | 0.00074509 | 0.009463 | 0.082467 | 0.11437 | 0.16682 | 0.21221 | 0.24364 |  | 6.75 | 3883.9652 | 0 | 0 | 1623.536 | 3584.1763 | 6176.3887 | 7938.7901 | 8138.1641
6.8333 | 0.025988 | 0.017259 | 0.018626 | 0.021614 | 0.025371 | 0.030176 | 0.034313 | 0.036178 |  | 6.8333 | 1139.5933 | 1138.9962 | 1138.9962 | 1138.9962 | 1139.7 | 1140.0112 | 1140.2523 | 1141.6041 |  | 6.8333 | 1255.8802 | 0 | 0 | 0 | 0 | 3040.6553 | 5694.5851 | 6000 |  | 6.8333 | 0.03 | 0 | 0 | 0 | 0 | 0.1 | 0.1 | 0.1 |  | nov | 6.8333 | 1027.8913 | 1026.5968 | 1026.6919 | 1027.2655 | 1027.2683 | 1029.0704 | 1029.4977 | 1029.4978 |  | 6.8333 | 0.10182 | 0.010363 | 0.04318 | 0.084029 | 0.093904 | 0.11158 | 0.18894 | 0.21898 |  | 6.8333 | 1331.9523 | 0 | 0 | 473.0211 | 823.1476 | 1394.0609 | 5056.9747 | 6699.3793
6.9167 | 0.022255 | 0.012459 | 0.014915 | 0.019039 | 0.022169 | 0.02501 | 0.029398 | 0.031504 |  | 6.9167 | 1139.9634 | 1139 | 1139 | 1139 | 1139.8428 | 1140.6367 | 1140.7429 | 1140.8994 |  | 6.9167 | 88.2102 | 0 | 0 | 0 | 0 | 0 | 0 | 1902.7876 |  | 6.9167 | 0.000744 | 0 | 0 | 0 | 0 | 0 | 0 | 0.018019 |  | dec | 6.9167 | 1028.2452 | 1026.5485 | 1026.6927 | 1026.8884 | 1028.2892 | 1029.5 | 1029.5 | 1029.5 |  | 6.9167 | 0.1009 | 0.012998 | 0.045365 | 0.083539 | 0.094583 | 0.10723 | 0.18396 | 0.21745 |  | 6.9167 | 560.9836 | 0 | 0 | 369.5148 | 461.3732 | 572.9314 | 2209.3683 | 2481.7332
7 | 0.027545 | 0.016513 | 0.018705 | 0.022961 | 0.026969 | 0.031988 | 0.039493 | 0.041204 |  | 7 | 1140.5272 | 1139.6284 | 1139.662 | 1139.8252 | 1140.5018 | 1141.0944 | 1141.2139 | 1141.4985 |  | 7 | 0 | 0 | 0 | 0 | 0 | 0 | 0 | 0 |  | 7 | 0 | 0 | 0 | 0 | 0 | 0 | 0 | 0 |  | jan | 7 | 1028.1817 | 1026.5243 | 1026.5963 | 1026.6946 | 1028.1072 | 1029.5 | 1029.5 | 1029.5 |  | 7 | 0.12745 | 0.040104 | 0.069385 | 0.10441 | 0.11957 | 0.1412 | 0.21279 | 0.24671 |  | 7 | 906.9906 | 0 | 184.6793 | 350.1926 | 447.8041 | 1399.4363 | 2101.263 | 2180.6924
7.0833 | 0.024239 | 0.015755 | 0.018426 | 0.020756 | 0.022259 | 0.025172 | 0.03321 | 0.062566 |  | 7.0833 | 1141.0098 | 1140.1327 | 1140.2493 | 1140.4456 | 1141.0435 | 1141.4741 | 1141.682 | 1141.9655 |  | 7.0833 | 0 | 0 | 0 | 0 | 0 | 0 | 0 | 0 |  | 7.0833 | 0 | 0 | 0 | 0 | 0 | 0 | 0 | 0 |  | feb | 7.0833 | 1027.6874 | 1026.5122 | 1026.5482 | 1026.5974 | 1027.3158 | 1028.0414 | 1029.5 | 1029.5 |  | 7.0833 | 0.069093 | 3.2651e-06 | 4.0635e-05 | 0.031426 | 0.058619 | 0.099433 | 0.17679 | 0.28024 |  | 7.0833 | 200.5555 | 0 | 0 | 0 | 0 | 241.6503 | 1091.6676 | 1962.1373
7.1667 | 0.028315 | 0.010589 | 0.018236 | 0.023225 | 0.027998 | 0.032169 | 0.042821 | 0.057672 |  | 7.1667 | 1141.367 | 1140.4645 | 1140.5568 | 1140.8884 | 1141.4583 | 1141.8105 | 1142.0764 | 1142.5537 |  | 7.1667 | 0 | 0 | 0 | 0 | 0 | 0 | 0 | 0 |  | 7.1667 | 0 | 0 | 0 | 0 | 0 | 0 | 0 | 0 |  | mar | 7.1667 | 1027.7152 | 1026.5061 | 1026.5295 | 1026.7991 | 1027.4587 | 1028.2706 | 1029.5 | 1029.5 |  | 7.1667 | 0.075034 | 0.00042608 | 0.00051496 | 0.02752 | 0.074796 | 0.10584 | 0.17626 | 0.26815 |  | 7.1667 | 229.8374 | 0 | 0 | 0 | 0 | 266.8461 | 1085.2457 | 1990.2253
7.25 | 0.026013 | 0.017228 | 0.019135 | 0.023357 | 0.025547 | 0.028137 | 0.0344 | 0.041433 |  | 7.25 | 1141.7917 | 1140.7971 | 1140.8804 | 1141.27 | 1141.8313 | 1142.2596 | 1142.7728 | 1143.1555 |  | 7.25 | 0 | 0 | 0 | 0 | 0 | 0 | 0 | 0 |  | 7.25 | 0 | 0 | 0 | 0 | 0 | 0 | 0 | 0 |  | apr | 7.25 | 1027.7139 | 1026.5031 | 1026.5208 | 1026.9119 | 1027.2928 | 1028.4144 | 1029.4915 | 1029.4916 |  | 7.25 | 0.058175 | 1.742e-08 | 0.00052855 | 0.015743 | 0.046701 | 0.085993 | 0.15362 | 0.21435 |  | 7.25 | 157.5372 | 0 | 0 | 0 | 0 | 266.2631 | 664.6691 | 1276.3351
7.3333 | 0.026301 | 0.0073305 | 0.0076262 | 0.013279 | 0.023994 | 0.037214 | 0.053318 | 0.071228 |  | 7.3333 | 1142.2853 | 1141.134 | 1141.2014 | 1141.6473 | 1142.3682 | 1142.8873 | 1143.3003 | 1143.6973 |  | 7.3333 | 6000 | 6000 | 6000 | 6000 | 6000 | 6000 | 6000 | 6000 |  | 7.3333 | 0.1 | 0.1 | 0.1 | 0.1 | 0.1 | 0.1 | 0.1 | 0.1 |  | may | 7.3333 | 1027.7835 | 1026.5015 | 1026.5121 | 1026.9395 | 1027.3906 | 1028.6101 | 1029.4531 | 1029.4539 |  | 7.3333 | 0.019181 | 1.9992e-07 | 7.0861e-06 | 0.00062126 | 0.00086413 | 0.02993 | 0.081319 | 0.13765 |  | 7.3333 | 6020.6424 | 4146.7771 | 4409.989 | 4932.3429 | 5563.4935 | 7172.358 | 7977.7621 | 8102.6603
7.4167 | 0.024104 | 0.010967 | 0.01163 | 0.016925 | 0.023175 | 0.029967 | 0.039518 | 0.047806 |  | 7.4167 | 1141.4784 | 1140.2695 | 1140.5161 | 1141.0115 | 1141.5518 | 1141.8535 | 1142.3633 | 1143.1953 |  | 7.4167 | 6000 | 6000 | 6000 | 6000 | 6000 | 6000 | 6000 | 6000 |  | 7.4167 | 0.1 | 0.1 | 0.1 | 0.1 | 0.1 | 0.1 | 0.1 | 0.1 |  | jun | 7.4167 | 1029.3205 | 1026.5007 | 1029.3328 | 1029.4264 | 1029.4395 | 1029.4435 | 1029.4481 | 1029.4481 |  | 7.4167 | 0.076933 | 0.041163 | 0.054952 | 0.063896 | 0.069563 | 0.087184 | 0.11835 | 0.14112 |  | 7.4167 | 7831.83 | 4286.601 | 7486.621 | 7637.4518 | 7692.2914 | 7800.7598 | 9418.7057 | 9504.4279
7.5 | 0.026978 | 0.013513 | 0.017908 | 0.020874 | 0.026525 | 0.031195 | 0.039891 | 0.04444 |  | 7.5 | 1140.9898 | 1139.3253 | 1139.9185 | 1140.6022 | 1141.0681 | 1141.4304 | 1141.7815 | 1142.8251 |  | 7.5 | 5981.6039 | 4160.3877 | 6000 | 6000 | 6000 | 6000 | 6000 | 6000 |  | 7.5 | 0.1 | 0.1 | 0.1 | 0.1 | 0.1 | 0.1 | 0.1 | 0.1 |  | jul | 7.5 | 1029.182 | 1026.5337 | 1028.0095 | 1029.4048 | 1029.4049 | 1029.405 | 1029.4058 | 1029.4376 |  | 7.5 | 0.085366 | 0.03129 | 0.041288 | 0.06556 | 0.080826 | 0.10406 | 0.13948 | 0.16099 |  | 7.5 | 7735.3557 | 4145.1961 | 5832.4883 | 7472.7436 | 7526.6285 | 8387.7877 | 9219.6973 | 9262.3756
7.5833 | 0.025465 | 0.011231 | 0.011811 | 0.018461 | 0.02503 | 0.031569 | 0.040714 | 0.057951 |  | 7.5833 | 1140.3991 | 1138.9019 | 1139.1648 | 1140.0916 | 1140.4661 | 1140.8905 | 1141.2449 | 1142.1216 |  | 7.5833 | 5671.864 | 2734.4066 | 4131.235 | 6000 | 6000 | 6000 | 6000 | 6000 |  | 7.5833 | 0.1 | 0.1 | 0.1 | 0.1 | 0.1 | 0.1 | 0.1 | 0.1 |  | aug | 7.5833 | 1028.9865 | 1027.2629 | 1027.2677 | 1028.0084 | 1029.4169 | 1029.4169 | 1029.4309 | 1029.4449 |  | 7.5833 | 0.080184 | 0.0009828 | 0.016306 | 0.04573 | 0.076885 | 0.10943 | 0.16066 | 0.21257 |  | 7.5833 | 7128.7644 | 1828.9495 | 4023.8364 | 5749.0789 | 7373.9328 | 8327.6683 | 9197.1914 | 9293.8255
7.6667 | 0.032996 | 0.022749 | 0.027822 | 0.030722 | 0.033104 | 0.035266 | 0.038773 | 0.040394 |  | 7.6667 | 1139.8312 | 1138.9276 | 1138.9277 | 1139.3914 | 1139.7634 | 1140.291 | 1140.7371 | 1141.6301 |  | 7.6667 | 5292.5085 | 2773.7719 | 3099.8731 | 4916.7181 | 6000 | 6000 | 6000 | 6000 |  | 7.6667 | 0.1 | 0.1 | 0.1 | 0.1 | 0.1 | 0.1 | 0.1 | 0.1 |  | sep | 7.6667 | 1028.8757 | 1026.8892 | 1027.2565 | 1027.9988 | 1029.4387 | 1029.4387 | 1029.4493 | 1029.4545 |  | 7.6667 | 0.1273 | 0.073459 | 0.10681 | 0.11644 | 0.12597 | 0.14121 | 0.15112 | 0.16853 |  | 7.6667 | 7961.4275 | 3597.2243 | 5225.8294 | 6989.8993 | 8373.6901 | 9064.9676 | 9298.7061 | 9350.4549
7.75 | 0.028627 | 0.011579 | 0.01491 | 0.01931 | 0.026038 | 0.036798 | 0.049125 | 0.068099 |  | 7.75 | 1139.3788 | 1138.972 | 1138.972 | 1138.9723 | 1139.104 | 1139.6208 | 1140.4045 | 1141.228 |  | 7.75 | 2847.2529 | 0 | 0 | 0 | 3683.8612 | 5070.8621 | 6000 | 6000 |  | 7.75 | 0.058 | 0 | 0 | 0 | 0.1 | 0.1 | 0.1 | 0.1 |  | oct | 7.75 | 1027.7945 | 1026.6946 | 1026.8838 | 1027.2596 | 1028.01 | 1028.01 | 1028.1877 | 1029.4763 |  | 7.75 | 0.12053 | 0.0026552 | 0.014537 | 0.061308 | 0.11913 | 0.16912 | 0.24189 | 0.30734 |  | 7.75 | 3482.2375 | 0 | 0 | 1346.96 | 2988.9646 | 5482.4701 | 7954.8849 | 8137.9317
7.8333 | 0.025599 | 0.016941 | 0.018673 | 0.021031 | 0.02464 | 0.028979 | 0.034761 | 0.054042 |  | 7.8333 | 1139.5293 | 1138.9962 | 1138.9962 | 1138.9962 | 1139.4381 | 1140.0073 | 1140.1132 | 1140.6117 |  | 7.8333 | 872.5229 | 0 | 0 | 0 | 0 | 0 | 5661.7454 | 6000 |  | 7.8333 | 0.02 | 0 | 0 | 0 | 0 | 0 | 0.1 | 0.1 |  | nov | 7.8333 | 1028.0331 | 1026.5973 | 1026.6919 | 1027.2655 | 1027.2683 | 1029.4973 | 1029.4977 | 1029.4977 |  | 7.8333 | 0.10758 | 0.011548 | 0.046837 | 0.075978 | 0.093186 | 0.11968 | 0.20813 | 0.28818 |  | 7.8333 | 1091.1268 | 0 | 0 | 472.6652 | 659.1492 | 931.1387 | 3979.0665 | 6380.9092
7.9167 | 0.021816 | 0.013273 | 0.015623 | 0.018588 | 0.020965 | 0.024445 | 0.029479 | 0.047294 |  | 7.9167 | 1140.0154 | 1139 | 1139 | 1139.7463 | 1139.8376 | 1140.6255 | 1140.8225 | 1140.9012 |  | 7.9167 | 67.2841 | 0 | 0 | 0 | 0 | 0 | 0 | 1752.8202 |  | 7.9167 | 0.00055946 | 0 | 0 | 0 | 0 | 0 | 0 | 0.016268 |  | dec | 7.9167 | 1028.2581 | 1026.5487 | 1026.5959 | 1026.8884 | 1028.9769 | 1029.5 | 1029.5 | 1029.5 |  | 7.9167 | 0.1064 | 0.019843 | 0.042654 | 0.077687 | 0.093518 | 0.12059 | 0.20174 | 0.28221 |  | 7.9167 | 468.2757 | 0 | 0 | 382.5864 | 445.8564 | 560.9364 | 1112.4022 | 2257.0735
8 | 0.027854 | 0.015732 | 0.018695 | 0.02322 | 0.027115 | 0.033233 | 0.038712 | 0.042392 |  | 8 | 1140.5777 | 1139.3064 | 1139.7073 | 1140.3362 | 1140.4817 | 1141.0989 | 1141.3712 | 1141.5078 |  | 8 | 0 | 0 | 0 | 0 | 0 | 0 | 0 | 0 |  | 8 | 0 | 0 | 0 | 0 | 0 | 0 | 0 | 0 |  | jan | 8 | 1028.2526 | 1026.5243 | 1026.548 | 1026.6942 | 1029.0011 | 1029.5 | 1029.5 | 1029.5 |  | 8 | 0.13287 | 0.045211 | 0.069834 | 0.10051 | 0.11551 | 0.15344 | 0.23433 | 0.31373 |  | 8 | 935.4027 | 0 | 239.109 | 354.153 | 438.6416 | 2000.8495 | 2137.6133 | 2149.2787
8.0833 | 0.025334 | 0.014977 | 0.018351 | 0.021413 | 0.023368 | 0.027648 | 0.037605 | 0.059921 |  | 8.0833 | 1141.0569 | 1139.8082 | 1140.2642 | 1140.7891 | 1141.0205 | 1141.4668 | 1141.8546 | 1142.2556 |  | 8.0833 | 0 | 0 | 0 | 0 | 0 | 0 | 0 | 0 |  | 8.0833 | 0 | 0 | 0 | 0 | 0 | 0 | 0 | 0 |  | feb | 8.0833 | 1027.7574 | 1026.5122 | 1026.5239 | 1026.5972 | 1027.906 | 1028.2648 | 1029.5 | 1029.5 |  | 8.0833 | 0.074269 | 3.0734e-06 | 3.3469e-05 | 0.030476 | 0.06529 | 0.10371 | 0.18224 | 0.31983 |  | 8.0833 | 223.2657 | 0 | 0 | 0 | 0 | 248.2884 | 1097.7344 | 2008.6895
8.1667 | 0.028873 | 0.014658 | 0.018028 | 0.023417 | 0.028351 | 0.033084 | 0.040979 | 0.055119 |  | 8.1667 | 1141.4234 | 1140.1912 | 1140.574 | 1141.0911 | 1141.4099 | 1141.7808 | 1142.3547 | 1143.0876 |  | 8.1667 | 0 | 0 | 0 | 0 | 0 | 0 | 0 | 0 |  | 8.1667 | 0 | 0 | 0 | 0 | 0 | 0 | 0 | 0 |  | mar | 8.1667 | 1027.7691 | 1026.512 | 1026.5281 | 1026.7938 | 1027.4502 | 1028.2882 | 1029.5 | 1029.5 |  | 8.1667 | 0.082951 | 2.9061e-06 | 0.00047093 | 0.028568 | 0.073625 | 0.12505 | 0.20449 | 0.29085 |  | 8.1667 | 231.5142 | 0 | 0 | 0 | 195.8829 | 289.4341 | 1073.1175 | 1298.6171
8.25 | 0.025637 | 0.013012 | 0.019328 | 0.023114 | 0.025201 | 0.028293 | 0.033707 | 0.037251 |  | 8.25 | 1141.8439 | 1140.5394 | 1140.9064 | 1141.3645 | 1141.8333 | 1142.2189 | 1142.9917 | 1143.6548 |  | 8.25 | 0 | 0 | 0 | 0 | 0 | 0 | 0 | 0 |  | 8.25 | 0 | 0 | 0 | 0 | 0 | 0 | 0 | 0 |  | apr | 8.25 | 1027.7622 | 1026.506 | 1026.5142 | 1026.8654 | 1027.3422 | 1028.5222 | 1029.4915 | 1029.4922 |  | 8.25 | 0.066617 | 3.3397e-07 | 0.00031002 | 0.011917 | 0.052668 | 0.10759 | 0.19161 | 0.21946 |  | 8.25 | 168.6807 | 0 | 0 | 0 | 0 | 278.4061 | 534.9479 | 1271.5917
8.3333 | 0.027818 | 0.007528 | 0.0077996 | 0.017366 | 0.027332 | 0.03782 | 0.053179 | 0.064875 |  | 8.3333 | 1142.3483 | 1140.8943 | 1141.238 | 1141.7932 | 1142.4446 | 1142.8434 | 1143.385 | 1144.2441 |  | 8.3333 | 6000 | 6000 | 6000 | 6000 | 6000 | 6000 | 6000 | 6000 |  | 8.3333 | 0.1 | 0.1 | 0.1 | 0.1 | 0.1 | 0.1 | 0.1 | 0.1 |  | may | 8.3333 | 1027.8239 | 1026.5031 | 1026.51 | 1026.7546 | 1027.4294 | 1028.7817 | 1029.4531 | 1029.4623 |  | 8.3333 | 0.026747 | 5.3512e-08 | 6.1679e-05 | 0.00059805 | 0.0014226 | 0.042767 | 0.11096 | 0.1555 |  | 8.3333 | 6179.6973 | 4146.8277 | 4432.7996 | 4883.6045 | 5931.2608 | 7691.5266 | 7970.959 | 8122.982
8.4167 | 0.025909 | 0.010389 | 0.013378 | 0.019825 | 0.025522 | 0.031501 | 0.039846 | 0.052657 |  | 8.4167 | 1141.541 | 1140.2009 | 1140.5605 | 1141.1533 | 1141.6122 | 1141.8564 | 1142.6663 | 1143.7662 |  | 8.4167 | 6000 | 6000 | 6000 | 6000 | 6000 | 6000 | 6000 | 6000 |  | 8.4167 | 0.1 | 0.1 | 0.1 | 0.1 | 0.1 | 0.1 | 0.1 | 0.1 |  | jun | 8.4167 | 1029.2297 | 1026.5015 | 1026.5244 | 1029.4208 | 1029.4355 | 1029.4438 | 1029.4481 | 1029.4481 |  | 8.4167 | 0.083492 | 0.015669 | 0.050946 | 0.064099 | 0.081988 | 0.097666 | 0.12817 | 0.14255 |  | 8.4167 | 7912.3836 | 4210.6434 | 7508.099 | 7646.7363 | 7705.6865 | 7837.9822 | 9418.4828 | 9546.8454
8.5 | 0.026385 | 0.010976 | 0.014486 | 0.021154 | 0.02625 | 0.031025 | 0.041229 | 0.044592 |  | 8.5 | 1141.052 | 1139.3177 | 1139.959 | 1140.6709 | 1141.1389 | 1141.4545 | 1141.9569 | 1143.5515 |  | 8.5 | 5978.4598 | 4138.6518 | 6000 | 6000 | 6000 | 6000 | 6000 | 6000 |  | 8.5 | 0.1 | 0.1 | 0.1 | 0.1 | 0.1 | 0.1 | 0.1 | 0.1 |  | jul | 8.5 | 1029.0258 | 1026.5007 | 1028.0009 | 1029.4048 | 1029.4049 | 1029.405 | 1029.4089 | 1029.4376 |  | 8.5 | 0.088774 | 0.01656 | 0.030292 | 0.067927 | 0.087607 | 0.11272 | 0.13321 | 0.16734 |  | 8.5 | 7804.0261 | 4147.6128 | 5842.4582 | 7472.6245 | 7557.8209 | 8738.5036 | 9266.8235 | 9311.5859
8.5833 | 0.023906 | 0.0096301 | 0.011611 | 0.01662 | 0.02201 | 0.030455 | 0.040583 | 0.045862 |  | 8.5833 | 1140.4714 | 1138.9016 | 1139.1929 | 1140.1082 | 1140.5729 | 1140.9243 | 1141.4548 | 1143.2817 |  | 8.5833 | 5685.3209 | 2906.9877 | 4237.7993 | 6000 | 6000 | 6000 | 6000 | 6000 |  | 8.5833 | 0.1 | 0.1 | 0.1 | 0.1 | 0.1 | 0.1 | 0.1 | 0.1 |  | aug | 8.5833 | 1028.7667 | 1026.5004 | 1027.2628 | 1027.9926 | 1029.4169 | 1029.4169 | 1029.4309 | 1029.4453 |  | 8.5833 | 0.073471 | 0.0045474 | 0.0060265 | 0.042243 | 0.070391 | 0.10348 | 0.15302 | 0.17508 |  | 8.5833 | 6875.194 | 2500.0219 | 4442.8031 | 5576.6147 | 7326.6857 | 7590.6402 | 9145.3377 | 9247.3323
8.6667 | 0.032827 | 0.020441 | 0.027002 | 0.030564 | 0.032629 | 0.035234 | 0.039565 | 0.041676 |  | 8.6667 | 1139.9056 | 1138.9276 | 1138.9277 | 1139.3516 | 1139.897 | 1140.3771 | 1140.9342 | 1142.7721 |  | 8.6667 | 5280.504 | 2775.3631 | 3098.1674 | 4810.7234 | 6000 | 6000 | 6000 | 6000 |  | 8.6667 | 0.1 | 0.1 | 0.1 | 0.1 | 0.1 | 0.1 | 0.1 | 0.1 |  | sep | 8.6667 | 1028.8875 | 1026.5248 | 1027.2565 | 1027.9988 | 1029.4387 | 1029.4473 | 1029.4545 | 1029.4597 |  | 8.6667 | 0.12668 | 0.076808 | 0.10718 | 0.11683 | 0.12609 | 0.13833 | 0.15122 | 0.16205 |  | 8.6667 | 7999.2491 | 3595.2198 | 5141.4611 | 7219.9825 | 8406.1187 | 9151.0592 | 9301.2182 | 9340.7816
8.75 | 0.030539 | 0.013789 | 0.015363 | 0.021443 | 0.026729 | 0.039096 | 0.052969 | 0.067792 |  | 8.75 | 1139.4622 | 1138.9708 | 1138.972 | 1138.9723 | 1139.21 | 1139.8345 | 1140.4998 | 1142.1924 |  | 8.75 | 3074.4423 | 0 | 0 | 0 | 3964.565 | 6000 | 6000 | 6000 |  | 8.75 | 0.06 | 0 | 0 | 0 | 0.1 | 0.1 | 0.1 | 0.1 |  | oct | 8.75 | 1027.7621 | 1026.693 | 1026.8838 | 1027.2596 | 1028.01 | 1028.0154 | 1028.0181 | 1029.4763 |  | 8.75 | 0.12182 | 0.00085113 | 0.014215 | 0.074367 | 0.12461 | 0.1586 | 0.23422 | 0.34764 |  | 8.75 | 3782.9093 | 0 | 0 | 1363.2882 | 3426.5297 | 5811.254 | 8019.3728 | 8138.2756
8.8333 | 0.025482 | 0.014333 | 0.018279 | 0.021371 | 0.024876 | 0.028748 | 0.033776 | 0.040584 |  | 8.8333 | 1139.5417 | 1138.9962 | 1138.9962 | 1138.9962 | 1139.4956 | 1140.0062 | 1140.097 | 1141.5524 |  | 8.8333 | 1094.5534 | 0 | 0 | 0 | 0 | 2638.9322 | 5252.2504 | 6000 |  | 8.8333 | 0.027 | 0 | 0 | 0 | 0 | 0.1 | 0.1 | 0.1 |  | nov | 8.8333 | 1027.9432 | 1026.5964 | 1026.6919 | 1027.2655 | 1027.2683 | 1029.4971 | 1029.4977 | 1029.4978 |  | 8.8333 | 0.10065 | 0.0068414 | 0.035209 | 0.082058 | 0.093627 | 0.11601 | 0.17437 | 0.31074 |  | 8.8333 | 1169.1691 | 0 | 0 | 463.7703 | 666.0996 | 1211.2897 | 4059.8693 | 5828.6951
8.9167 | 0.021688 | 0.013508 | 0.015365 | 0.018631 | 0.020893 | 0.024442 | 0.029278 | 0.035187 |  | 8.9167 | 1139.9638 | 1139 | 1139 | 1139.7104 | 1139.8635 | 1140.6362 | 1140.7637 | 1140.9172 |  | 8.9167 | 72.38 | 0 | 0 | 0 | 0 | 0 | 0 | 1946.1369 |  | 8.9167 | 0.00059641 | 0 | 0 | 0 | 0 | 0 | 0 | 0.015933 |  | dec | 8.9167 | 1028.2939 | 1026.5482 | 1026.5959 | 1026.8884 | 1029.0613 | 1029.5 | 1029.5 | 1029.5 |  | 8.9167 | 0.098924 | 0.015707 | 0.029397 | 0.082984 | 0.093017 | 0.10831 | 0.17142 | 0.29823 |  | 8.9167 | 506.7061 | 0 | 0 | 175.6016 | 462.6452 | 538.8143 | 2175.1252 | 4192.4219
9 | 0.028261 | 0.016598 | 0.019049 | 0.022829 | 0.027507 | 0.03309 | 0.038609 | 0.04531 |  | 9 | 1140.5322 | 1139.2765 | 1139.667 | 1140.2695 | 1140.499 | 1141.0957 | 1141.2227 | 1141.5394 |  | 9 | 0 | 0 | 0 | 0 | 0 | 0 | 0 | 0 |  | 9 | 0 | 0 | 0 | 0 | 0 | 0 | 0 | 0 |  | jan | 9 | 1028.2679 | 1026.5242 | 1026.548 | 1026.6949 | 1028.9684 | 1029.5 | 1029.5 | 1029.5 |  | 9 | 0.12512 | 0.039444 | 0.058299 | 0.10429 | 0.11729 | 0.14139 | 0.20186 | 0.32458 |  | 9 | 1011.121 | 0 | 128.0727 | 354.8173 | 552.3511 | 2037.5522 | 2101.3556 | 2180.6676
9.0833 | 0.024248 | 0.016476 | 0.018847 | 0.02144 | 0.023128 | 0.025432 | 0.035239 | 0.051603 |  | 9.0833 | 1141.0152 | 1139.7615 | 1140.2444 | 1140.6169 | 1141.0149 | 1141.4921 | 1141.7196 | 1142.337 |  | 9.0833 | 0 | 0 | 0 | 0 | 0 | 0 | 0 | 0 |  | 9.0833 | 0 | 0 | 0 | 0 | 0 | 0 | 0 | 0 |  | feb | 9.0833 | 1027.6936 | 1026.5121 | 1026.5239 | 1026.5977 | 1028.0067 | 1028.0414 | 1029.5 | 1029.5 |  | 9.0833 | 0.07019 | 3.039e-06 | 1.836e-05 | 0.027357 | 0.064987 | 0.097702 | 0.16797 | 0.21732 |  | 9.0833 | 169.0086 | 0 | 0 | 0 | 0 | 240.0086 | 1076.9926 | 1126.2762
9.1667 | 0.027925 | 0.01429 | 0.01706 | 0.024352 | 0.027648 | 0.032146 | 0.039937 | 0.044913 |  | 9.1667 | 1141.3768 | 1140.1322 | 1140.575 | 1140.9961 | 1141.3759 | 1141.7975 | 1142.1772 | 1143.1487 |  | 9.1667 | 0 | 0 | 0 | 0 | 0 | 0 | 0 | 0 |  | 9.1667 | 0 | 0 | 0 | 0 | 0 | 0 | 0 | 0 |  | mar | 9.1667 | 1027.7483 | 1026.512 | 1026.5397 | 1026.7756 | 1027.4521 | 1028.2749 | 1029.5 | 1029.5 |  | 9.1667 | 0.08202 | 2.2612e-05 | 0.00052897 | 0.038559 | 0.068411 | 0.11495 | 0.22538 | 0.29968 |  | 9.1667 | 209.2462 | 0 | 0 | 0 | 0 | 265.3991 | 709.9539 | 1957.4774
9.25 | 0.025729 | 0.016202 | 0.019459 | 0.02268 | 0.0247 | 0.02835 | 0.036044 | 0.039516 |  | 9.25 | 1141.8009 | 1140.4811 | 1140.9023 | 1141.3007 | 1141.8019 | 1142.2491 | 1142.8743 | 1143.7264 |  | 9.25 | 0 | 0 | 0 | 0 | 0 | 0 | 0 | 0 |  | 9.25 | 0 | 0 | 0 | 0 | 0 | 0 | 0 | 0 |  | apr | 9.25 | 1027.7611 | 1026.506 | 1026.5198 | 1026.8969 | 1027.4851 | 1028.4915 | 1029.4915 | 1029.4937 |  | 9.25 | 0.067717 | 0.00037404 | 0.00053258 | 0.016754 | 0.055888 | 0.10183 | 0.18351 | 0.27999 |  | 9.25 | 153.9993 | 0 | 0 | 0 | 0 | 266.3481 | 466.5675 | 1416.7739
9.3333 | 0.025149 | 0.0074493 | 0.0077748 | 0.01491 | 0.024161 | 0.031314 | 0.048697 | 0.06394 |  | 9.3333 | 1142.2974 | 1140.8235 | 1141.2517 | 1141.6776 | 1142.2849 | 1142.8451 | 1143.4287 | 1144.3284 |  | 9.3333 | 6000 | 6000 | 6000 | 6000 | 6000 | 6000 | 6000 | 6000 |  | 9.3333 | 0.1 | 0.1 | 0.1 | 0.1 | 0.1 | 0.1 | 0.1 | 0.1 |  | may | 9.3333 | 1027.8352 | 1026.5031 | 1026.5099 | 1026.9485 | 1027.4836 | 1028.7214 | 1029.4531 | 1029.4536 |  | 9.3333 | 0.026963 | 2.3427e-06 | 4.7406e-05 | 0.00061132 | 0.0010109 | 0.037062 | 0.11776 | 0.21423 |  | 9.3333 | 6256.9507 | 4356.0753 | 4408.8695 | 5145.1834 | 6202.7166 | 7560.675 | 7976.5462 | 8122.2356
9.4167 | 0.025253 | 0.0097934 | 0.012354 | 0.018868 | 0.025282 | 0.030451 | 0.039147 | 0.054186 |  | 9.4167 | 1141.4978 | 1140.1108 | 1140.5669 | 1141.0918 | 1141.5828 | 1141.8591 | 1142.7329 | 1143.8477 |  | 9.4167 | 6000 | 6000 | 6000 | 6000 | 6000 | 6000 | 6000 | 6000 |  | 9.4167 | 0.1 | 0.1 | 0.1 | 0.1 | 0.1 | 0.1 | 0.1 | 0.1 |  | jun | 9.4167 | 1029.1635 | 1026.5031 | 1026.5198 | 1029.4208 | 1029.4319 | 1029.4424 | 1029.448 | 1029.4481 |  | 9.4167 | 0.082072 | 0.037792 | 0.051062 | 0.064021 | 0.076207 | 0.09616 | 0.12825 | 0.13212 |  | 9.4167 | 7816.5138 | 4066.7079 | 5827.7527 | 7641.9592 | 7720.8574 | 7830.2768 | 9354.1366 | 9562.9667
9.5 | 0.024932 | 0.0086429 | 0.013228 | 0.019925 | 0.024683 | 0.02901 | 0.036637 | 0.041343 |  | 9.5 | 1141.011 | 1139.3107 | 1139.9797 | 1140.6396 | 1141.0774 | 1141.4036 | 1142.1631 | 1143.6292 |  | 9.5 | 5975.195 | 4109.603 | 6000 | 6000 | 6000 | 6000 | 6000 | 6000 |  | 9.5 | 0.1 | 0.1 | 0.1 | 0.1 | 0.1 | 0.1 | 0.1 | 0.1 |  | jul | 9.5 | 1029.0282 | 1026.5015 | 1028.0009 | 1029.4048 | 1029.4049 | 1029.405 | 1029.4075 | 1029.4376 |  | 9.5 | 0.076563 | 0.0066769 | 0.023389 | 0.05595 | 0.074633 | 0.095258 | 0.13185 | 0.16096 |  | 9.5 | 7424.9031 | 3451.4553 | 5694.03 | 7430.9694 | 7505.3167 | 7597.7825 | 9212.2744 | 9311.5868
9.5833 | 0.024066 | 0.0064784 | 0.011079 | 0.018049 | 0.023026 | 0.029761 | 0.04003 | 0.05298 |  | 9.5833 | 1140.4232 | 1138.9017 | 1139.2224 | 1140.0315 | 1140.5004 | 1140.8674 | 1141.6809 | 1143.3569 |  | 9.5833 | 5676.269 | 2727.4669 | 4322.3217 | 6000 | 6000 | 6000 | 6000 | 6000 |  | 9.5833 | 0.1 | 0.1 | 0.1 | 0.1 | 0.1 | 0.1 | 0.1 | 0.1 |  | aug | 9.5833 | 1029.0871 | 1026.5062 | 1027.2673 | 1029.4165 | 1029.4169 | 1029.4169 | 1029.4309 | 1029.4453 |  | 9.5833 | 0.07457 | 0.00041988 | 0.006052 | 0.044087 | 0.073146 | 0.099942 | 0.15753 | 0.21169 |  | 9.5833 | 7080.4187 | 2146.3762 | 4849.4607 | 5929.6665 | 7324.3541 | 7582.0694 | 9120.759 | 9243.1083
9.6667 | 0.033036 | 0.021912 | 0.026914 | 0.030104 | 0.032661 | 0.036087 | 0.039235 | 0.044075 |  | 9.6667 | 1139.8581 | 1138.9277 | 1138.9277 | 1139.3358 | 1139.7656 | 1140.2965 | 1141.1721 | 1142.8898 |  | 9.6667 | 5284.2515 | 2765.92 | 3100.8191 | 4786.7697 | 6000 | 6000 | 6000 | 6000 |  | 9.6667 | 0.1 | 0.1 | 0.1 | 0.1 | 0.1 | 0.1 | 0.1 | 0.1 |  | sep | 9.6667 | 1029.0235 | 1026.889 | 1027.2566 | 1028.0131 | 1029.4387 | 1029.4387 | 1029.4545 | 1029.4597 |  | 9.6667 | 0.1253 | 0.093761 | 0.10221 | 0.11515 | 0.12458 | 0.13571 | 0.14546 | 0.16378 |  | 9.6667 | 8046.4446 | 3590.4949 | 5269.0518 | 7509.7401 | 8374.7161 | 9130.5287 | 9306.4871 | 9340.7816
9.75 | 0.031807 | 0.013136 | 0.016897 | 0.023262 | 0.02804 | 0.038646 | 0.05353 | 0.080636 |  | 9.75 | 1139.4114 | 1138.9657 | 1138.972 | 1138.9723 | 1139.1233 | 1139.6588 | 1140.8041 | 1142.3052 |  | 9.75 | 2914.8901 | 0 | 0 | 0 | 3727.5138 | 5270.4047 | 6000 | 6000 |  | 9.75 | 0.059 | 0 | 0 | 0 | 0.1 | 0.1 | 0.1 | 0.1 |  | oct | 9.75 | 1027.8579 | 1026.6946 | 1026.8842 | 1027.5071 | 1028.01 | 1028.01 | 1028.1747 | 1029.4763 |  | 9.75 | 0.13604 | 0.00075038 | 0.033435 | 0.09278 | 0.14004 | 0.18142 | 0.2285 | 0.32327 |  | 9.75 | 3863.9433 | 0 | 0 | 1671.0912 | 3448.7262 | 5664.2717 | 7944.025 | 8900.7535
9.8333 | 0.026088 | 0.017255 | 0.018013 | 0.021659 | 0.026105 | 0.029978 | 0.035527 | 0.045568 |  | 9.8333 | 1139.5422 | 1138.9962 | 1138.9962 | 1138.9962 | 1139.4355 | 1140.0085 | 1140.325 | 1141.6139 |  | 9.8333 | 834.8073 | 0 | 0 | 0 | 0 | 0 | 5825.1683 | 6000 |  | 9.8333 | 0.019 | 0 | 0 | 0 | 0 | 0 | 0.1 | 0.1 |  | nov | 9.8333 | 1027.8324 | 1026.5973 | 1026.885 | 1027.2655 | 1027.2655 | 1028.7456 | 1029.4973 | 1029.4978 |  | 9.8333 | 0.11152 | 0.0052784 | 0.055517 | 0.08891 | 0.10101 | 0.13305 | 0.19601 | 0.22652 |  | 9.8333 | 1134.5114 | 0 | 0 | 486.8297 | 792.3163 | 920.6557 | 4456.4666 | 7475.1418
9.9167 | 0.022921 | 0.014242 | 0.016341 | 0.019867 | 0.021972 | 0.025663 | 0.030452 | 0.03492 |  | 9.9167 | 1140.0463 | 1139 | 1139 | 1139.7681 | 1139.9247 | 1140.6317 | 1140.7344 | 1140.9067 |  | 9.9167 | 104.8353 | 0 | 0 | 0 | 0 | 0 | 1583.557 | 1943.8077 |  | 9.9167 | 0.00096088 | 0 | 0 | 0 | 0 | 0 | 0.014544 | 0.016921 |  | dec | 9.9167 | 1027.9936 | 1026.5486 | 1026.6925 | 1026.8884 | 1027.2754 | 1029.5 | 1029.5 | 1029.5 |  | 9.9167 | 0.10911 | 0.012937 | 0.054859 | 0.087696 | 0.09976 | 0.12933 | 0.1895 | 0.21733 |  | 9.9167 | 553.9644 | 0 | 0 | 396.3962 | 476.7545 | 591.0184 | 2106.483 | 3901.5739
10 | 0.027343 | 0.012275 | 0.019214 | 0.023189 | 0.027314 | 0.030717 | 0.037787 | 0.044461 |  | 10 | 1140.5966 | 1139.2565 | 1139.6908 | 1140.3525 | 1140.5574 | 1141.1067 | 1141.2402 | 1141.4908 |  | 10 | 0 | 0 | 0 | 0 | 0 | 0 | 0 | 0 |  | 10 | 0 | 0 | 0 | 0 | 0 | 0 | 0 | 0 |  | jan | 10 | 1027.9501 | 1026.5243 | 1026.5963 | 1026.6942 | 1027.3007 | 1029.5 | 1029.5 | 1029.5 |  | 10 | 0.13563 | 0.038209 | 0.078563 | 0.10613 | 0.12297 | 0.15925 | 0.21829 | 0.24411 |  | 10 | 825.2169 | 114.2805 | 257.6285 | 360.6436 | 432.0373 | 1282.8782 | 2095.5834 | 2142.27
Note on A2: GoldSim Version: 10.50.200 Model: C:\Projects\Faro\Model\Current Model\FMC_WB_WQModel_V2.0\X14Analysis\FMC_WB_WQModel_V2.07_S6e.gsm Element ID: \Faro_SWWQM\Results\SingleWQ_4Dash\SingleWQ_X14\R_SingleWQ Element Description: Simulated on: 6/17/2013 17:07:40 Exported on: 6/17/2013 17:08:13 # of Realizations: 100 # of Time Values: 121 Time Display Units: yr
Note on L2: GoldSim Version: 10.50.200 Model: C:\Projects\Faro\Model\Current Model\FMC_WB_WQModel_V2.0\X14Analysis\FMC_WB_WQModel_V2.07_S6e.gsm Element ID: \Faro_SWWQM\Results\StorageResults\R_Elev_FaroPit Element Description: Simulated on: 6/17/2013 17:07:40 Exported on: 6/17/2013 17:08:19 # of Realizations: 100 # of Time Values: 121 Time Display Units: yr
Note on W2: GoldSim Version: 10.50.200 Model: C:\Projects\Faro\Model\Current Model\FMC_WB_WQModel_V2.0\X14Analysis\FMC_WB_WQModel_V2.07_S6e.gsm Element ID: \Faro_SWWQM\Results\FlowsResults\R_Faro_WTP Element Description: Simulated on: 6/17/2013 17:07:40 Exported on: 6/17/2013 17:08:16 # of Realizations: 100 # of Time Values: 121 Time Display Units: yr
Note on AH2: GoldSim Version: 10.50.200 Model: C:\Projects\Faro\Model\Current Model\FMC_WB_WQModel_V2.0\X14Analysis\FMC_WB_WQModel_V2.07_S6e.gsm Element ID: \Faro_SWWQM\Results\SingleWQ_4Dash\SingleWQ_EfluentWTP_Faro\R_SingleWQ Element Description: Simulated on: 6/17/2013 17:07:40 Exported on: 6/17/2013 17:08:15 # of Realizations: 100 # of Time Values: 121 Time Display Units: yr
Note on AS2: GoldSim Version: 10.50.200 Model: C:\Projects\Faro\Model\Current Model\FMC_WB_WQModel_V2.0\X14Analysis\FMC_WB_WQModel_V2.07_S6e.gsm Element ID: \Faro_SWWQM\Results\StorageResults\R_Elev_CVD Element Description: Simulated on: 6/17/2013 17:07:40 Exported on: 6/17/2013 17:08:20 # of Realizations: 100 # of Time Values: 121 Time Display Units: yr
Note on BD2: GoldSim Version: 10.50.200 Model: C:\Projects\Faro\Model\Current Model\FMC_WB_WQModel_V2.0\X14Analysis\FMC_WB_WQModel_V2.07_S6e.gsm Element ID: \Faro_SWWQM\Results\SingleWQ_4Dash\SingleWQ_CVD\R_SingleWQ Element Description: Simulated on: 6/17/2013 17:07:40 Exported on: 6/17/2013 17:08:14 # of Realizations: 100 # of Time Values: 121 Time Display Units: yr
Note on BO2: GoldSim Version: 10.50.200 Model: C:\Projects\Faro\Model\Current Model\FMC_WB_WQModel_V2.0\X14Analysis\FMC_WB_WQModel_V2.07_S6e.gsm Element ID: \Faro_SWWQM\Results\FlowsResults\R_Q_CVPOUT Element Description: Simulated on: 6/17/2013 17:07:40 Exported on: 6/17/2013 17:08:17 # of Realizations: 100 # of Time Values: 121 Time Display Units: yr
Note on AH4: GoldSim Version: 10.50.200 Model: C:\Projects\Faro\Model\Current Model\FMC_WB_WQModel_V2.0\X14Analysis\FMC_WB_WQModel_V2.04_S4.gsm Element ID: \Faro_SWWQM\Results\SingleWQ_4Dash\SingleWQ_EfluentWTP_Faro\R_SingleWQ Element Description: Simulated on: 5/10/2013 12:06:40 Exported on: 5/10/2013 12:10:14 # of Realizations: 100 # of Time Values: 121 Time Display Units: yr

## Calcs
| C-6e | - Scenario C-6e
|  | Plot A- Zinc Concentrations at X14 | [6 empty] | Plot C - Faro Pit Elevation |  |  |  | Plot B - CVP Operation |  |  |  | Plot D - CVP Zinc Concentration |  |  |  | Plot D - CVP Discharges
|  | Plot A- Zinc Concentrations at X14 - Scenario C-6e | [6 empty] | Plot C - Faro Pit Elevation - Scenario C-6e |  |  |  | Plot B - CVP Operation - Scenario C-6e |  |  |  | Plot D - CVP Zinc Concentration - Scenario C-6e |  |  |  | Plot D - CVP Discharges | [7 empty] | X2 Zinc
[9 empty] | 2004-01-15 | 1141.6951 |  |  | 2004-02-12 | 1030.329 |  |  | 2004-04-14 | 0.2415 |  |  | 2005-01-31 |  | 0 |  | Date/Time | CVP_Outflow [l/s] | 31778 | 1987-01-01 | 0.05
[9 empty] | 2004-01-30 | 1141.7956 |  |  | 2004-02-23 | 1030.23 |  |  | 2004-07-12 | 0.11 |  |  | 2005-02-28 | 110.2678 | 1747.7804 |  | 2004-02-12 | 0 |  | 1987-02-01 | 0.07
| 27395 | 1975-01-01 | [6 empty] | 2004-02-15 | 1141.884 |  |  | 2004-02-29 | 1030.065 |  |  | 2004-08-09 | 0.17 |  |  | 2005-03-31 | 267.8995 | 4246.2935 |  | 2004-02-13 | 21.343 |  | 1987-03-01 | 0.06
| 27548 | 1975-06-03 | 0.1 | 0-0.1 | 0.1 | 750 | 84.55% |  | 2004-02-29 | 1141.945 |  |  | 2004-03-04 | 1030.038 |  |  | 2004-10-12 | 0.4 |  |  | 2005-04-30 | 0 | 0 |  | 2004-02-14 | 21.343 |  | 1987-04-01 | 0.04 | 0.04
|  | 1975-06-11 | 0.08 | 0.1-0.2 | 0.2 | 117 | 13.19% |  | 2004-03-15 | 1142.0364 |  |  | 2004-03-08 | 1029.715 |  |  | 2004-10-26 |  |  |  | 2005-05-31 | 297.432 | 4714.3939 |  | 2004-02-15 | 21.343 |  | 1987-05-01 | 0.1
|  | 1975-06-17 | 0.04 | 0.2-0.3 | 0.3 | 8 | 0.9019% |  | 2004-03-31 | 1142.1248 |  |  | 2004-04-19 | 1030.165 |  |  | 2004-11-15 | 0.52 |  |  | 2005-06-30 | 435.828 | 6908.0151 |  | 2004-02-16 | 21.343 |  | 1987-06-01 | 0.03
|  | 1975-07-02 | 0.05 | 0.3-0.4 | 0.4 | 4 | 0.451% |  | 2004-04-15 | 1142.1858 |  |  | 2004-04-22 | 1030.3 |  |  | 2005-01-21 | 0.4 |  |  | 2005-07-31 | 351.6432 | 5573.6583 |  | 2004-02-17 | 21.343 |  | 1987-07-01 | 0.03
|  | 1975-07-08 | 0.1 | 0.4-0.5 | 0.5 | 0 | 0% |  | 2004-04-30 | 1142.2742 |  |  | 2004-04-23 | 1030.27 |  |  | 2005-02-08 | 0.27 |  |  | 2005-08-31 | 273.2532 | 4331.1515 |  | 2004-02-18 | 21.343 |  | 1987-08-01 | 0.05
|  | 1975-07-16 | 0.02 | 0.5-1 | 1 | 7 | 0.7892% |  | 2004-05-15 | 1142.4662 |  |  | 2004-04-26 | 1030.15 |  |  | 2005-04-11 | 0.22 |  |  | 2005-09-30 | 274.1472 | 4345.3219 |  | 2004-02-19 | 21.343 |  | 1987-08-11 | 0.05
|  | 1975-07-24 | 0.02 | 1-2 | 2 | 1 | 0.1127% |  | 2004-05-18 | 1142.515 |  |  | 2004-04-30 | 1029.882 |  |  | 2005-05-31 | 0.2 |  |  | 2005-10-31 | 36.7835 | 583.0308 |  | 2004-02-20 | 21.343 |  | 1987-09-01 | 0.04
|  | 1975-07-28 | 0.01 |  | 10 | 0 | 0% |  | 2004-05-23 | 1142.4754 |  |  | 2004-05-03 | 1029.795 |  |  | 2005-11-02 | 0.65 |  |  | 2005-11-30 | 0 | 0 |  | 2004-02-21 | 21.343 |  | 1987-09-08 | 0.04
|  | 1975-08-05 | 0.01 |  | 20 | 0 | 0% |  | 2004-05-25 | 1142.4357 |  |  | 2004-05-06 | 1029.702 |  |  | 2005-12-15 | 0.61 |  |  | 2005-12-31 | 0 | 0 |  | 2004-02-22 | 21.343 |  | 1987-10-01 | 0.06
|  | 1975-08-12 | 0.01 | [5 empty] | 2004-05-31 | 1142.326 |  |  | 2004-05-10 | 1029.61 |  |  | 2006-01-23 | 0.39 |  |  | 2006-01-31 | 0 | 0 |  | 2004-02-23 | 21.343 |  | 1987-10-06 | 0.06
|  | 1975-08-19 | 0.07 |  |  | 887 |  |  | 2004-06-07 | 1142.2711 |  |  | 2004-05-11 | 1029.644 |  |  | 2006-02-14 |  |  |  | 2006-02-28 | 0 | 0 |  | 2004-02-24 | 65.213 |  | 1987-11-01 | 0.05
|  | 1975-08-27 | 0.01 | [5 empty] | 2004-06-14 | 1142.1949 |  |  | 2004-05-12 | 1029.645 |  |  | 2006-03-24 | 0.59 |  |  | 2006-03-31 | 0 | 0 |  | 2004-02-25 | 65.213 |  | 1987-11-10 | 0.05
|  | 1975-09-02 | 146 | [5 empty] | 2004-06-21 | 1142.0608 |  |  | 2004-05-13 | 1029.658 |  |  | 2006-04-25 | 0.049 |  |  | 2006-04-30 | 0 | 0 |  | 2004-02-26 | 65.213 |  | 1987-12-01 | 0.02
|  | 1975-09-09 | 0.03 | [5 empty] | 2004-06-28 | 1142.0944 |  |  | 2004-05-16 | 1029.642 |  |  | 2006-05-18 | 0.047 |  |  | 2006-05-31 | 286.9323 | 4547.9689 |  | 2004-02-27 | 65.213 |  | 1987-12-09 | 0.02
|  | 1975-09-16 | 0.08 | [5 empty] | 2004-07-05 | 1142.1462 |  |  | 2004-05-21 | 1029.61 |  |  | 2006-09-12 | 0.23 |  |  | 2006-06-30 | 286.3384 | 4538.5554 |  | 2004-02-28 | 65.213 |  | 1988-01-27 | 0.045
|  | 1975-09-24 | 0.01 | [5 empty] | 2004-07-09 | 1142.1797 |  |  | 2004-05-28 | 1029.73 |  |  | 2006-10-17 | 0.49 |  |  | 2006-07-31 | 314.195 | 4980.0929 |  | 2004-02-29 | 65.213 |  | 1988-02-17 | 0.036
|  | 1975-10-14 | 0.01 | [5 empty] | 2004-07-12 | 1142.1949 |  |  | 2004-06-02 | 1029.803 |  |  | 2006-11-14 | 0.5 |  |  | 2006-08-31 | 234.7973 | 3721.6128 |  | 2004-03-01 | 16.007 |  | 1988-03-24 | 0.035
|  | 1977-01-04 | 0.02 | [5 empty] | 2004-07-19 | 1142.0669 |  |  | 2004-06-07 | 1029.868 |  |  | 2006-12-13 | 0.35 |  |  | 2006-09-30 | 93.8675 | 1487.8302 |  | 2004-03-02 | 16.007 |  | 1988-04-25 | 0.15 | 0.15
|  | 1977-01-11 | 0.1 | [5 empty] | 2004-07-26 | 1142.1157 |  |  | 2004-06-21 | 1029.698 |  |  | 2007-01-16 | 0.39 |  |  | 2006-10-31 | 0 | 0 |  | 2004-03-03 | 16.007 |  | 1988-05-25 | 0.017
|  | 1977-01-13 | 0.03 | [5 empty] | 2004-07-31 | 1142.1553 |  |  | 2004-07-08 | 1029.868 |  |  | 2007-02-15 | 0.3 |  |  | 2006-11-30 | 0 | 0 |  | 2004-03-04 | 16.007 |  | 1988-06-07 | 0.015
|  | 1977-01-17 | 0.06 | [5 empty] | 2004-08-15 | 1142.2407 |  |  | 2004-07-16 | 1029.805 |  |  | 2007-03-12 | 0.29 |  |  | 2006-12-31 | 0 | 0 |  | 2004-03-05 | 188.19 |  | 1988-07-11 | 0.027
|  | 1977-01-24 | 0.04 | [5 empty] | 2004-08-23 | 1142.2711 |  |  | 2004-07-30 | 1029.74 |  |  | 2007-04-19 | 0.24 |  |  | 2007-01-31 | 0 | 0 |  | 2004-03-06 | 188.19 |  | 1988-08-16 | 0.013
|  | 1977-01-27 | 0.04 | [5 empty] | 2004-08-31 | 1142.0334 |  |  | 2004-08-12 | 1029.868 |  |  | 2007-05-15 | 0.032 |  |  | 2007-02-28 | 0 | 0 |  | 2004-03-07 | 188.19 |  | 1988-09-13 | 0.025
|  | 1977-02-01 | 0.03 | [5 empty] | 2004-09-07 | 1141.8597 |  |  | 2004-08-19 | 1029.93 |  |  | 2007-11-14 | 0.19 |  |  | 2007-03-31 | 0 | 0 |  | 2004-03-08 | 188.19 |  | 1988-10-06 | 0.082
|  | 1977-02-08 | 0.04 | [5 empty] | 2004-09-15 | 1141.689 |  |  | 2004-09-17 | 1028.902 |  |  | 2007-12-10 | 0.21 |  |  | 2007-04-30 | 75.8628 | 1202.4505 |  | 2004-03-09 | 0 |  | 1988-11-01 | 0.021
|  | 1977-02-14 | 0.06 | [5 empty] | 2004-09-18 | 1141.6798 |  |  | 2004-09-24 | 1029.03 |  |  | 2007-12-11 |  |  |  | 2007-05-31 | 182.2493 | 2888.7098 |  | 2004-03-10 | 0 |  | 1988-11-30 | 0.022
|  | 1977-02-21 | 0.05 | [5 empty] | 2004-09-30 | 1141.7499 |  |  | 2004-10-05 | 1029.202 |  |  | 2008-01-08 | 0.16 |  |  | 2007-06-30 | 223.0797 | 3535.8851 |  | 2004-03-11 | 0 |  | 1989-02-07 | 0.025
|  | 1977-03-01 | 0.02 | [5 empty] | 2004-10-15 | 1141.8566 |  |  | 2004-10-08 | 1029.252 |  |  | 2008-02-19 | 0.12 |  |  | 2007-07-31 | 225.2206 | 3569.8185 |  | 2004-03-12 | 0 |  | 1989-05-09 | 0.024
|  | 1977-03-07 | 0.03 | [5 empty] | 2004-10-31 | 1141.9511 |  |  | 2004-10-14 | 1029.345 |  |  | 2008-03-18 | 0.12 |  |  | 2007-08-31 | 239.9144 | 3802.7214 |  | 2004-03-13 | 0 |  | 1989-05-31 | 0.0145
|  | 1977-03-15 | 0.1 | [5 empty] | 2004-11-15 | 1142.0395 |  |  | 2004-10-21 | 1029.261 |  |  | 2008-11-04 | 0.17 |  |  | 2007-09-30 | 119.7801 | 1898.5539 |  | 2004-03-14 | 0 |  | 1989-06-13 | 0.024
|  | 1977-03-21 | 0.02 | [5 empty] | 2004-11-30 | 1142.1248 |  |  | 2004-10-25 | 1028.782 |  |  | 2008-11-04 10:30 |  |  |  | 2007-10-31 | 49.5412 | 785.2439 |  | 2004-03-15 | 0 |  | 1989-07-10 | 0.037
|  | 1977-03-28 | 0.01 | [5 empty] | 2004-12-15 | 1142.2346 |  |  | 2004-10-26 | 1028.748 |  |  | 2008-12-01 | 0.19 |  |  | 2007-11-30 | 0 | 0 |  | 2004-03-16 | 0 |  | 1989-07-25 | 0.012
|  | 1977-04-04 | 0.12 | [5 empty] | 2004-12-31 | 1142.3351 |  |  | 2004-10-28 | 1028.795 |  |  | 2008-12-01 12:10 |  |  |  | 2007-12-31 | 0 | 0 |  | 2004-03-17 | 0 |  | 1989-07-28 | 0.042
|  | 1977-04-11 | 0.24 | [5 empty] | 2005-01-15 | 1142.4144 |  |  | 2004-10-28 | 1028.795 |  |  | 2008-12-03 |  |  |  | 2010-04-01 | 96.996 | 1537.4179 |  | 2004-03-18 | 0 |  | 1989-08-14 | 0.017
|  | 1977-04-18 | 0.05 | [5 empty] | 2005-01-31 | 1142.4845 |  |  | 2004-11-04 | 1028.929 |  |  | 2009-01-12 | 0.18 |  |  | 2010-05-01 | 325 | 5151.355 |  | 2004-03-19 | 0 |  | 1989-09-06
|  | 1977-04-25 | 0.16 | [5 empty] | 2005-02-15 | 1142.5576 |  |  | 2004-11-09 | 1029.02 |  |  | 2009-02-02 | 0.17 |  |  | 2010-06-01 | 391.801 | 6210.1724 |  | 2004-03-20 | 0 |  | 1989-09-11 | 0.013
|  | 1977-05-02 | 0.16 | [5 empty] | 2005-03-15 | 1142.675 |  |  | 2004-11-17 | 1029.135 |  |  | 2009-03-03 16:30 | 0.19 |  |  | 2010-07-01 | 417.278 | 6613.9911 |  | 2004-03-21 | 0 |  | 1989-09-18 | 0.013
|  | 1977-05-09 | 0.26 | [5 empty] | 2005-03-31 | 1142.7466 |  |  | 2004-11-24 | 1029.24 |  |  | 2009-03-24 |  |  |  | 2010-08-01 | 293.398 | 4650.4531 |  | 2004-03-22 | 0 |  | 1989-10-16 | 0.017
|  | 1977-05-16 | 0.14 | [5 empty] | 2005-04-15 | 1142.8045 |  |  | 2004-12-01 | 1029.33 |  |  | 2009-03-24 14:15 |  |  |  | 2010-09-01 | 248.33 | 3936.1107 |  | 2004-03-23 | 0 |  | 1989-11-06 | 0.021
|  | 1977-05-24 | 0.1 | [5 empty] | 2005-04-30 | 1142.96 |  |  | 2004-12-15 | 1029.515 |  |  | 2009-04-06 14:50 | 0.0927 |  |  | 2010-11-01 | 195 | 3090.813 |  | 2004-03-24 | 0 |  | 1989-12-11 | 0.024
|  | 1977-05-31 | 0.04 | [5 empty] | 2005-05-07 | 1142.9752 |  |  | 2004-12-22 | 1029.58 |  |  | 2009-05-04 13:45 | 0.009 |  |  | 2010-12-01 | 179.583 | 2846.4486 |  | 2004-03-25 | 0 |  | 1990-01-15 | 0.029
|  | 1977-06-06 | 0.05 | [5 empty] | 2005-05-15 | 1143.0118 |  |  | 2005-01-17 | 1029.878 |  |  | 2009-06-08 00:10 |  |  |  | 2011-03-01 | 123.935 | 1964.4098 |  | 2004-03-26 | 0 |  | 1990-02-12 | 0.057
|  | 1977-06-14 | 0.06 | [5 empty] | 2005-05-18 | 1143.0606 |  |  | 2005-01-25 | 1029.94 |  |  | 2009-06-08 12:10 | 0.0435 |  |  | 2011-04-01 | 138.125 | 2189.3259 |  | 2004-03-27 | 0 |  | 1990-03-12 | 0.097
|  | 1977-06-22 | 0.08 | [5 empty] | 2005-05-31 | 1142.9356 |  |  | 2005-02-03 | 1030.03 |  |  | 2009-07-13 10:20 | 0.185 |  |  | 2011-05-01 | 312.34 | 4950.6899 |  | 2004-03-28 | 0 |  | 1990-04-17 | 0.093 | 0.093
|  | 1977-06-27 | 0.13 | [5 empty] | 2005-06-15 | 1142.7893 |  |  | 2005-02-10 | 1030.09 |  |  | 2009-08-06 16:50 | 0.191 |  |  | 2011-06-01 | 273.642 | 4337.3141 |  | 2004-03-29 | 0 |  | 1990-05-01 | 0.0715
|  | 1977-07-04 | 0.11 | [5 empty] | 2005-06-20 | 1142.704 |  |  | 2005-02-17 | 1030.134 |  |  | 2009-09-03 14:45 | 0.236 |  |  | 2011-07-01 | 285.007 | 4517.453 |  | 2004-03-30 | 0 |  | 1990-05-14 | 0.035
|  | 1977-07-11 | 0.08 | [5 empty] | 2005-06-27 | 1142.5851 |  |  | 2005-02-22 | 1030.176 |  |  | 2009-09-09 11:40 |  |  |  | 2011-08-01 | 362.694 | 5748.8171 |  | 2004-03-31 | 0 |  | 1990-06-11 | 0.013
|  | 1977-07-19 | 0.12 | [5 empty] | 2005-06-30 | 1142.5455 |  |  | 2005-02-23 | 1030.045 |  |  | 2009-09-24 18:10 | 0.591 |  |  | 2011-09-01 | 357.102 | 5660.1821 |  | 2004-04-01 | 0 |  | 1990-07-06 | 0.01
|  | 1978-01-05 | 0.04 | [5 empty] | 2005-07-05 | 1142.4357 |  |  | 2005-02-24 | 1029.854 |  |  | 2009-10-04 14:20 | 0.397 |  |  | 2011-11-01 | 253 | 4010.1317 |  | 2004-04-02 | 0 |  | 1990-07-11 | 0.0045
|  | 1978-01-10 | 0.03 | [5 empty] | 2005-07-11 | 1142.3412 |  |  | 2005-02-25 | 1029.693 |  |  | 2009-11-05 09:05 | 0.293 |  |  | 2011-12-01 | 266.83 | 4229.3417 |  | 2004-04-03 | 0 |  | 1990-07-12 | 0.0065
|  | 1978-01-17 | 0.04 | [5 empty] | 2005-07-18 | 1142.2254 |  |  | 2005-02-26 | 1029.525 |  |  | 2009-11-05 21:05 |  |  |  | 2012-03-01 |  | 0 |  | 2004-04-04 | 0 |  | 1990-08-08 | 0.011
|  | 1978-01-23 | 0.07 | [5 empty] | 2005-07-25 | 1142.0944 |  |  | 2005-02-27 | 1029.355 |  |  | 2009-12-01 14:21 | 0.348 |  |  | 2012-04-01 | 191.115 | 3029.2345 |  | 2004-04-05 | 0 |  | 1990-10-02 | 0.0145
|  | 1978-01-31 | 0.07 | [5 empty] | 2005-07-31 | 1141.9938 |  |  | 2005-02-28 | 1029.185 |  |  | 2010-01-11 |  |  |  | 2012-05-01 | 240.043 | 3804.7591 |  | 2004-04-06 | 0 |  | 1991-01-02 | 0.018
|  | 1978-02-08 | 0.01 | [5 empty] | 2005-08-01 | 1141.9755 |  |  | 2005-03-02 | 1029.03 |  |  | 2010-01-11 12:12 | 0.453 |  |  | 2012-06-01 | 300.143 | 4757.3635 |  | 2004-04-07 | 0 |  | 1991-02-04 | 0.017
|  | 1978-02-15 | [6 empty] | 2005-08-08 | 1141.8353 |  |  | 2005-03-03 | 1028.94 |  |  | 2010-02-22 |  |  |  | 2012-07-01 | 368.829 | 5846.0588 |  | 2004-04-08 | 0 |  | 1991-02-27 | 0.0245 |  |  |  | 2004-01-01 | 37987
|  | 1978-02-22 | 0.08 | [5 empty] | 2005-08-15 | 1141.689 |  |  | 2005-03-06 | 1028.58 |  |  | 2010-02-22 08:50 | 0.34 |  |  | 2012-08-01 | 342.293 | 5425.4546 |  | 2004-04-09 | 0 |  | 1991-03-04 | 0.025
|  | 1978-03-01 | 0.04 | [5 empty] | 2005-08-22 | 1141.5488 |  |  | 2005-03-07 | 1028.443 |  |  | 2010-03-02 |  |  |  | 2012-09-01 |  | 0 |  | 2004-04-10 | 0 |  | 1991-04-01 | 0.047 | 0.047
|  | 1978-03-09 | 0.03 | [5 empty] | 2005-08-29 | 1141.4238 |  |  | 2005-03-08 | 1028.34 |  |  | 2010-03-02 11:30 | 0.326 |  |  | 2012-01-01 | 1046.9385 | 916.1108 | 1165.2664 | 2004-04-11 | 0 |  | 1991-05-01 | 0.096
|  | 1978-03-14 | 0.08 | [5 empty] | 2005-08-31 | 1141.3903 |  |  | 2005-03-09 | 1028.195 |  |  | 2010-04-13 |  |  |  | 2012-02-01 | 588.5939 | 0 | 689.6122 | 2004-04-12 | 0 |  | 1991-05-08 | 0.028
|  | 1978-03-22 | 0.09 | [5 empty] | 2005-09-05 | 1141.2866 |  |  | 2005-03-10 | 1028.18 |  |  | 2010-04-13 11:00 | 0.203 |  |  | 2012-03-01 | 397.9128 | 0 | 494.787 | 2004-04-13 | 0 |  | 1991-06-04 | 0.013
|  | 1978-03-28 | 0.03 | [5 empty] | 2005-09-12 | 1141.1556 |  |  | 2005-03-11 | 1028.05 |  |  | 2010-05-03 |  |  |  | 2012-04-01 | 328.4518 | 0 | 438.5432 | 2004-04-14 | 0 |  | 1991-07-02 | 0.068
|  | 1978-04-03 | 1 | [5 empty] | 2005-09-15 | 1141.0946 |  |  | 2005-03-12 | 1027.885 |  |  | 2010-05-03 15:44 | 0.0628 |  |  | 2012-05-01 | 7814.5721 | 4224.7088 | 8151.4653 | 2004-04-15 | 0 |  | 1991-07-17 | 0.068
|  | 1978-04-11 | 0.03 | [5 empty] | 2005-09-19 | 1141.0154 |  |  | 2005-03-13 | 1027.745 |  |  | 2010-05-03 15:54 |  |  |  | 2012-06-01 | 7669.4316 | 4415.3146 | 9520.3678 | 2004-04-16 | 0 |  | 1991-07-24 | 0.0035
|  | 1978-04-17 | 1 | [5 empty] | 2005-09-30 | 1141.1098 |  |  | 2005-03-14 | 1027.605 |  |  | 2010-06-04 |  |  |  | 2012-07-01 | 7514.9749 | 3654.4539 | 9263.2089 | 2004-04-17 | 0 |  | 1991-08-05 | 0.034
|  | 1978-04-25 | 0.15 | [5 empty] | 2005-10-13 | 1141.1952 |  |  | 2005-03-15 | 1027.457 |  |  | 2010-06-04 09:24 | 0.365 |  |  | 2012-08-01 | 7366.798 | 3869.6861 | 9301.8011 | 2004-04-18 | 0 |  | 1991-09-03 | 0.022
|  | 1978-05-01 | 0.33 | [5 empty] | 2005-10-17 | 1141.2165 |  |  | 2005-03-16 | 1027.28 |  |  | 2010-07-10 |  |  |  | 2012-09-01 | 9032.76 | 4436.9348 | 9340.7806 | 2004-04-19 | 0 |  | 1991-09-10 | 0.069
|  | 1978-05-08 | 0.2 | [5 empty] | 2005-10-31 | 1141.3049 |  |  | 2005-03-18 | 1027.018 |  |  | 2010-07-10 15:12 | 0.173 |  |  | 2012-10-01 | 5885.5739 | 1012.3931 | 8137.9639 | 2004-04-20 | 0 |  | 1991-10-07 | 0.025
|  | 1978-05-16 | 0.12 | [5 empty] | 2005-11-15 | 1141.4238 |  |  | 2005-03-21 | 1026.58 |  |  | 2010-08-03 |  |  |  | 2012-11-01 | 1314.2122 | 0 | 6698.675 | 2004-04-21 | 0 |  | 1991-11-06 | 0.03475
|  | 1978-05-23 | 0.08 | [5 empty] | 2005-11-30 | 1141.5305 |  |  | 2005-03-22 | 1026.453 |  |  | 2010-08-03 13:47 | 0.299 |  |  | 2012-12-01 | 421.1188 | 0 | 4117.1303 | 2004-04-22 | 0 |  | 1991-12-03 | 0.022
|  | 1978-05-30 | 0.07 | [5 empty] | 2005-12-15 | 1141.6158 |  |  | 2005-03-23 | 1026.307 |  |  | 2010-09-02 |  |  |  | 2013-01-01 | 1574.3438 | 259.824 | 2180.6362 | 2004-04-23 | 71.142 |  | 1992-01-10 | 0.023
|  | 1978-06-06 | 0.01 | [5 empty] | 2005-12-31 | 1141.7012 |  |  | 2005-04-04 | 1026.63 |  |  | 2010-09-02 12:12 | 0.229 |  |  | 2013-02-01 | 0 | 0 | 1959.6316 | 2004-04-24 | 94.855 |  | 1992-01-21 | 0.025333
|  | 1978-06-13 | 1 | [5 empty] | 2006-01-15 | 1141.7804 |  |  | 2005-04-07 | 1026.702 |  |  | 2010-10-20 |  |  |  | 2013-03-01 | 0 | 0 | 1712.3164 | 2004-04-25 | 94.855 |  | 1992-02-20 | 0.055
|  | 1978-06-20 | 1 | [5 empty] | 2006-01-31 | 1141.8658 |  |  | 2005-05-02 | 1027.923 |  |  | 2010-10-20 10:55 | 0.402 |  |  | 2013-04-01 | 0 | 0 | 1963.5243 | 2004-04-26 | 94.855 |  | 1992-03-12 | 0.044
|  | 1978-06-28 | 0.05 | [5 empty] | 2006-02-15 | 1141.9511 |  |  | 2005-05-03 | 1027.847 |  |  | 2010-11-08 |  |  |  | 2013-05-01 | 6583.0316 | 4370.2523 | 8103.2877 | 2004-04-27 | 157.5 |  | 1992-04-29 | 0.048 | 0.048
|  | 1984-01-30 | 0.06 | [5 empty] | 2006-02-28 | 1142.0212 |  |  | 2005-05-04 | 1027.742 |  |  | 2010-11-08 11:55 | 0.36 |  |  | 2013-06-01 | 7698.9788 | 4323.9055 | 9508.3231 | 2004-04-28 | 157.5 |  | 1992-09-09 | 0.009
|  | 1984-02-27 | 0.1 | [5 empty] | 2006-03-15 | 1142.0944 |  |  | 2005-05-05 | 1027.626 |  |  | 2010-12-01 |  |  |  | 2013-07-01 | 7536.1025 | 3200.849 | 9399.4035 | 2004-04-29 | 157.5 |  | 1992-10-08 | 0.026
|  | 1984-03-19 | 0.08 | [5 empty] | 2006-03-30 | 1142.1645 |  |  | 2005-05-09 | 1027.382 |  |  | 2010-12-01 08:50 | 0.433 |  |  | 2013-08-01 | 7239.5696 | 1608.2212 | 9293.8255 | 2004-04-30 | 157.5 |  | 1992-11-24 | 0.024
|  | 1984-04-30 | 0.07 | [5 empty] | 2006-04-16 | 1142.2437 |  |  | 2005-05-16 | 1027.26 |  |  | 2011-01-18 14:35 | 0.251 |  |  | 2013-09-01 | 6627.5899 | 3897.074 | 9350.4559 | 2004-05-01 | 67.435 |  | 1992-11-25 | 0.02
|  | 1984-05-22 | 0.07 | [5 empty] | 2006-04-30 | 1142.3047 |  |  | 2005-05-24 | 1028.265 |  |  | 2011-02-03 10:16 | 0.262 |  |  | 2013-10-01 | 1717.9503 | 0 | 8141.5076 | 2004-05-02 | 67.435 |  | 1993-01-20 | 0.035
|  | 1984-06-18 | 0.06 | [5 empty] | 2006-05-15 | 1142.4418 |  |  | 2005-05-25 | 1028.313 |  |  | 2011-03-15 14:31 | 0.219 |  |  | 2013-11-01 | 605.8261 | 0 | 4383.331 | 2004-05-03 | 67.435 |  | 1993-02-17 | 0.04
|  | 1984-07-16 | 0.06 | [5 empty] | 2006-05-31 | 1142.6338 |  |  | 2005-05-26 | 1028.31 |  |  | 2011-03-15 14:36 |  |  |  | 2013-12-01 | 467.9943 | 0 | 2429.2595 | 2004-05-04 | 72.086 |  | 1993-03-15 | 0.04
|  | 1984-08-27 | 0.11 | [5 empty] | 2006-06-15 | 1142.5363 |  |  | 2005-05-30 | 1028.262 |  |  | 2011-04-14 15:35 | 0.212 |  |  | 2014-01-01 | 415.4728 | 0 | 2133.3605 | 2004-05-05 | 72.086 |  | 1993-04-26 | 0.08 | 0.08
|  | 1984-09-17 | 0.05 | [5 empty] | 2006-06-30 | 1142.3351 |  |  | 2005-06-01 | 1028.213 |  |  | 2011-05-05 16:10 | 0.029 |  |  | 2014-02-01 | 0 | 0 | 1987.857 | 2004-05-06 | 72.086 |  | 1993-04-27 | 0.0515 | 0.0515
|  | 1984-10-22 | 0.11 | [5 empty] | 2006-07-15 | 1142.0852 |  |  | 2005-06-06 | 1028.145 |  |  | 2011-06-20 14:32 | 0.215 |  |  | 2014-03-01 | 0 | 0 | 1952.7256 | 2004-05-07 | 53.483 |  | 1993-05-26 | 0.01
|  | 1985-08-12 | 0.03 | [5 empty] | 2006-07-31 | 1141.7865 |  |  | 2005-06-08 | 1028.129 |  |  | 2011-07-14 16:31 | 0.158 |  |  | 2014-04-01 | 0 | 0 | 685.8105 | 2004-05-08 | 53.483 |  | 1993-06-24 | 0.0096667
|  | 1985-09-16 | 0.04 | [5 empty] | 2006-08-15 | 1141.5244 |  |  | 2005-06-13 | 1028.134 |  |  | 2011-08-23 15:35 | 0.0511 |  |  | 2014-05-01 | 5482.5849 | 4146.7776 | 8122.9848 | 2004-05-09 | 53.483 |  | 1993-08-02 | 0.0165
|  | 1985-10-13 | 0.05 | [5 empty] | 2006-08-22 | 1141.3689 |  |  | 2005-06-20 | 1028.183 |  |  | 2011-09-21 11:07 | 0.157 |  |  | 2014-06-01 | 7721.8347 | 4174.6776 | 9562.9648 | 2004-05-10 | 53.483 |  | 1993-08-31 | 0.02
|  | 1985-10-28 | 0.04 | [5 empty] | 2006-08-31 | 1141.2013 |  |  | 2005-06-27 | 1028.343 |  |  | 2011-10-19 13:17 | 0.267 |  |  | 2014-07-01 | 7518.3449 | 5334.5516 | 9311.6312 | 2004-05-11 | 0 |  | 1993-09-01 | 0.03
|  | 1985-11-11 | 0.05 | [5 empty] | 2006-09-08 | 1141.0458 |  |  | 2005-06-29 | 1028.29 |  |  | 2011-11-15 13:30 | 0.238 |  |  | 2014-08-01 | 7370.2757 | 4782.4309 | 9310.3861 | 2004-05-12 | 0 |  | 1993-09-30 | 0.03
|  | 1985-12-08 | 0.04 | [5 empty] | 2006-09-30 | 1141.2257 |  |  | 2005-06-30 | 1028.245 |  |  | 2011-12-05 10:55 | 0.212 |  |  | 2014-09-01 | 8453.978 | 3821.0419 | 9340.7806 | 2004-05-13 | 0 |  | 1993-10-01 | 0.04
|  | 1987-01-01 | 0.09 | [5 empty] | 2006-10-15 | 1141.311 |  |  | 2005-07-05 | 1028.07 |  |  | 2012-01-12 12:45 | 0.299 |  |  | 2014-10-01 | 5255.5509 | 0 | 8143.0976 | 2004-05-14 | 12.402 |  | 1993-10-25 | 0.04
|  | 1987-02-01 | 0.07 | [5 empty] | 2006-10-31 | 1141.4146 |  |  | 2005-07-08 | 1028.015 |  |  | 2012-02-06 11:09 | 0.106 |  |  | 2014-11-01 | 893.1141 | 0 | 6698.9286 | 2004-05-15 | 12.402 |  | 1993-11-01 | 0.05
|  | 1987-03-01 | 0.08 | [5 empty] | 2006-11-15 | 1141.5091 |  |  | 2005-07-11 | 1028.021 |  |  | 2012-03-05 14:40 | 0.159 |  |  | 2014-12-01 | 470.5715 | 0 | 3873.441 | 2004-05-16 | 12.402 |  | 1993-11-29 | 0.1255
|  | 1987-04-01 | 0.06 | [5 empty] | 2006-11-30 | 1141.5945 |  |  | 2005-07-18 | 1027.84 |  |  | 2012-03-08 13:35 |  |  |  | 2015-01-01 | 577.4803 | 0 | 2180.2307 | 2004-05-17 | 14.882 |  | 1993-12-01 | 0.05
|  | 1987-05-01 | 0.05 | [5 empty] | 2006-12-15 | 1141.6646 |  |  | 2005-07-26 | 1027.685 |  |  | 2012-01-01 | 0.299 | 0.299 | 0.299 | 2015-02-01 | 0 | 0 | 1948.6449 | 2004-05-18 | 14.882 |  | 1993-12-13 | 0.12
|  | 1987-06-01 | 0.03 | [5 empty] | 2006-12-31 | 1141.7347 |  |  | 2005-08-01 | 1027.568 |  |  | 2012-02-01 | 0.22008 | 0.065281 | 0.37192 | 2015-03-01 | 0 | 0 | 2055.6267 | 2004-05-19 | 14.882 |  | 1994-01-01 | 0.05
|  | 1987-07-01 | 0.06 | [5 empty] | 2007-01-15 | 1141.8048 |  |  | 2005-08-08 | 1027.47 |  |  | 2012-03-01 | 0.21911 | 0.058038 | 0.3656 | 2015-04-01 | 0 | 0 | 1306.2525 | 2004-05-20 | 14.882 |  | 1994-01-17 | 0.0415
|  | 1987-08-01 | 0.07 | [5 empty] | 2007-01-31 | 1141.8658 |  |  | 2005-08-15 | 1027.335 |  |  | 2012-04-01 | 0.19563 | 0.0048204 | 0.34381 | 2015-05-01 | 5939.7489 | 4271.9111 | 7966.4978 | 2004-05-21 | 14.882 |  | 1994-01-31 | 0.05
|  | 1987-08-11 | 0.07 | [5 empty] | 2007-02-15 | 1141.9145 |  |  | 2005-08-22 | 1027.202 |  |  | 2012-05-01 | 0.12828 | 0.0007614 | 0.2454 | 2015-06-01 | 7712.3281 | 4260.9463 | 9553.1271 | 2004-05-22 | 0 |  | 1994-03-01 | 0.05
|  | 1987-09-01 | 0.06 | [5 empty] | 2007-02-28 | 1141.9651 |  |  | 2005-08-30 | 1027.14 |  |  | 2012-06-01 | 0.081999 | 0.026133 | 0.17519 | 2015-07-01 | 7523.2737 | 4111.8071 | 9311.5868 | 2004-05-23 | 0 |  | 1994-03-03 | 0.11
|  | 1987-09-08 | 0.06 | [5 empty] | 2007-03-15 | 1142.0151 |  |  | 2005-09-07 | 1027.395 |  |  | 2012-07-01 | 0.069727 | 0.0021354 | 0.17543 | 2015-08-01 | 7300.0602 | 2856.1744 | 9255.9182 | 2004-05-24 | 0 |  | 1994-04-26 | 0.17 | 0.17
|  | 1987-10-01 | 0.11 | [5 empty] | 2007-03-31 | 1142.0791 |  |  | 2005-09-12 | 1027.54 |  |  | 2012-08-01 | 0.067841 | 0.0029175 | 0.19274 | 2015-09-01 | 8396.0637 | 3840.9675 | 9347.2824 | 2004-05-25 | 0 |  | 1994-05-02 | 0.044
|  | 1987-10-06 | 0.11 | [5 empty] | 2007-04-15 | 1142.1462 |  |  | 2005-09-19 | 1027.67 |  |  | 2012-09-01 | 0.12486 | 0.10298 | 0.15705 | 2015-10-01 | 2427.0398 | 0 | 8137.7645 | 2004-05-26 | 0 |  | 1994-05-31 | 0.02
|  | 1987-11-01 | 0.12 | [5 empty] | 2007-04-30 | 1142.2346 |  |  | 2005-09-22 | 1027.525 |  |  | 2012-10-01 | 0.12193 | 0.0012495 | 0.31461 | 2015-11-01 | 611.5045 | 0 | 6107.4992 | 2004-05-27 | 0 |  | 1994-06-27 | 0.01
|  | 1987-11-10 | 0.12 | [5 empty] | 2007-05-15 | 1142.3748 |  |  | 2005-09-26 | 1027.264 |  |  | 2012-11-01 | 0.094266 | 0.048293 | 0.19767 | 2015-12-01 | 462.9948 | 0 | 2251.8982 | 2004-05-28 | 0 |  | 1994-08-10 | 0.011333
|  | 1987-12-01 | 0.11 | [5 empty] | 2007-05-22 | 1142.3839 |  |  | 2005-09-27 | 1027.174 |  |  | 2012-12-01 | 0.094824 | 0.055281 | 0.1879 | 2016-01-01 | 454.9141 | 49.2113 | 2148.9801 | 2004-05-29 | 0 |  | 1994-09-25 | 0.03
|  | 1987-12-09 | 0.11 | [5 empty] | 2007-05-28 | 1142.3748 |  |  | 2005-09-29 | 1026.949 |  |  | 2013-01-01 | 0.11411 | 0.079916 | 0.22044 | 2016-02-01 | 0 | 0 | 2033.1858 | 2004-05-30 | 0 |  | 1994-10-12 | 0.009
|  | 1988-01-27 | 0.093 | [5 empty] | 2007-05-31 | 1142.3748 |  |  | 2005-10-03 | 1026.54 |  |  | 2013-02-01 | 0.043962 | 7.9107e-06 | 0.18061 | 2016-03-01 | 209.2297 | 0 | 2055.6565 | 2004-05-31 | 0 |  | 1994-10-15 | 0.04
|  | 1988-02-05 | 0.035 | [5 empty] | 2007-06-04 | 1142.3717 |  |  | 2005-10-05 | 1026.325 |  |  | 2013-03-01 | 0.059261 | 0.00028056 | 0.19499 | 2016-04-01 | 0 | 0 | 709.7913 | 2004-06-01 | 0 |  | 1994-11-25 | 0.01
|  | 1988-02-17 | 0.043 | [5 empty] | 2007-06-11 | 1142.3839 |  |  | 2005-10-12 | 1026.564 |  |  | 2013-04-01 | 0.035519 | 0.00024765 | 0.17754 | 2016-05-01 | 5763.3654 | 4146.7776 | 8131.4536 | 2004-06-02 | 0 |  | 1995-01-25 | 0.005
|  | 1988-03-22 | 0.1365 | [5 empty] | 2007-06-14 | 1142.39 |  |  | 2005-10-17 | 1026.714 |  |  | 2013-05-01 | 0.00077869 | 3.3356e-06 | 0.12447 | 2016-06-01 | 7699.9434 | 4093.5214 | 9514.4498 | 2004-06-03 | 0 |  | 1995-01-31 | 0.05
|  | 1988-03-24 | 0.067 | [5 empty] | 2007-06-18 | 1142.3809 |  |  | 2005-10-24 | 1026.92 |  |  | 2013-06-01 | 0.069802 | 0.043039 | 0.14979 | 2016-07-01 | 7520.5018 | 4111.3919 | 9297.9966 | 2004-06-04 | 0 |  | 1995-02-01 | 0.05
|  | 1988-04-25 | 0.126 | [5 empty] | 2007-06-30 | 1142.3138 |  |  | 2005-10-31 | 1027.115 |  |  | 2013-07-01 | 0.082885 | 0.0074244 | 0.14279 | 2016-08-01 | 7291.9429 | 2872.3436 | 9310.8972 | 2004-06-05 | 0 |  | 1995-02-22 | 0.1
|  | 1988-05-25 | 0.042 | [5 empty] | 2007-07-09 | 1142.2407 |  |  | 2005-11-16 | 1027.515 |  |  | 2013-08-01 | 0.079755 | 0.0089866 | 0.20252 | 2016-09-01 | 8441.7879 | 4054.4871 | 9340.7806 | 2004-06-06 | 0 |  | 1995-02-24 | 0.1
|  | 1988-06-07 | 0.021 | [5 empty] | 2007-07-15 | 1142.1401 |  |  | 2005-11-30 | 1027.782 |  |  | 2013-09-01 | 0.12602 | 0.09268 | 0.16876 | 2016-10-01 | 4157.0263 | 0 | 8019.6685 | 2004-06-07 | 0 |  | 1995-03-06 | 0.0033333
|  | 1988-07-20 | 0.046 | [5 empty] | 2007-07-23 | 1142.0151 |  |  | 2005-12-15 | 1028.032 |  |  | 2013-10-01 | 0.11249 | 0.0035584 | 0.24345 | 2016-11-01 | 827.8238 | 0 | 6699.4237 | 2004-06-08 | 28.237 |  | 1995-03-08 | 0.03
|  | 1988-08-24 | 0.12 | [5 empty] | 2007-07-31 | 1141.8749 |  |  | 2006-01-17 | 1028.515 |  |  | 2013-11-01 | 0.09949 | 0.008423 | 0.21803 | 2016-12-01 | 447.0058 | 0 | 3868.8774 | 2004-06-09 | 28.237 |  | 1995-04-17 | 0.07 | 0.07
|  | 1988-09-13 | 0.135 | [5 empty] | 2007-08-15 | 1141.6158 |  |  | 2006-01-30 | 1028.655 |  |  | 2013-12-01 | 0.098219 | 0.0088354 | 0.212 | 2017-01-01 | 538.0171 | 0 | 2180.6988 | 2004-06-10 | 28.237 |  | 1995-05-08 | 0.018
|  | 1988-10-06 | 0.185 | [5 empty] | 2007-08-31 | 1141.3141 |  |  | 2006-02-13 | 1028.613 |  |  | 2014-01-01 | 0.12792 | 0.036687 | 0.23645 | 2017-02-01 | 0 | 0 | 1964.7081 | 2004-06-11 | 28.237 |  | 1995-05-09 | 0.018
|  | 1988-11-01 | 0.02 | [5 empty] | 2007-09-10 | 1141.1312 |  |  | 2006-02-15 | 1028.615 |  |  | 2014-02-01 | 0.053912 | 3.9187e-06 | 0.20756 | 2017-03-01 | 0 | 0 | 1864.9002 | 2004-06-12 | 28.237 |  | 1995-06-07 | 0.01
|  | 1988-11-30 | 0.175 | [5 empty] | 2007-09-11 | 1141.1403 |  |  | 2006-02-20 | 1028.602 |  |  | 2014-03-01 | 0.060555 | 0.0001656 | 0.20061 | 2017-04-01 | 0 | 0 | 822.6806 | 2004-06-13 | 28.237 |  | 1995-06-21 | 0.01
|  | 1989-01-27 | 0.115 | [5 empty] | 2007-09-15 | 1141.2552 |  |  | 2006-02-21 | 1028.545 |  |  | 2014-04-01 | 0.05837 | 2.5202e-06 | 0.23252 | 2017-05-01 | 5993.7906 | 4146.7781 | 8054.015 | 2004-06-14 | 28.237 |  | 1995-07-20 | 0.01
|  | 1989-02-07 | 0.0765 | [5 empty] | 2007-09-30 | 1141.3299 |  |  | 2006-02-23 | 1028.42 |  |  | 2014-05-01 | 0.0016714 | 6.1659e-06 | 0.1649 | 2017-06-01 | 7696.3373 | 4179.7225 | 9561.9936 | 2004-06-15 | 28.237 |  | 1995-08-23 | 0.01
|  | 1989-02-13 | 0.115 | [5 empty] | 2007-10-15 | 1141.4543 |  |  | 2006-02-27 | 1028.05 |  |  | 2014-06-01 | 0.070676 | 0.035103 | 0.13497 | 2017-07-01 | 7531.4552 | 4123.0024 | 9297.9229 | 2004-06-16 | 28.237 |  | 1995-09-18 | 0.01
|  | 1989-03-14 | 0.058 | [5 empty] | 2007-10-31 | 1141.5884 |  |  | 2006-03-01 | 1027.89 |  |  | 2014-07-01 | 0.076758 | 0.022634 | 0.15071 | 2017-08-01 | 7309.4855 | 1823.167 | 9293.8255 | 2004-06-17 | 28.237 |  | 1995-10-03 | 0.007
|  | 1989-04-12 | 0.046 | [5 empty] | 2007-11-15 | 1141.7042 |  |  | 2006-03-02 | 1027.795 |  |  | 2014-08-01 | 0.078912 | 0.00012013 | 0.18124 | 2017-09-01 | 8880.0275 | 4469.8363 | 9350.4776 | 2004-06-18 | 28.237 |  | 1995-10-16 | 0.04
|  | 1989-05-31 | 0.034 | [5 empty] | 2007-11-30 | 1141.8017 |  |  | 2006-03-04 | 1027.63 |  |  | 2014-09-01 | 0.12671 | 0.090997 | 0.15596 | 2017-10-01 | 3082.5525 | 0 | 8137.876 | 2004-06-19 | 28.237 |  | 1995-11-14 | 0.02
|  | 1989-06-12 | 0.052 | [5 empty] | 2007-12-15 | 1141.8962 |  |  | 2006-03-06 | 1027.452 |  |  | 2014-10-01 | 0.13246 | 0.017061 | 0.35145 | 2017-11-01 | 769.7287 | 0 | 6613.7256 | 2004-06-20 | 28.237 |  | 1995-12-06 | 0.02
|  | 1989-07-10 | 0.08 | [5 empty] | 2007-12-31 | 1141.9877 |  |  | 2006-03-08 | 1027.275 |  |  | 2014-11-01 | 0.094517 | 0.020323 | 0.32704 | 2017-12-01 | 469.7866 | 0 | 2266.3699 | 2004-06-21 | 28.237 |  | 1995-12-12 | 0.01
|  | 1989-07-25 | 0.0365 | [5 empty] | 2008-01-15 | 1142.0639 |  |  | 2006-03-09 | 1027.18 |  |  | 2014-12-01 | 0.09675 | 0.018078 | 0.32434 | 2018-01-01 | 490.0187 | 0 | 2149.4702 | 2004-06-22 | 0 |  | 1996-01-25 | 0.02
|  | 1989-08-14 | 0.049 | [5 empty] | 2008-01-31 | 1142.1553 |  |  | 2006-03-20 | 1027.433 |  |  | 2015-01-01 | 0.11641 | 0.041201 | 0.35239 | 2018-02-01 | 0 | 0 | 1228.7554 | 2004-06-23 | 0 |  | 1996-02-14 | 0.02
|  | 1989-09-06 | [6 empty] | 2008-02-15 | 1142.2151 |  |  | 2006-03-30 | 1027.61 |  |  | 2015-02-01 | 0.052748 | 4.0971e-06 | 0.33174 | 2018-03-01 | 0 | 0 | 1287.6548 | 2004-06-24 | 0 |  | 1996-03-05 | 0.024
|  | 1989-09-11 | 0.046 | [5 empty] | 2008-02-29 | 1142.2849 |  |  | 2006-04-06 | 1027.725 |  |  | 2015-03-01 | 0.064903 | 0.0003533 | 0.25048 | 2018-04-01 | 0 | 0 | 783.8704 | 2004-06-25 | 0 |  | 1996-03-12 | 0.02
|  | 1989-10-16 | 0.024 | [5 empty] | 2008-03-15 | 1142.3443 |  |  | 2006-04-18 | 1027.89 |  |  | 2015-04-01 | 0.047977 | 2.4489e-06 | 0.26235 | 2018-05-01 | 5812.6177 | 4291.9549 | 8113.1046 | 2004-06-26 | 0 |  | 1996-04-09 | 0.0075 | 0.0075
|  | 1989-11-15 | 0.131 | [5 empty] | 2008-03-31 | 1142.4113 |  |  | 2006-04-24 | 1028.16 |  |  | 2015-05-01 | 0.00088046 | 2.8187e-07 | 0.18001 | 2018-06-01 | 7709.9247 | 4260.2637 | 9469.8707 | 2004-06-27 | 0 |  | 1996-04-23 | 0.08 | 0.08
|  | 1989-12-11 | 0.094 | [5 empty] | 2008-04-15 | 1142.4449 |  |  | 2006-05-01 | 1028.585 |  |  | 2015-06-01 | 0.074682 | 0.04127 | 0.1376 | 2018-07-01 | 7567.4914 | 4004.9154 | 9399.31 | 2004-06-28 | 0 |  | 1996-05-13 | 0.04
|  | 1990-01-15 | 0.083 | [5 empty] | 2008-04-30 | 1142.515 |  |  | 2006-05-03 | 1028.55 |  |  | 2015-07-01 | 0.084974 | 0.017321 | 0.17223 | 2018-08-01 | 7318.8022 | 3294.556 | 9301.6036 | 2004-06-29 | 0 |  | 1996-06-11 | 0.02
|  | 1990-02-12 | 0.064 | [5 empty] | 2008-05-15 | 1142.4936 |  |  | 2006-05-08 | 1028.422 |  |  | 2015-08-01 | 0.074014 | 0.00047711 | 0.20323 | 2018-09-01 | 8453.1022 | 4472.6753 | 9340.7806 | 2004-06-30 | 0 |  | 1996-07-17 | 0.09
|  | 1990-03-12 | 0.027 | [5 empty] | 2008-05-31 | 1142.3961 |  |  | 2006-05-11 | 1028.065 |  |  | 2015-09-01 | 0.12526 | 0.095139 | 0.18983 | 2018-10-01 | 3584.1763 | 0 | 8138.1641 | 2004-07-01 | 0 |  | 1996-08-15 | 0.01
|  | 1990-04-17 | 0.047 | [5 empty] | 2008-06-15 | 1142.1888 |  |  | 2006-05-15 | 1027.87 |  |  | 2015-10-01 | 0.11168 | 0.00028523 | 0.24788 | 2018-11-01 | 823.1476 | 0 | 6699.3793 | 2004-07-02 | 0 |  | 1996-09-11 | 0.01
|  | 1990-05-01 | 0.0975 | [5 empty] | 2008-06-30 | 1141.9663 |  |  | 2006-05-23 | 1027.872 |  |  | 2015-11-01 | 0.094516 | 0.021942 | 0.20277 | 2018-12-01 | 461.3732 | 0 | 2481.7332 | 2004-07-03 | 0 |  | 1996-10-21 | 0.09
|  | 1990-05-02 | 0.124 | [5 empty] | 2008-07-15 | 1141.8505 |  |  | 2006-05-25 | 1027.777 |  |  | 2015-12-01 | 0.09362 | 0.023253 | 0.19321 | 2019-01-01 | 447.8041 | 0 | 2180.6924 | 2004-07-04 | 0 |  | 1996-11-21 | 0.06
|  | 1990-05-14 | 0.083 | [5 empty] | 2008-07-31 | 1141.6768 |  |  | 2006-05-29 | 1027.585 |  |  | 2016-01-01 | 0.11844 | 0.05034 | 0.22056 | 2019-02-01 | 0 | 0 | 1962.1373 | 2004-07-05 | 0 |  | 1996-12-17
|  | 1990-06-11 | 0.06 | [5 empty] | 2008-08-15 | 1141.5061 |  |  | 2006-06-01 | 1027.463 |  |  | 2016-02-01 | 0.066347 | 8.5602e-06 | 0.26495 | 2019-03-01 | 0 | 0 | 1990.2253 | 2004-07-06 | 0 |  | 1996-12-19 | 0.12
|  | 1990-07-11 | 0.097 | [5 empty] | 2008-08-31 | 1141.3842 |  |  | 2006-06-05 | 1027.475 |  |  | 2016-03-01 | 0.075642 | 0.00036801 | 0.2562 | 2019-04-01 | 0 | 0 | 1276.3351 | 2004-07-07 | 0 |  | 1997-01-14 | 0.04
|  | 1990-08-13 | 0.039 | [5 empty] | 2008-09-11 | 1141.2074 |  |  | 2006-06-12 | 1027.522 |  |  | 2016-04-01 | 0.050223 | 3.129e-05 | 0.24133 | 2019-05-01 | 5563.4935 | 4146.7771 | 8102.6603 | 2004-07-08 | 0 |  | 1997-02-26 | 0.03
|  | 1990-09-19 | 0.143 | [5 empty] | 2008-09-15 | 1141.1464 |  |  | 2006-06-21 | 1027.51 |  |  | 2016-05-01 | 0.00086318 | 1.9229e-06 | 0.16861 | 2019-06-01 | 7692.2914 | 4286.601 | 9504.4279 | 2004-07-09 | 18.312 |  | 1997-03-11 | 0.05
|  | 1990-10-02 | 0.0645 | [5 empty] | 2008-09-21 | 1141.065 |  |  | 2006-06-27 | 1027.272 |  |  | 2016-06-01 | 0.070754 | 0.03372 | 0.16207 | 2019-07-01 | 7526.6285 | 4145.1961 | 9262.3756 | 2004-07-10 | 18.312 |  | 1997-04-15 | 0.05 | 0.05
|  | 1990-10-04 | [6 empty] | 2008-09-30 | 1141.1949 |  |  | 2006-07-04 | 1027.52 |  |  | 2016-07-01 | 0.078548 | 0.021223 | 0.19085 | 2019-08-01 | 7373.9328 | 1828.9495 | 9293.8255 | 2004-07-11 | 18.312 |  | 1997-05-12 | 0.02
|  | 1990-10-18 | 0.157 | [5 empty] | 2008-10-15 | 1141.3842 |  |  | 2006-07-06 | 1027.521 |  |  | 2016-08-01 | 0.074596 | 0.0035757 | 0.20899 | 2019-09-01 | 8373.6901 | 3597.2243 | 9350.4549 | 2004-07-12 | 18.312 |  | 1997-06-23 | 0.02
|  | 1990-11-14 | 0.149 | [5 empty] | 2008-10-31 | 1141.564 |  |  | 2006-07-10 | 1027.552 |  |  | 2016-09-01 | 0.12607 | 0.10267 | 0.16311 | 2019-10-01 | 2988.9646 | 0 | 8137.9317 | 2004-07-13 | 18.312 |  | 1997-07-15 | 0.12
|  | 1990-12-10 | 0.316 | [5 empty] | 2008-11-15 | 1141.7347 |  |  | 2006-07-13 | 1027.522 |  |  | 2016-10-01 | 0.12064 | 0.0014851 | 0.32335 | 2019-11-01 | 659.1492 | 0 | 6380.9092 | 2004-07-14 | 18.312 |  | 1997-08-12 | 0.11
|  | 1991-01-02 | 0.249 | [5 empty] | 2008-11-30 | 1141.845 |  |  | 2006-07-19 | 1027.522 |  |  | 2016-11-01 | 0.094879 | 0.0097256 | 0.24921 | 2019-12-01 | 445.8564 | 0 | 2257.0735 | 2004-07-15 | 18.312 |  | 1997-09-22 | 0.07
|  | 1991-01-14 | [6 empty] | 2008-12-15 | 1141.9663 |  |  | 2006-07-24 | 1027.518 |  |  | 2016-12-01 | 0.092104 | 0.013031 | 0.24064 | 2020-01-01 | 438.6416 | 0 | 2149.2787 | 2004-07-16 | 18.312 |  | 1997-10-20 | 0.02
|  | 1991-02-04 | 0.124 | [5 empty] | 2008-12-31 | 1142.0639 |  |  | 2006-07-31 | 1027.437 |  |  | 2017-01-01 | 0.11745 | 0.040413 | 0.27081 | 2020-02-01 | 0 | 0 | 2008.6895 | 2004-07-17 | 10.796 |  | 1997-11-18 | 0.03
|  | 1991-02-27 | 0.719 | [5 empty] | 2009-01-15 | 1142.1492 |  |  | 2006-08-07 | 1027.555 |  |  | 2017-02-01 | 0.056149 | 2.1015e-07 | 0.31053 | 2020-03-01 | 195.8829 | 0 | 1298.6171 | 2004-07-18 | 10.796 |  | 1997-12-08 | 0.02
|  | 1991-03-04 | 0.615 | [5 empty] | 2009-01-31 | 1142.2559 |  |  | 2006-08-14 | 1027.387 |  |  | 2017-03-01 | 0.068961 | 0.00035065 | 0.31387 | 2020-04-01 | 0 | 0 | 1271.5917 | 2004-07-19 | 10.796 |  | 1998-01-12 | 0.03
|  | 1991-03-06 | [6 empty] | 2009-02-14 | 1142.3351 |  |  | 2006-08-22 | 1027.49 |  |  | 2017-04-01 | 0.046836 | 1.5327e-06 | 0.27028 | 2020-05-01 | 5931.2608 | 4146.8277 | 8122.982 | 2004-07-20 | 10.796 |  | 1998-02-24 | 0.05
|  | 1991-04-01 | 0.139 | [5 empty] | 2009-02-26 | 1142.3961 |  |  | 2006-08-28 | 1027.57 |  |  | 2017-05-01 | 0.00087127 | 5.2382e-08 | 0.19937 | 2020-06-01 | 7705.6865 | 4210.6434 | 9546.8454 | 2004-07-21 | 10.796 |  | 1998-03-17 | 0.02
|  | 1991-05-01 | 0.069 | [5 empty] | 2009-03-15 | 1142.4799 |  |  | 2006-08-29 | 1027.525 |  |  | 2017-06-01 | 0.081325 | 0.0098011 | 0.12267 | 2020-07-01 | 7557.8209 | 4147.6128 | 9311.5859 | 2004-07-22 | 10.796 |  | 1998-04-13 | 0.35 | 0.35
|  | 1991-05-08 | 0.0355 | [5 empty] | 2009-03-31 | 1142.55 |  |  | 2006-09-05 | 1027.268 |  |  | 2017-07-01 | 0.082236 | 0.0038912 | 0.14598 | 2020-08-01 | 7326.6857 | 2500.0219 | 9247.3323 | 2004-07-23 | 10.796 |  | 1998-05-18 | 0.05
|  | 1991-06-03 | 0.048 | [5 empty] | 2009-04-15 | 1142.6201 |  |  | 2006-09-12 | 1027.473 |  |  | 2017-08-01 | 0.068577 | 0.0014191 | 0.19714 | 2020-09-01 | 8406.1187 | 3595.2198 | 9340.7816 | 2004-07-24 | 10.796 |  | 1998-06-15 | 0.06
|  | 1991-06-07 | 0.039 | [5 empty] | 2009-04-30 | 1142.71 |  |  | 2006-09-19 | 1027.45 |  |  | 2017-09-01 | 0.12431 | 0.088354 | 0.16843 | 2020-10-01 | 3426.5297 | 0 | 8138.2756 | 2004-07-25 | 10.796 |  | 1998-07-21 | 0.04
|  | 1991-06-13 | 0.039 | [5 empty] | 2009-05-15 | 1142.85 |  |  | 2006-09-20 | 1027.336 |  |  | 2017-10-01 | 0.11799 | 0.0058464 | 0.29643 | 2020-11-01 | 666.0996 | 0 | 5828.6951 | 2004-07-26 | 10.796 |  | 1998-08-10 | 0.03
|  | 1991-06-30 | 0.039 | [5 empty] | 2009-05-31 | 1142.8701 |  |  | 2006-09-21 | 1027.227 |  |  | 2017-11-01 | 0.097305 | 0.032906 | 0.26221 | 2020-12-01 | 462.6452 | 0 | 4192.4219 | 2004-07-27 | 10.796 |  | 1998-09-10
|  | 1991-07-01 | 0.026 | [5 empty] | 2009-06-15 | 1142.8399 |  |  | 2006-09-26 | 1027.32 |  |  | 2017-12-01 | 0.095262 | 0.028984 | 0.24509 | 2021-01-01 | 552.3511 | 0 | 2180.6676 | 2004-07-28 | 10.796 |  | 1998-09-25 | 0.04
|  | 1991-07-02 | 0.026 | [5 empty] | 2009-06-30 | 1142.6652 |  |  | 2006-10-04 | 1027.468 |  |  | 2018-01-01 | 0.12096 | 0.049956 | 0.27022 | 2021-02-01 | 0 | 0 | 1126.2762 | 2004-07-29 | 10.796 |  | 1998-10-19 | 0.03
|  | 1991-07-22 | 0.053 | [5 empty] | 2009-07-13 | 1142.5052 |  |  | 2006-10-10 | 1027.601 |  |  | 2018-02-01 | 0.061763 | 2.7801e-06 | 0.26835 | 2021-03-01 | 0 | 0 | 1957.4774 | 2004-07-30 | 10.796 |  | 1998-11-17 | 0.03
|  | 1991-07-24 | 0.0415 | [5 empty] | 2009-07-20 | 1142.4351 |  |  | 2006-10-17 | 1027.749 |  |  | 2018-03-01 | 0.070657 | 0.00021018 | 0.32519 | 2021-04-01 | 0 | 0 | 1416.7739 | 2004-07-31 | 0 |  | 1998-12-21 | 0.02
|  | 1991-08-05 | 0.065 | [5 empty] | 2009-07-27 | 1142.3199 |  |  | 2006-10-24 | 1027.902 |  |  | 2018-04-01 | 0.050574 | 0.00027463 | 0.33066 | 2021-05-01 | 6202.7166 | 4356.0753 | 8122.2356 | 2004-08-01 | 0 |  | 1999-01-18 | 0.03
|  | 1991-09-03 | 0.062 | [5 empty] | 2009-08-03 | 1142.2001 |  |  | 2006-10-31 | 1028.035 |  |  | 2018-05-01 | 0.00097925 | 1.3713e-06 | 0.25882 | 2021-06-01 | 7720.8574 | 4066.7079 | 9562.9667 | 2004-08-02 | 0 |  | 1999-02-22 | 0.07
|  | 1991-09-27 | 0.056 | [5 empty] | 2009-08-07 | 1142.1849 |  |  | 2006-11-07 | 1028.168 |  |  | 2018-06-01 | 0.075451 | 0.0026928 | 0.14734 | 2021-07-01 | 7505.3167 | 3451.4553 | 9311.5868 | 2004-08-03 | 0 |  | 1999-03-17 | 0.02
|  | 1991-10-07 | 0.05 | [5 empty] | 2009-08-10 | 1142.1651 |  |  | 2006-11-14 | 1028.303 |  |  | 2018-07-01 | 0.079572 | 0.01513 | 0.15631 | 2021-08-01 | 7324.3541 | 2146.3762 | 9243.1083 | 2004-08-04 | 0 |  | 1999-04-20 | 0.02 | 0.02
|  | 1991-11-01 | 0.022 | [5 empty] | 2009-08-18 | 1142.0651 |  |  | 2006-11-21 | 1028.42 |  |  | 2018-08-01 | 0.071808 | 0.0031463 | 0.19599 | 2021-09-01 | 8374.7161 | 3590.4949 | 9340.7816 | 2004-08-05 | 0 |  | 1999-05-17 | 0.05
|  | 1991-11-06 | 0.053 | [5 empty] | 2009-08-24 | 1142.02 |  |  | 2006-12-07 | 1028.635 |  |  | 2018-09-01 | 0.1247 | 0.095365 | 0.17413 | 2021-10-01 | 3448.7262 | 0 | 8900.7535 | 2004-08-06 | 0 |  | 1999-07-03 | 0.05
|  | 1991-12-03 | 0.086 | [5 empty] | 2009-08-31 | 1141.845 |  |  | 2006-12-14 | 1028.732 |  |  | 2018-10-01 | 0.11437 | 0.00074509 | 0.24364 | 2021-11-01 | 792.3163 | 0 | 7475.1418 | 2004-08-07 | 0 |  | 1999-07-27 | 0.0075
|  | 1992-01-21 | 0.334 | [5 empty] | 2009-09-07 | 1141.6749 |  |  | 2007-01-04 | 1028.95 |  |  | 2018-11-01 | 0.093904 | 0.010363 | 0.21898 | 2021-12-01 | 476.7545 | 0 | 3901.5739 | 2004-08-08 | 0 |  | 1999-07-29
|  | 1992-02-20 | 0.211 | [5 empty] | 2009-09-14 | 1141.5201 |  |  | 2007-01-18 | 1029.09 |  |  | 2018-12-01 | 0.094583 | 0.012998 | 0.21745 | 2022-01-01 | 432.0373 | 114.2805 | 2142.27 | 2004-08-09 | 0 |  | 1999-08-12 | 0.02
|  | 1992-03-12 | 0.156 | [5 empty] | 2009-09-18 | 1141.415 |  |  | 2007-02-01 | 1029.2 |  |  | 2019-01-01 | 0.11957 | 0.040104 | 0.24671 |  |  |  |  | 2004-08-10 | 0 |  | 1999-08-31
|  | 1992-04-29 | 0.058667 | [5 empty] | 2009-09-19 | 1141.3799 |  |  | 2007-02-15 | 1029.308 |  |  | 2019-02-01 | 0.058619 | 3.2651e-06 | 0.28024 |  |  |  |  | 2004-08-11 | 0 |  | 1999-09-10 | 0.0075
|  | 1992-05-12 | 0.056 | [5 empty] | 2009-09-20 | 1141.34 |  |  | 2007-03-08 | 1029.48 |  |  | 2019-03-01 | 0.074796 | 0.00042608 | 0.26815 |  |  |  |  | 2004-08-12 | 0 |  | 1999-10-29 | 0.02
|  | 1992-06-09 | 0.01 | [5 empty] | 2009-09-21 | 1141.2949 |  |  | 2007-03-29 | 1029.632 |  |  | 2019-04-01 | 0.046701 | 1.742e-08 | 0.21435 |  |  |  |  | 2004-08-13 | 0 |  | 1999-11-22 | 0.0075
|  | 1992-06-26 | 0.0265 | [5 empty] | 2009-09-24 | 1141.2001 |  |  | 2007-04-02 | 1029.65 |  |  | 2019-05-01 | 0.00086413 | 1.9992e-07 | 0.13765 |  |  |  |  | 2004-08-14 | 0 |  | 1999-12-14 | 0.09
|  | 1992-07-14 | 0.019 | [5 empty] | 2009-09-29 | 1141.24 |  |  | 2007-04-12 | 1028.75 |  |  | 2019-06-01 | 0.069563 | 0.041163 | 0.14112 |  |  |  |  | 2004-08-15 | 0 |  | 2000-01-27 | 0.09
|  | 1992-07-21 | 0.0315 | [5 empty] | 2009-10-01 | 1141.215 |  |  | 2007-04-26 | 1029.1 |  |  | 2019-07-01 | 0.080826 | 0.03129 | 0.16099 |  |  |  |  | 2004-08-16 | 0 |  | 2000-02-28 | 0.39
|  | 1992-08-10 | 0.043 | [5 empty] | 2009-10-05 | 1141.24 |  |  | 2007-05-03 | 1029.358 |  |  | 2019-08-01 | 0.076885 | 0.0009828 | 0.21257 |  |  |  |  | 2004-08-17 | 0 |  | 2000-03-23 | 0.02
|  | 1992-09-09 | 0.117 | [5 empty] | 2009-10-09 | 1141.2699 |  |  | 2007-05-07 | 1029.498 |  |  | 2019-09-01 | 0.12597 | 0.073459 | 0.16853 |  |  |  |  | 2004-08-18 | 0 |  | 2000-04-27 | 0.22 | 0.22
|  | 1992-09-10 | 0.163 | [5 empty] | 2009-10-12 | 1141.2851 |  |  | 2007-05-09 | 1029.295 |  |  | 2019-10-01 | 0.11913 | 0.0026552 | 0.30734 |  |  |  |  | 2004-08-19 | 0 |  | 2000-05-15 | 0.11
|  | 1992-10-06 | 0.26 | [5 empty] | 2009-10-19 | 1141.365 |  |  | 2007-05-10 | 1029.191 |  |  | 2019-11-01 | 0.093186 | 0.011548 | 0.28818 |  |  |  |  | 2004-08-20 | 82.251 |  | 2000-06-26 | 0.33
|  | 1992-10-19 | [6 empty] | 2009-10-26 | 1141.5 |  |  | 2007-05-14 | 1028.77 |  |  | 2019-12-01 | 0.093518 | 0.019843 | 0.28221 |  |  |  |  | 2004-08-21 | 82.251 |  | 2000-07-25 | 0.5
|  | 1992-11-24 | 0.122 | [5 empty] | 2009-11-02 | 1141.6451 |  |  | 2007-05-17 | 1028.98 |  |  | 2020-01-01 | 0.11551 | 0.045211 | 0.31373 |  |  |  |  | 2004-08-22 | 82.251 |  | 2000-08-29 | 0.13
|  | 1992-11-25 | 0.129 | [5 empty] | 2009-11-09 | 1141.6792 |  |  | 2007-05-22 | 1028.933 |  |  | 2020-02-01 | 0.06529 | 3.0734e-06 | 0.31983 |  |  |  |  | 2004-08-23 | 82.251 |  | 2000-09-25 | 0.022
|  | 1993-02-16 | 0.03 | [5 empty] | 2009-11-16 | 1141.7451 |  |  | 2007-05-24 | 1028.837 |  |  | 2020-03-01 | 0.073625 | 2.9061e-06 | 0.29085 |  |  |  |  | 2004-08-24 | 82.251 |  | 2000-10-28
|  | 1993-04-27 | 0.144 | [5 empty] | 2009-11-23 | 1141.7853 |  |  | 2007-05-28 | 1028.846 |  |  | 2020-04-01 | 0.052668 | 3.3397e-07 | 0.21946 |  |  |  |  | 2004-08-25 | 82.251 |  | 2000-10-29 | 0.01
|  | 1993-06-24 | 0.0155 | [5 empty] | 2009-11-30 | 1141.8252 |  |  | 2007-05-31 | 1028.84 |  |  | 2020-05-01 | 0.0014226 | 5.3512e-08 | 0.1555 |  |  |  |  | 2004-08-26 | 82.251 |  | 2000-11-13 | 0.06
|  | 1993-08-02 | 0.04 | [5 empty] | 2009-12-07 | 1141.845 |  |  | 2007-06-04 | 1028.661 |  |  | 2020-06-01 | 0.081988 | 0.015669 | 0.14255 |  |  |  |  | 2004-08-27 | 82.251 |  | 2000-11-18 | 0.03
|  | 1993-09-20 | 0.067 | [5 empty] | 2009-12-14 | 1141.9063 |  |  | 2007-06-11 | 1028.626 |  |  | 2020-07-01 | 0.087607 | 0.01656 | 0.16734 |  |  |  |  | 2004-08-28 | 82.251 |  | 2000-12-14 | 0.022
|  | 1993-10-04 | 0.047 | [5 empty] | 2010-01-04 | 1142.0002 |  |  | 2007-06-14 | 1028.605 |  |  | 2020-08-01 | 0.070391 | 0.0045474 | 0.17508 |  |  |  |  | 2004-08-29 | 82.251 |  | 2001-01-13 | 0.02
|  | 1993-10-18 | 0.04125 | [5 empty] | 2010-01-18 | 1142.0953 |  |  | 2007-06-18 | 1028.561 |  |  | 2020-09-01 | 0.12609 | 0.076808 | 0.16205 |  |  |  |  | 2004-08-30 | 82.251 |  | 2001-02-10 | 0.02
|  | 1993-11-01 | 0.0795 | [5 empty] | 2010-02-01 | 1142.1852 |  |  | 2007-06-21 | 1028.56 |  |  | 2020-10-01 | 0.12461 | 0.00085113 | 0.34764 |  |  |  |  | 2004-08-31 | 82.251 |  | 2001-03-10 | 0.03
|  | 1993-11-15 | 0.0835 | [5 empty] | 2010-02-16 | 1142.28 |  |  | 2007-06-25 | 1028.88 |  |  | 2020-11-01 | 0.093627 | 0.0068414 | 0.31074 |  |  |  |  | 2004-09-01 | 82.251 |  | 2001-04-16 | 0.02 | 0.02
|  | 1993-11-29 | 0.1035 | [5 empty] | 2010-03-01 | 1142.315 |  |  | 2007-06-28 | 1028.85 |  |  | 2020-12-01 | 0.093017 | 0.015707 | 0.29823 |  |  |  |  | 2004-09-02 | 82.251 |  | 2001-05-14 | 0.07
|  | 1993-12-13 | 0.0546 | [5 empty] | 2010-03-15 | 1142.34 |  |  | 2007-07-03 | 1028.787 |  |  | 2021-01-01 | 0.11729 | 0.039444 | 0.32458 |  |  |  |  | 2004-09-03 | 82.251 |  | 2001-06-17 | 0.02
|  | 1994-01-17 | 0.08475 | [5 empty] | 2010-03-29 | 1142.5302 |  |  | 2007-07-05 | 1028.789 |  |  | 2021-02-01 | 0.064987 | 3.039e-06 | 0.21732 |  |  |  |  | 2004-09-04 | 82.251 |  | 2001-07-14 | 0.06
|  | 1994-01-31 | 0.1015 | [5 empty] | 2010-04-05 | 1142.561 |  |  | 2007-07-09 | 1028.846 |  |  | 2021-03-01 | 0.068411 | 2.2612e-05 | 0.29968 |  |  |  |  | 2004-09-05 | 82.251 |  | 2001-08-14 | 0.03
|  | 1994-03-01 | 0.054 | [5 empty] | 2010-04-12 | 1142.6012 |  |  | 2007-07-12 | 1028.8 |  |  | 2021-04-01 | 0.055888 | 0.00037404 | 0.27999 |  |  |  |  | 2004-09-06 | 82.251 |  | 2001-09-17 | 0.03
|  | 1994-08-10 | 0.03725 | [5 empty] | 2010-04-19 | 1142.6455 |  |  | 2007-07-19 | 1028.763 |  |  | 2021-05-01 | 0.0010109 | 2.3427e-06 | 0.21423 |  |  |  |  | 2004-09-07 | 82.251 |  | 2001-10-15 | 0.0075
|  | 1994-10-12 | 0.03475 | [5 empty] | 2010-04-26 | 1142.6465 |  |  | 2007-07-26 | 1028.692 |  |  | 2021-06-01 | 0.076207 | 0.037792 | 0.13212 |  |  |  |  | 2004-09-08 | 82.251 |  | 2001-11-13 | 0.06
|  | 1994-11-25 | 0.07 | [5 empty] | 2010-05-03 | 1142.6555 |  |  | 2007-08-02 | 1028.608 |  |  | 2021-07-01 | 0.074633 | 0.0066769 | 0.16096 |  |  |  |  | 2004-09-09 | 82.251 |  | 2001-12-14
|  | 1995-01-25 | 0.0055 | [5 empty] | 2010-05-10 | 1142.625 |  |  | 2007-08-09 | 1028.547 |  |  | 2021-08-01 | 0.073146 | 0.00041988 | 0.21169 |  |  |  |  | 2004-09-10 | 82.251 |  | 2001-12-15 | 0.02
|  | 1995-03-06 | 0.00375 | [5 empty] | 2010-05-17 | 1142.6092 |  |  | 2007-08-16 | 1028.374 |  |  | 2021-09-01 | 0.12458 | 0.093761 | 0.16378 |  |  |  |  | 2004-09-11 | 82.251 |  | 2002-01-15 | 0.09
|  | 1995-03-08 | 0.03 | [5 empty] | 2010-05-24 | 1142.5655 |  |  | 2007-08-23 | 1028.085 |  |  | 2021-10-01 | 0.14004 | 0.00075038 | 0.32327 |  |  |  |  | 2004-09-12 | 82.251 |  | 2002-02-12 | 0.01
|  | 1995-05-08 | 0.0525 | [5 empty] | 2010-05-31 | 1142.461 |  |  | 2007-08-30 | 1028.038 |  |  | 2021-11-01 | 0.10101 | 0.0052784 | 0.22652 |  |  |  |  | 2004-09-13 | 82.251 |  | 2002-03-12 | 0.05
|  | 1995-06-21 | 0.01 | [5 empty] | 2010-06-07 | 1142.3321 |  |  | 2007-09-06 | 1028.025 |  |  | 2021-12-01 | 0.09976 | 0.012937 | 0.21733 |  |  |  |  | 2004-09-14 | 82.251 |  | 2002-04-15 | 0.04 | 0.04
|  | 1995-07-20 | 0.01 | [5 empty] | 2010-06-14 | 1142.2175 |  |  | 2007-09-11 | 1028.025 |  |  | 2022-01-01 | 0.12297 | 0.038209 | 0.24411 |  |  |  |  | 2004-09-15 | 82.251 |  | 2002-05-13 | 0.07
|  | 1995-08-23 | 0.05 | [5 empty] | 2010-06-21 | 1142.0831 |  |  | 2007-09-12 | 1027.91 | [10 empty] | 2004-09-16 | 82.251 |  | 2002-06-16 | 0.03
|  | 1995-10-16 | 0.08 | [5 empty] | 2010-06-28 | 1141.941 |  |  | 2007-09-13 | 1027.845 | [10 empty] | 2004-09-17 | 82.251 |  | 2002-07-16 | 0.017
|  | 1995-11-14 | 0.17 | [5 empty] | 2010-07-05 | 1141.8216 |  |  | 2007-09-17 | 1027.559 | [10 empty] | 2004-09-18 | 0 |  | 2002-08-12 | 0.009
|  | 1995-12-06 | 0.14 | [5 empty] | 2010-07-12 | 1141.6734 |  |  | 2007-09-24 | 1027.755 | [10 empty] | 2004-09-19 | 0 |  | 2002-09-16 | 0.011
|  | 1995-12-12 | 0.111 | [5 empty] | 2010-07-19 | 1141.4875 |  |  | 2007-09-27 | 1027.84 | [10 empty] | 2004-09-20 | 0 |  | 2002-10-15 | 0.024
|  | 1996-01-25 | 0.1 | [5 empty] | 2010-07-26 | 1141.3141 |  |  | 2007-10-15 | 1028.295 | [10 empty] | 2004-09-21 | 0 |  | 2002-11-12 | 0.031
|  | 1996-02-14 | 0.09 | [5 empty] | 2010-08-02 | 1141.1681 |  |  | 2007-10-18 | 1028.358 | [10 empty] | 2004-09-22 | 0 |  | 2002-12-10 | 0.034
|  | 1996-03-06 | 0.123 | [5 empty] | 2010-08-09 | 1141.0422 |  |  | 2007-10-22 | 1028.442 | [10 empty] | 2004-09-23 | 0 |  | 2003-01-14 | 0.029
|  | 1996-03-12 | 0.08 | [5 empty] | 2010-08-16 | 1140.894 |  |  | 2007-10-25 | 1028.22 | [10 empty] | 2004-09-24 | 0 |  | 2003-02-15 | 0.023
|  | 1996-04-09 | 0.02 | [5 empty] | 2010-08-23 | 1140.7673 |  |  | 2007-10-29 | 1027.997 | [10 empty] | 2004-09-25 | 0 |  | 2003-03-15 | 0.022
|  | 1996-05-15 | 0.05 | [5 empty] | 2010-08-27 | 1140.6801 |  |  | 2007-11-08 | 1028.268 | [10 empty] | 2004-09-26 | 0 |  | 2003-04-15 | 0.021 | 0.021
|  | 1996-05-29 | 0.04 | [5 empty] | 2010-08-30 | 1140.6965 |  |  | 2007-11-22 | 1028.551 | [10 empty] | 2004-09-27 | 0 |  | 2003-05-13 | 0.037
|  | 1996-06-11 | 0.02 | [5 empty] | 2010-09-06 | 1140.7703 |  |  | 2007-12-06 | 1028.802 | [10 empty] | 2004-09-28 | 0 |  | 2003-06-14 | 0.016
|  | 1996-06-21 | 1.48 | [5 empty] | 2010-09-13 | 1140.8102 |  |  | 2008-01-03 | 1029.27 | [10 empty] | 2004-09-29 | 0 |  | 2003-07-14 | 0.034
|  | 1996-07-17 | 0.02 | [5 empty] | 2010-09-20 | 1140.8502 |  |  | 2008-01-16 | 1029.442 | [10 empty] | 2004-09-30 | 0 |  | 2003-08-11 | 0.011
|  | 1996-08-05 | 0.01 | [5 empty] | 2010-09-27 | 1140.8691 |  |  | 2008-02-13 | 1029.782 | [10 empty] | 2004-10-01 | 0 |  | 2003-09-08 | 0.012
|  | 1996-08-15 | 0.03 | [5 empty] | 2010-10-04 | 1140.9413 |  |  | 2008-03-05 | 1029.996 | [10 empty] | 2004-10-02 | 0 |  | 2003-10-14 | 0.027
|  | 1996-09-03 | 0.04 | [5 empty] | 2010-10-12 | 1140.9663 |  |  | 2008-03-20 | 1030.116 | [10 empty] | 2004-10-03 | 0 |  | 2003-11-15 | 0.022
|  | 1996-09-11 | 0.04 | [5 empty] | 2010-10-25 | 1141.0611 |  |  | 2008-04-03 | 1030.211 | [10 empty] | 2004-10-04 | 0 |  | 2003-12-14
|  | 1996-10-02 | [6 empty] | 2010-11-08 | 1141.0861 |  |  | 2008-04-10 | 1030.254 | [10 empty] | 2004-10-05 | 0 |  | 2003-12-15 | 0.014
|  | 1996-10-16 | 0.08 | [5 empty] | 2010-11-22 | 1141.1641 |  |  | 2008-04-14 | 1029.93 | [10 empty] | 2004-10-06 | 0 |  | 2004-01-12 | 0.024
|  | 1996-10-21 | 0.09 | [5 empty] | 2010-12-06 | 1141.254 |  |  | 2008-04-21 | 1029.625 | [10 empty] | 2004-10-07 | 0 |  | 2004-02-16 | 0.032
|  | 1996-11-21 | 0.1 | [5 empty] | 2010-12-16 | 1141.3162 |  |  | 2008-04-24 | 1029.398 | [10 empty] | 2004-10-08 | 0 |  | 2004-03-15 | 0.031
|  | 1996-12-19 | 0.12 | [5 empty] | 2011-01-03 | 1141.4779 |  |  | 2008-04-28 | 1029.25 | [10 empty] | 2004-10-09 | 0 |  | 2004-04-13 | 0.024 | 0.024
|  | 1997-01-14 | 0.05 | [5 empty] | 2011-01-17 | 1141.556 |  |  | 2008-05-05 | 1029.433 | [10 empty] | 2004-10-10 | 0 |  | 2004-05-14 | 0.027
|  | 1997-02-17 | 0.06 | [5 empty] | 2011-01-31 | 1141.643 |  |  | 2008-05-06 | 1029.44 | [10 empty] | 2004-10-11 | 0 |  | 2004-06-14 | 0.007
|  | 1997-02-26 | [6 empty] | 2011-02-14 | 1141.729 |  |  | 2008-05-07 | 1029.421 | [10 empty] | 2004-10-12 | 0 |  | 2004-07-12 | 0.009
|  | 1997-03-11 | 0.05 | [5 empty] | 2011-02-28 | 1141.8592 |  |  | 2008-05-08 | 1029.402 | [10 empty] | 2004-10-13 | 0 |  | 2004-08-09 | 0.011
|  | 1997-04-15 | 0.06 | [5 empty] | 2011-03-07 | 1141.8946 |  |  | 2008-05-12 | 1029.362 | [10 empty] | 2004-10-14 | 0 |  | 2004-09-13 | 0.012
|  | 1997-04-28 | 0.04 | [5 empty] | 2011-03-21 | 1141.912 |  |  | 2008-05-20 | 1029.34 | [10 empty] | 2004-10-15 | 27.904 |  | 2004-10-12 | 0.025
|  | 1997-05-12 | 0.04 | [5 empty] | 2011-04-04 | 1141.972 |  |  | 2008-05-21 | 1029.335 | [10 empty] | 2004-10-16 | 27.904 |  | 2004-11-15 | 0.024
|  | 1997-06-23 | 0.04 | [5 empty] | 2011-04-18 | 1142.0833 |  |  | 2008-05-22 | 1029.332 | [10 empty] | 2004-10-17 | 27.904 |  | 2004-12-03 | 0.02
|  | 1997-07-15 | 0.07 | [5 empty] | 2011-05-02 | 1142.057 |  |  | 2008-05-26 | 1029.276 | [10 empty] | 2004-10-18 | 27.904 |  | 2005-01-21 | 0.031
|  | 1997-07-24 | [6 empty] | 2011-05-16 | 1141.948 |  |  | 2008-05-28 | 1029.254 | [10 empty] | 2004-10-19 | 27.904 |  | 2005-02-08 | 0.035
|  | 1997-08-06 | [6 empty] | 2011-05-30 | 1141.984 |  |  | 2008-06-02 | 1029.251 | [10 empty] | 2004-10-20 | 27.904 |  | 2005-03-15 | 0.031
|  | 1997-08-12 | 0.11 | [5 empty] | 2011-06-06 | 1141.942 |  |  | 2008-06-05 | 1029.164 | [10 empty] | 2004-10-21 | 27.904 |  | 2005-04-11 | 0.038 | 0.038
|  | 1997-09-22 | 0.15 | [5 empty] | 2011-06-09 | 1141.936 |  |  | 2008-06-11 | 1028.976 | [10 empty] | 2004-10-22 | 275.55 |  | 2005-05-09 | 0.031
|  | 1997-09-30 | 0.12 | [5 empty] | 2011-06-13 | 1141.8269 |  |  | 2008-06-18 | 1028.891 | [10 empty] | 2004-10-23 | 275.55 |  | 2005-06-20 | 0.016
|  | 1997-10-07 | 0.11 | [5 empty] | 2011-06-20 | 1141.873 |  |  | 2008-06-23 | 1028.686 | [10 empty] | 2004-10-24 | 275.55 |  | 2005-07-25 | 0.015
|  | 1997-10-20 | 0.08 | [5 empty] | 2011-06-27 | 1141.848 |  |  | 2008-06-24 | 1028.638 | [10 empty] | 2004-10-25 | 275.55 |  | 2005-08-22 | 0.023
|  | 1997-11-04 | [6 empty] | 2011-07-04 | 1141.838 |  |  | 2008-06-26 | 1028.549 | [10 empty] | 2004-10-26 | 77.242 |  | 2005-09-05 | 0.036
|  | 1997-11-19 | 0.06 | [5 empty] | 2011-07-11 | 1141.781 |  |  | 2008-07-02 | 1028.271 | [10 empty] | 2004-10-27 | 0 |  | 2005-09-06 | 0.036
|  | 1997-12-08 | 0.06 | [5 empty] | 2011-07-18 | 1141.788 |  |  | 2008-07-03 | 1028.24 | [10 empty] | 2004-10-28 | 0 |  | 2005-10-10 | 0.028
|  | 1998-01-12 | 0.06 | [5 empty] | 2011-07-25 | 1141.645 |  |  | 2008-07-07 | 1028.222 | [10 empty] | 2004-10-29 | 0 |  | 2005-11-01 | 0.035
|  | 1998-02-24 | 0.03 | [5 empty] | 2011-08-01 | 1141.572 |  |  | 2008-07-08 | 1028.235 | [10 empty] | 2004-10-30 | 0 |  | 2005-12-13 | 0.058
|  | 1998-03-17 | 0.02 | [5 empty] | 2011-08-08 | 1141.466 |  |  | 2008-07-10 | 1028.252 | [10 empty] | 2004-10-31 | 0 |  | 2006-01-23 | 0.094
|  | 1998-04-13 | 0.32 | [5 empty] | 2011-08-15 | 1141.373 |  |  | 2008-07-17 | 1028.28 | [10 empty] | 2004-11-01 | 0 |  | 2006-02-14 | 0.035
|  | 1998-04-16 | [6 empty] | 2011-08-22 | 1141.273 |  |  | 2008-07-24 | 1028.273 | [10 empty] | 2004-11-02 | 0 |  | 2006-04-24 | 0.14 | 0.14
|  | 1998-04-22 | 0.11 | [5 empty] | 2011-08-29 | 1141.151 |  |  | 2008-08-14 | 1028.068 | [10 empty] | 2004-11-03 | 0 |  | 2006-04-25 | 0.14 | 0.14
|  | 1998-04-24 | 0.08 | [5 empty] | 2011-09-05 | 1141.014 |  |  | 2008-08-21 | 1028.15 | [10 empty] | 2004-11-04 | 0 |  | 2006-05-17 | 0.042
|  | 1998-04-26 | 0.05 | [5 empty] | 2011-09-12 | 1140.862 |  |  | 2008-08-28 | 1028.34 | [10 empty] | 2004-11-05 | 0 |  | 2006-06-19 | 0.017
|  | 1998-04-30 | 0.04 | [5 empty] | 2011-09-19 | 1140.762 |  |  | 2008-09-02 | 1028.426 | [10 empty] | 2004-11-06 | 0 |  | 2006-07-18 | 0.02
|  | 1998-05-18 | 0.3 | [5 empty] | 2011-09-26 | 1140.827 |  |  | 2008-09-11 | 1028.565 | [10 empty] | 2004-11-07 | 0 |  | 2006-08-21 | 0.023
|  | 1998-06-15 | 0.06 | [5 empty] | 2011-10-03 | 1140.883 |  |  | 2008-09-18 | 1028.638 | [10 empty] | 2004-11-08 | 0 |  | 2006-09-11 | 0.023
|  | 1998-06-19 | 0.0093 | [5 empty] | 2011-10-17 | 1140.98 |  |  | 2008-09-22 | 1028.582 | [10 empty] | 2004-11-09 | 0 |  | 2006-10-16 | 0.065
|  | 1998-06-20 | 0.09 | [5 empty] | 2011-10-31 | 1141.059 |  |  | 2008-09-25 | 1028.504 | [10 empty] | 2004-11-10 | 0 |  | 2006-11-14 | 0.064
|  | 1998-06-21 | 0.18 | [5 empty] | 2011-11-07 | 1141.105 |  |  | 2008-09-29 | 1028.402 | [10 empty] | 2004-11-11 | 0 |  | 2007-04-18 | 0.18 | 0.18
|  | 1998-07-21 | 0.05 | [5 empty] | 2011-11-14 | 1141.167 |  |  | 2008-10-02 | 1028.227 | [10 empty] | 2004-11-12 | 0 |  | 2007-05-14 | 0.068
|  | 1998-08-04 | [6 empty] | 2011-11-28 | 1141.26 |  |  | 2008-10-06 | 1028.043 | [10 empty] | 2004-11-13 | 0 |  | 2007-06-18 | 0.029
|  | 1998-08-10 | 0.13 | [5 empty] | 2011-12-13 | 1141.39 |  |  | 2008-10-09 | 1028.005 | [10 empty] | 2004-11-14 | 0 |  | 2007-07-16 | 0.025
|  | 1998-09-25 | 0.07 | [5 empty] | 2012-01-03 | 1141.574 |  |  | 2008-10-16 | 1027.365 | [10 empty] | 2004-11-15 | 0 |  | 2007-08-13 | 0.031
|  | 1998-10-19 | 0.08 | [5 empty] | 2012-01-16 | 1141.602 |  |  | 2008-10-22 | 1027.135 | [10 empty] | 2004-11-16 | 0 |  | 2007-09-10 | 0.025
|  | 1998-11-17 | 0.09 | [5 empty] | 2012-01-30 | 1141.65 |  |  | 2008-11-12 | 1027.803 | [10 empty] | 2004-11-17 | 0 |  | 2007-10-22 | 0.063
|  | 1998-12-21 | 0.06 | [5 empty] | 2012-02-13 | 1141.717 |  |  | 2008-12-04 | 1028.325 | [10 empty] | 2004-11-18 | 0 |  | 2007-11-13 | 0.068
|  | 1999-01-18 | 0.06 | [5 empty] | 2012-02-27 | 1141.772 |  |  | 2009-01-22 | 1029.148 | [10 empty] | 2004-11-19 | 0 |  | 2007-12-09 | 0.097
|  | 1999-02-22 | 0.03 | [5 empty] | 2012-03-12 | 1141.837 |  |  | 2009-02-26 | 1029.56 | [10 empty] | 2004-11-20 | 0 |  | 2008-01-07 | 0.056
|  | 1999-03-17 | 0.04 | [5 empty] | 2012-03-26 | 1141.889 |  |  | 2009-03-24 | 1029.837 | [10 empty] | 2004-11-21 | 0 |  | 2008-01-08 | 0.056
|  | 1999-04-20 | 0.03 | [5 empty] | 2012-01-01 | 1141.6 | 1141.6 | 1141.6 | 2009-03-27 | 1029.796 | [10 empty] | 2004-11-22 | 0 |  | 2008-02-18 | 0.099
|  | 1999-05-17 | 0.07 | [5 empty] | 2012-02-01 | 1142.094 | 1141.8608 | 1142.4292 | 2009-03-28 | 1029.724 | [10 empty] | 2004-11-23 | 0 |  | 2008-03-17 | 0.094
|  | 1999-06-25 | [6 empty] | 2012-03-01 | 1142.705 | 1142.1022 | 1143.1985 | 2009-03-30 | 1029.596 | [10 empty] | 2004-11-24 | 0 |  | 2008-04-14 | 0.097 | 0.097
|  | 1999-07-03 | 0.05 | [5 empty] | 2012-04-01 | 1143.208 | 1142.4604 | 1143.7701 | 2009-04-02 | 1029.368 | [10 empty] | 2004-11-25 | 0 |  | 2008-05-02
|  | 1999-07-27 | 0.04 | [5 empty] | 2012-05-01 | 1143.6125 | 1142.8105 | 1144.363 | 2009-04-06 | 1028.939 | [10 empty] | 2004-11-26 | 0 |  | 2008-05-14 | 0.076
|  | 1999-07-29 | [6 empty] | 2012-06-01 | 1142.8174 | 1141.6016 | 1143.8937 | 2009-04-08 | 1028.736 | [10 empty] | 2004-11-27 | 0 |  | 2008-06-04
|  | 1999-08-12 | 0.08 | [5 empty] | 2012-07-01 | 1141.9727 | 1140.8281 | 1143.6509 | 2009-04-13 | 1028.164 | [10 empty] | 2004-11-28 | 0 |  | 2008-06-12 12:15 | 0.0258
|  | 1999-08-31 | [6 empty] | 2012-08-01 | 1141.3787 | 1139.9242 | 1143.3176 | 2009-04-16 | 1027.744 | [10 empty] | 2004-11-29 | 0 |  | 2008-06-16 | 0.037
|  | 1999-09-10 | 0.05 | [5 empty] | 2012-09-01 | 1140.7312 | 1138.9274 | 1142.6776 | 2009-04-20 | 1027.716 | [10 empty] | 2004-11-30 | 0 |  | 2008-07-08
|  | 1999-10-29 | 0.02 | [5 empty] | 2012-10-01 | 1140.0387 | 1138.9723 | 1141.9335 | 2009-04-23 | 1027.487 | [10 empty] | 2004-12-01 | 0 |  | 2008-07-14 | 0.024
|  | 1999-11-22 | 0.05 | [5 empty] | 2012-11-01 | 1139.1787 | 1138.9962 | 1141.3809 | 2009-04-27 | 1027.273 | [10 empty] | 2004-12-02 | 0 |  | 2008-07-22 16:45 | 0.02275
|  | 1999-12-14 | 0.08 | [5 empty] | 2012-12-01 | 1139.4197 | 1139 | 1140.6775 | 2009-04-30 | 1027.159 | [10 empty] | 2004-12-03 | 0 |  | 2008-08-03
|  | 2000-01-27 | 0.02 | [5 empty] | 2013-01-01 | 1139.72 | 1139.2249 | 1140.9441 | 2009-05-04 | 1027.229 | [10 empty] | 2004-12-04 | 0 |  | 2008-08-11 | 0.03
|  | 2000-02-28 | 0.64 | [5 empty] | 2013-02-01 | 1140.3713 | 1139.8101 | 1141.3754 | 2009-05-07 | 1027.419 | [10 empty] | 2004-12-05 | 0 |  | 2008-08-19 | 0.036
|  | 2000-03-23 | 0.03 | [5 empty] | 2013-03-01 | 1140.7817 | 1140.2335 | 1141.7245 | 2009-05-11 | 1027.604 | [10 empty] | 2004-12-06 | 0 |  | 2008-08-25 14:30 | 0.04305
|  | 2000-04-27 | 0.09 | [5 empty] | 2013-04-01 | 1141.1672 | 1140.6149 | 1142.1245 | 2009-05-13 | 1027.69 | [10 empty] | 2004-12-07 | 0 |  | 2008-09-02
|  | 2000-05-15 | 0.07 | [5 empty] | 2013-05-01 | 1141.5677 | 1140.9166 | 1142.7827 | 2009-05-15 | 1027.734 | [10 empty] | 2004-12-08 | 0 |  | 2008-09-15 | 0.024
|  | 2000-06-26 | 0.1 | [5 empty] | 2013-06-01 | 1140.92 | 1140.1165 | 1141.9254 | 2009-05-16 | 1027.831 | [10 empty] | 2004-12-09 | 0 |  | 2008-10-15 | 0.039
|  | 2000-07-25 | 0.14 | [5 empty] | 2013-07-01 | 1140.4202 | 1139.2643 | 1141.611 | 2009-05-19 | 1027.831 | [10 empty] | 2004-12-10 | 0 |  | 2008-10-18
|  | 2000-08-29 | 0.1 | [5 empty] | 2013-08-01 | 1139.7621 | 1138.9017 | 1141.1411 | 2009-05-31 | 1028.163 | [10 empty] | 2004-12-11 | 0 |  | 2008-11-03 | 0.1
|  | 2000-09-25 | 0.01 | [5 empty] | 2013-09-01 | 1139.0005 | 1138.9275 | 1140.6165 | 2009-06-08 | 1028.338 | [10 empty] | 2004-12-12 | 0 |  | 2008-11-09
|  | 2000-10-28 | [6 empty] | 2013-10-01 | 1138.9723 | 1138.9613 | 1140.0983 | 2009-06-13 | 1028.266 | [10 empty] | 2004-12-13 | 0 |  | 2008-12-01 | 0.092
|  | 2000-10-29 | 0.07 | [5 empty] | 2013-11-01 | 1140.0266 | 1138.9962 | 1140.153 | 2009-06-29 | 1027.668 | [10 empty] | 2004-12-14 | 0 |  | 2009-01-12 | 0.2
|  | 2000-11-13 | 0.07 | [5 empty] | 2013-12-01 | 1140.6826 | 1139 | 1140.9584 | 2009-06-30 | 1027.704 | [10 empty] | 2004-12-15 | 0 |  | 2009-02-02 | 0.14
|  | 2000-11-18 | 0.088 | [5 empty] | 2014-01-01 | 1141.1692 | 1139.3302 | 1141.5712 | 2009-07-13 | 1028.033 | [10 empty] | 2004-12-16 | 0 |  | 2009-03-03 12:20 | 0.121
|  | 2000-12-14 | 0.051 | [5 empty] | 2014-02-01 | 1141.6202 | 1139.8695 | 1142.2765 | 2009-07-20 | 1027.826 | [10 empty] | 2004-12-17 | 0 |  | 2009-04-06 12:00 | 0.0992 | 0.0992
36892 | 36904 | 2001-01-13 | 0.07 | [5 empty] | 2014-03-01 | 1141.939 | 1140.285 | 1143.0999 | 2009-07-27 | 1027.711 | [10 empty] | 2004-12-18 | 0 |  | 2009-04-14 15:07 |  | 0
|  | 2001-02-10 | 0.11 | [5 empty] | 2014-04-01 | 1142.4949 | 1140.6272 | 1143.6669 | 2009-08-03 | 1027.985 | [10 empty] | 2004-12-19 | 0 |  | 2009-05-02 17:50
|  | 2001-03-10 | 0.04 | [5 empty] | 2014-05-01 | 1143.079 | 1140.9944 | 1144.2552 | 2009-08-07 | 1027.966 | [10 empty] | 2004-12-20 | 0 |  | 2009-05-06 | 0.168
|  | 2001-04-16 | 0.08 | [5 empty] | 2014-06-01 | 1141.9585 | 1140.3412 | 1143.7817 | 2009-08-10 | 1028.034 | [10 empty] | 2004-12-21 | 0 |  | 2009-05-06 14:00 | 0.168
|  | 2001-06-17 | 0.03 | [5 empty] | 2014-07-01 | 1141.4856 | 1139.7371 | 1143.5712 | 2009-08-18 | 1028.026 | [10 empty] | 2004-12-22 | 0 |  | 2009-06-04
|  | 2001-07-14 | 0.04 | [5 empty] | 2014-08-01 | 1140.9169 | 1139.0591 | 1143.3042 | 2009-08-24 | 1028.317 | [10 empty] | 2004-12-23 | 0 |  | 2009-06-08 11:20 | 0.0091
|  | 2001-08-14 | 0.04 | [5 empty] | 2014-09-01 | 1140.2836 | 1138.9275 | 1142.8137 | 2009-08-31 | 1028.281 | [10 empty] | 2004-12-24 | 0 |  | 2009-07-08 15:10
|  | 2001-09-17 | 0.03 | [5 empty] | 2014-10-01 | 1139.5366 | 1138.9612 | 1142.2399 | 2009-09-07 | 1028.28 | [10 empty] | 2004-12-25 | 0 |  | 2009-07-13 09:25 | 0.033
|  | 2001-10-15 | 0.11 | [5 empty] | 2014-11-01 | 1139.9578 | 1138.9962 | 1141.582 | 2009-09-14 | 1028.36 | [10 empty] | 2004-12-26 | 0 |  | 2009-08-03
|  | 2001-11-13 | 0.07 | [5 empty] | 2014-12-01 | 1139.7666 | 1139 | 1140.8783 | 2009-09-21 | 1028.587 | [10 empty] | 2004-12-27 | 0 |  | 2009-08-06 19:30 | 0.027
|  | 2001-12-14 | [6 empty] | 2015-01-01 | 1140.3419 | 1139.2599 | 1141.3055 | 2009-09-29 | 1028.852 | [10 empty] | 2004-12-28 | 0 |  | 2009-08-06 19:50
|  | 2001-12-15 | 0.08 | [5 empty] | 2015-02-01 | 1140.8037 | 1139.8226 | 1141.844 | 2009-10-01 | 1028.98 | [10 empty] | 2004-12-29 | 0 |  | 2009-08-17 | 0.0272
|  | 2002-01-15 | 0.05 | [5 empty] | 2015-03-01 | 1141.1349 | 1140.2404 | 1142.4688 | 2009-10-05 | 1028.938 | [10 empty] | 2004-12-30 | 0 |  | 2009-09-02 18:05 | 0.01695
|  | 2002-02-12 | 0.02 | [5 empty] | 2015-04-01 | 1141.4717 | 1140.6144 | 1143.178 | 2009-10-09 | 1028.668 | [10 empty] | 2004-12-31 | 0 |  | 2009-10-05 15:20 | 0.01895
|  | 2002-03-12 | 0.03 | [5 empty] | 2015-05-01 | 1141.8762 | 1140.9889 | 1143.7236 | 2009-10-12 | 1028.428 | [10 empty] | 2005-01-01 | 0 |  | 2009-10-18 15:10
|  | 2002-04-15 | 0.03 | [5 empty] | 2015-06-01 | 1141.2864 | 1140.2782 | 1143.2323 | 2009-10-13 | 1028.338 | [10 empty] | 2005-01-02 | 0 |  | 2009-11-04 14:01 | 0.0282
|  | 2002-05-13 | 0.07 | [5 empty] | 2015-07-01 | 1140.9292 | 1139.3348 | 1142.8999 | 2009-10-16 | 1028.393 | [10 empty] | 2005-01-03 | 0 |  | 2009-11-09 14:04
|  | 2002-06-16 | 0.031 | [5 empty] | 2015-08-01 | 1140.4041 | 1138.9017 | 1142.1973 | 2009-10-19 | 1028.132 | [10 empty] | 2005-01-04 | 0 |  | 2009-12-01 15:41 | 0.02395
|  | 2002-07-16 | 0.034 | [5 empty] | 2015-09-01 | 1139.6888 | 1138.9276 | 1141.6733 | 2009-10-20 | 1028 | [10 empty] | 2005-01-05 | 0 |  | 2010-01-11
|  | 2002-08-12 | 0.018 | [5 empty] | 2015-10-01 | 1139.0442 | 1138.972 | 1141.2721 | 2009-10-21 | 1027.925 | [10 empty] | 2005-01-06 | 0 |  | 2010-01-11 15:05 | 0.02385
|  | 2002-09-16 | 0.107 | [5 empty] | 2015-11-01 | 1139.9561 | 1138.9962 | 1140.6565 | 2009-10-22 | 1027.864 | [10 empty] | 2005-01-07 | 0 |  | 2010-02-22
|  | 2002-10-15 | 0.031 | [5 empty] | 2015-12-01 | 1140 | 1139 | 1140.9268 | 2009-10-23 | 1027.775 | [10 empty] | 2005-01-08 | 0 |  | 2010-02-22 12:01 | 0.02485
|  | 2002-11-11 | [6 empty] | 2016-01-01 | 1140.6504 | 1139.2697 | 1141.5476 | 2009-10-24 | 1027.669 | [10 empty] | 2005-01-09 | 0 |  | 2010-03-10
|  | 2002-11-12 | 0.04 | [5 empty] | 2016-02-01 | 1141.0962 | 1139.9843 | 1142.3507 | 2009-10-25 | 1027.542 | [10 empty] | 2005-01-10 | 0 |  | 2010-03-10 08:23 | 0.02575
|  | 2002-12-10 | 0.059 | [5 empty] | 2016-03-01 | 1141.485 | 1140.3785 | 1143.1566 | 2009-10-26 | 1027.496 | [10 empty] | 2005-01-11 | 0 |  | 2010-04-14 |  | 0
|  | 2003-01-14 | 0.038 | [5 empty] | 2016-04-01 | 1141.8978 | 1140.6813 | 1143.7347 | 2009-10-27 | 1027.395 | [10 empty] | 2005-01-12 | 0 |  | 2010-04-14 15:07 | 0.03105 | 0.03105
|  | 2003-02-15 | 0.033 | [5 empty] | 2016-05-01 | 1142.595 | 1141.0059 | 1144.3361 | 2009-10-28 | 1027.32 | [10 empty] | 2005-01-13 | 0 |  | 2010-05-02 17:50
|  | 2003-03-15 | 0.027 | [5 empty] | 2016-06-01 | 1141.6699 | 1140.3215 | 1143.8633 | 2009-10-29 | 1027.235 | [10 empty] | 2005-01-14 | 0 |  | 2010-05-03
|  | 2003-04-15 | 0.023333 | [5 empty] | 2016-07-01 | 1141.1582 | 1139.6683 | 1143.6522 | 2009-10-30 | 1027.188 | [10 empty] | 2005-01-15 | 0 |  | 2010-05-03 16:13 | 0.0161
|  | 2003-05-13 | 0.077 | [5 empty] | 2016-08-01 | 1140.5726 | 1138.9205 | 1143.3854 | 2009-10-31 | 1027.123 | [10 empty] | 2005-01-16 | 0 |  | 2010-06-04
|  | 2003-05-14 | 0.12 | [5 empty] | 2016-09-01 | 1139.9114 | 1138.9276 | 1142.9451 | 2009-11-01 | 1027.034 | [10 empty] | 2005-01-17 | 0 |  | 2010-06-04 12:31 | 0.0081
|  | 2003-06-14 | 0.039 | [5 empty] | 2016-10-01 | 1139.2269 | 1138.963 | 1142.3712 | 2009-11-02 | 1026.96 | [10 empty] | 2005-01-18 | 0 |  | 2010-07-08
|  | 2003-07-14 | 0.048 | [5 empty] | 2016-11-01 | 1139.7466 | 1138.9962 | 1141.6559 | 2009-11-09 | 1027.174 | [10 empty] | 2005-01-19 | 0 |  | 2010-07-08 15:10 | 0.0079
|  | 2003-07-15 | 0.03 | [5 empty] | 2016-12-01 | 1139.8796 | 1139 | 1140.9523 | 2009-11-16 | 1027.381 | [10 empty] | 2005-01-20 | 0 |  | 2010-08-03
|  | 2003-08-11 | 0.026 | [5 empty] | 2017-01-01 | 1140.527 | 1139.3203 | 1141.238 | 2009-11-23 | 1027.537 | [10 empty] | 2005-01-21 | 0 |  | 2010-08-03 16:10 | 0.00985
|  | 2003-09-02 | [6 empty] | 2017-02-01 | 1141.0137 | 1139.8301 | 1141.8254 | 2009-11-30 | 1027.72 | [10 empty] | 2005-01-22 | 0 |  | 2010-09-02
|  | 2003-09-08 | 0.047667 | [5 empty] | 2017-03-01 | 1141.384 | 1140.2122 | 1142.5015 | 2009-12-07 | 1027.822 | [10 empty] | 2005-01-23 | 0 |  | 2010-09-02 09:43 | 0.0142
|  | 2003-09-16 | [6 empty] | 2017-04-01 | 1141.8027 | 1140.548 | 1143.2023 | 2009-12-14 | 1027.966 | [10 empty] | 2005-01-24 | 0 |  | 2010-10-18
|  | 2003-09-24 | [6 empty] | 2017-05-01 | 1142.292 | 1140.8839 | 1143.7527 | 2010-01-04 | 1028.332 | [10 empty] | 2005-01-25 | 0 |  | 2010-10-18 11:45 | 0.0141
|  | 2003-09-30 | [6 empty] | 2017-06-01 | 1141.541 | 1140.2161 | 1143.2645 | 2010-01-18 | 1028.556 | [10 empty] | 2005-01-26 | 0 |  | 2010-11-09
|  | 2003-10-14 | 0.028 | [5 empty] | 2017-07-01 | 1141.0459 | 1139.3557 | 1142.9572 | 2010-02-01 | 1028.778 | [10 empty] | 2005-01-27 | 0 |  | 2010-11-09 14:04 | 0.0219
|  | 2003-11-15 | 0.037 | [5 empty] | 2017-08-01 | 1140.4946 | 1138.9016 | 1142.2578 | 2010-02-16 | 1028.954 | [10 empty] | 2005-01-28 | 0 |  | 2010-12-01
|  | 2003-12-14 | [6 empty] | 2017-09-01 | 1139.7549 | 1138.9277 | 1141.7096 | 2010-03-01 | 1029.097 | [10 empty] | 2005-01-29 | 0 |  | 2010-12-01 17:35 | 0.0192
|  | 2003-12-15 | 0.033 | [5 empty] | 2017-10-01 | 1139.1064 | 1138.972 | 1141.3108 | 2010-03-15 | 1029.236 | [10 empty] | 2005-01-30 | 0 |  | 2011-01-19 11:11 | 0.0179
|  | 2004-01-12 | 0.041 | [5 empty] | 2017-11-01 | 1139.7466 | 1138.9962 | 1140.6973 | 2010-03-23 | 1029.294 | [10 empty] | 2005-01-31 | 0 |  | 2011-02-01 17:15 | 0.0197
|  | 2004-02-16 | 0.057 | [5 empty] | 2017-12-01 | 1139.9049 | 1139 | 1140.9177 | 2010-03-25 | 1029.218 | [10 empty] | 2005-02-01 | 0 |  | 2011-03-16 15:50 | 0.0407
|  | 2004-03-15 | 0.023 | [5 empty] | 2018-01-01 | 1140.5598 | 1139.6849 | 1141.5262 | 2010-03-29 | 1029.135 | [10 empty] | 2005-02-02 | 0 |  | 2011-04-13 13:35 | 0.018 | 0.018
|  | 2004-05-02 | 0.076 | [5 empty] | 2018-02-01 | 1141.0508 | 1140.2161 | 1142.2988 | 2010-04-05 | 1029.093 | [10 empty] | 2005-02-03 | 0 |  | 2011-05-11 15:15 | 0.083
|  | 2004-05-09 | 0.058 | [5 empty] | 2018-03-01 | 1141.4314 | 1140.5168 | 1143.1201 | 2010-04-12 | 1029.039 | [10 empty] | 2005-02-04 | 0 |  | 2011-06-20 09:46 | 0.0451
|  | 2004-05-14 | 0.089 | [5 empty] | 2018-04-01 | 1141.8496 | 1140.8221 | 1143.6935 | 2010-04-19 | 1029.127 | [10 empty] | 2005-02-05 | 0 |  | 2011-07-13 14:38 | 0.0069
|  | 2004-05-25 | 0.085 | [5 empty] | 2018-05-01 | 1142.4673 | 1141.1499 | 1144.2896 | 2010-04-21 | 1029.193 | [10 empty] | 2005-02-06 | 0 |  | 2011-08-25 13:02 | 0.0063
|  | 2004-06-01 | 0.01 | [5 empty] | 2018-06-01 | 1141.6472 | 1140.4658 | 1143.8143 | 2010-04-26 | 1029.399 | [10 empty] | 2005-02-07 | 0 |  | 2011-09-21 13:30 | 0.0081
|  | 2004-06-14 | 0.014 | [5 empty] | 2018-07-01 | 1141.1382 | 1139.8448 | 1143.6016 | 2010-05-03 | 1029.386 | [10 empty] | 2005-02-08 | 0 |  | 2011-10-20 14:26 | 0.016
|  | 2004-07-12 | 0.02 | [5 empty] | 2018-08-01 | 1140.5724 | 1139.0974 | 1143.3333 | 2010-05-10 | 1029.108 | [10 empty] | 2005-02-09 | 0 |  | 2011-11-14 16:00 | 0.0232
|  | 2004-08-09 | 0.024 | [5 empty] | 2018-09-01 | 1139.8721 | 1138.9276 | 1142.8583 | 2010-05-17 | 1028.894 | [10 empty] | 2005-02-10 | 0 |  | 2011-12-06 14:30 | 0.0128
|  | 2004-08-24 | 0.061 | [5 empty] | 2018-10-01 | 1139.1819 | 1138.9664 | 1142.2816 | 2010-05-24 | 1028.7 | [10 empty] | 2005-02-11 | 0 |  | 2012-01-18 14:00 | 0.0159
|  | 2004-08-31 | 0.079 | [5 empty] | 2018-11-01 | 1139.7 | 1138.9962 | 1141.6041 | 2010-05-31 | 1028.542 | [10 empty] | 2005-02-12 | 0 |  | 2012-02-07 15:52 | 0.0198
|  | 2004-09-13 | [6 empty] | 2018-12-01 | 1139.8428 | 1139 | 1140.8994 | 2010-06-07 | 1028.44 | [10 empty] | 2005-02-13 | 0 |  | 2012-03-05 16:20 | 0.0214 |  | Least Result | Greatest Result |  | Time (yr) | Mean | S.D. | Least Result | 5% | 25% | Median | 75% | 95% | Greatest Result
|  | 2004-09-14 | 0.073 | [5 empty] | 2019-01-01 | 1140.5018 | 1139.6284 | 1141.4985 | 2010-06-14 | 1028.392 | [10 empty] | 2005-02-14 | 0 |  | 2012-01-01 |  | 0.064693 | 0.045847 | 0.083486 |  | 0 | 0.065598 | 0.010975 | 0.046762 | 0.048478 | 0.056096 | 0.065607 | 0.075105 | 0.082693 | 8.44% | 0.000913
|  | 2004-10-12 | 0.034 | [5 empty] | 2019-02-01 | 1141.0435 | 1140.1327 | 1141.9655 | 2010-06-21 | 1028.17 | [10 empty] | 2005-02-15 | 0 |  | 2012-02-01 |  | 0.061863 | 0.044296 | 0.079384 |  | 0.083333 | 0.062769 | 0.010231 | 0.045211 | 0.04681 | 0.053911 | 0.062777 | 0.071631 | 0.078706 | 0.080297 | 0.000913
|  | 2004-11-15 | 0.039 | [5 empty] | 2019-03-01 | 1141.4583 | 1140.4645 | 1142.5537 | 2010-06-28 | 1027.916 | [10 empty] | 2005-02-16 | 0 |  | 2012-03-01 |  | 0.076595 | 0.052375 | 0.10073 |  | 0.16667 | 0.077492 | 0.014098 | 0.053289 | 0.055494 | 0.065286 | 0.077506 | 0.089704 | 0.099447 | 0.10164 | 0.00091
|  | 2004-12-03 | 0.032 | [5 empty] | 2019-04-01 | 1141.8313 | 1140.7971 | 1143.1555 | 2010-07-05 | 1027.66 | [10 empty] | 2005-02-17 | 0 |  | 2012-04-01 |  | 0.065084 | 0.046062 | 0.084053 |  | 0.25 | 0.065989 | 0.011077 | 0.046977 | 0.048708 | 0.056398 | 0.065998 | 0.075584 | 0.083243 | 0.084965 | 0.000912
|  | 2005-01-12 | 0.028 | [5 empty] | 2019-05-01 | 1142.3682 | 1141.134 | 1143.6973 | 2010-07-12 | 1027.452 | [10 empty] | 2005-02-18 | 0 |  | 2012-05-01 |  | 0.033225 | 0.028613 | 0.037835 |  | 0.33333 | 0.034144 | 0.002689 | 0.029532 | 0.029951 | 0.031815 | 0.034144 | 0.036472 | 0.038335 | 0.038754 | 0.000919
|  | 2005-01-21 | 0.028 | [5 empty] | 2019-06-01 | 1141.5518 | 1140.2695 | 1143.1953 | 2010-07-19 | 1027.298 | [10 empty] | 2005-02-19 | 0 |  | 2012-06-01 |  | 0.034681 | 0.029409 | 0.039949 |  | 0.41667 | 0.035599 | 0.0030732 | 0.030328 | 0.030807 | 0.032938 | 0.0356 | 0.038261 | 0.040389 | 0.040868 | 0.000919
|  | 2005-02-08 | 0.028 | [5 empty] | 2019-07-01 | 1141.0681 | 1139.3253 | 1142.8251 | 2010-07-26 | 1027.168 | [10 empty] | 2005-02-20 | 0 |  | 2012-07-01 |  | 0.036717 | 0.030523 | 0.042905 |  | 0.5 | 0.037634 | 0.0036102 | 0.031442 | 0.032005 | 0.034508 | 0.037635 | 0.040761 | 0.043261 | 0.043823 | 0.000918
|  | 2005-03-01 | [6 empty] | 2019-08-01 | 1140.4661 | 1138.9019 | 1142.1216 | 2010-08-02 | 1027.06 | [10 empty] | 2005-02-21 | 0 |  | 2012-08-01 |  | 0.042105 | 0.033472 | 0.050726 |  | 0.58333 | 0.04302 | 0.0050309 | 0.03439 | 0.035175 | 0.038664 | 0.043022 | 0.047378 | 0.05086 | 0.051643 | 0.000917
|  | 2005-03-08 | 0.25 | [5 empty] | 2019-09-01 | 1139.7634 | 1138.9276 | 1141.6301 | 2010-08-09 | 1027.834 | [10 empty] | 2005-02-22 | 0 |  | 2012-09-01 |  | 0.04537 | 0.035149 | 0.055171 |  | 0.66667 | 0.046156 | 0.0058254 | 0.036066 | 0.036978 | 0.041229 | 0.046287 | 0.051138 | 0.055179 | 0.056087 | 0.000916
|  | 2005-03-14 | 0.19 | [5 empty] | 2019-10-01 | 1139.104 | 1138.972 | 1141.228 | 2010-08-16 | 1027.663 | [10 empty] | 2005-02-23 | 310.65 |  | 2012-10-01 |  | 0.048431 | 0.036574 | 0.06947 |  | 0.75 | 0.04975 | 0.0076882 | 0.037492 | 0.038736 | 0.043487 | 0.049348 | 0.05535 | 0.062863 | 0.070387 | 0.000917
|  | 2005-03-22 | 0.2 | [5 empty] | 2019-11-01 | 1139.4381 | 1138.9962 | 1140.6117 | 2010-08-23 | 1027.884 | [10 empty] | 2005-02-24 | 446.12 |  | 2012-11-01 |  | 0.055214 | 0.04003 | 0.094424 |  | 0.83333 | 0.05809 | 0.01266 | 0.040947 | 0.042509 | 0.048755 | 0.056129 | 0.064061 | 0.086681 | 0.095338 | 0.000914
|  | 2005-04-11 | 0.019 | [5 empty] | 2019-12-01 | 1139.8376 | 1139 | 1140.9012 | 2010-08-30 | 1027.837 | [10 empty] | 2005-02-25 | 374.38 |  | 2012-12-01 |  | 0.060759 | 0.042121 | 0.11683 |  | 0.91667 | 0.06488 | 0.017855 | 0.043036 | 0.044791 | 0.053078 | 0.061673 | 0.06993 | 0.10803 | 0.11775 | 0.00092
|  | 2005-05-10 | 0.035 | [5 empty] | 2020-01-01 | 1140.4817 | 1139.3064 | 1141.5078 | 2010-09-06 | 1027.41 | [10 empty] | 2005-02-26 | 390.66 |  | 2013-01-01 |  | 0.069254 | 0.045847 | 0.13893 |  | 1 | 0.075016 | 0.022783 | 0.046762 | 0.048859 | 0.059332 | 0.070168 | 0.081334 | 0.13129 | 0.13984 | 0.00091
|  | 2005-05-31 | 0.019 | [5 empty] | 2020-02-01 | 1141.0205 | 1139.8082 | 1142.2556 | 2010-09-13 | 1027.291 | [10 empty] | 2005-02-27 | 395.31 |  | 2013-02-01 |  | 0.067886 | 0.044296 | 0.14065 |  | 1.0833 | 0.075548 | 0.025053 | 0.045211 | 0.047165 | 0.058168 | 0.068799 | 0.080372 | 0.13473 | 0.14156 | 0.00091
|  | 2005-06-11 | 0.017 | [5 empty] | 2020-03-01 | 1141.4099 | 1140.1912 | 1143.0876 | 2010-09-20 | 1027.446 | [10 empty] | 2005-02-28 | 395.31 |  | 2013-03-01 |  | 0.087331 | 0.052375 | 0.16167 |  | 1.1667 | 0.093575 | 0.028908 | 0.053289 | 0.055984 | 0.071644 | 0.088242 | 0.11021 | 0.15531 | 0.16258 | 0.00091
|  | 2005-06-19 | 0.022 | [5 empty] | 2020-04-01 | 1141.8333 | 1140.5394 | 1143.6548 | 2010-09-27 | 1027.595 | [10 empty] | 2005-03-01 | 180.21 |  | 2013-04-01 |  | 0.078285 | 0.046062 | 0.14524 |  | 1.25 | 0.085456 | 0.028749 | 0.046977 | 0.049093 | 0.062352 | 0.079198 | 0.10729 | 0.14216 | 0.14616 | 0.00092
|  | 2005-06-21 | 0.027 | [5 empty] | 2020-05-01 | 1142.4446 | 1140.8943 | 1144.2441 | 2010-10-04 | 1027.738 | [10 empty] | 2005-03-02 | 180.21 |  | 2013-05-01 |  | 0.040037 | 0.028613 | 0.099716 |  | 1.3333 | 0.05708 | 0.02688 | 0.029532 | 0.030138 | 0.033446 | 0.040955 | 0.088994 | 0.099661 | 0.10063 | 0.000914
|  | 2005-07-02 | 0.011 | [5 empty] | 2020-06-01 | 1141.6122 | 1140.2009 | 1143.7662 | 2010-10-12 | 1027.881 | [10 empty] | 2005-03-03 | 206.12 |  | 2013-06-01 |  | 0.050978 | 0.029409 | 0.1018 |  | 1.4167 | 0.061896 | 0.02757 | 0.030328 | 0.031021 | 0.035648 | 0.051896 | 0.094081 | 0.1016 | 0.10272 | 0.00092
|  | 2005-07-10 | 0.029 | [5 empty] | 2020-07-01 | 1141.1389 | 1139.3177 | 1143.5515 | 2010-10-18 | 1028.011 | [10 empty] | 2005-03-04 | 272.62 |  | 2013-07-01 |  | 0.062507 | 0.030523 | 0.10471 |  | 1.5 | 0.067283 | 0.027915 | 0.031442 | 0.03238 | 0.039159 | 0.063425 | 0.096856 | 0.10432 | 0.10563 | 0.00092
|  | 2005-07-17 | 0.035 | [5 empty] | 2020-08-01 | 1140.5729 | 1138.9016 | 1143.2817 | 2010-10-25 | 1028.136 | [10 empty] | 2005-03-05 | 272.62 |  | 2013-08-01 |  | 0.07742 | 0.033472 | 0.11241 |  | 1.5833 | 0.076 | 0.028092 | 0.03439 | 0.035698 | 0.048451 | 0.078338 | 0.10366 | 0.11177 | 0.11333 | 0.00092
|  | 2005-07-24 | 0.032 | [5 empty] | 2020-09-01 | 1139.897 | 1138.9276 | 1142.7721 | 2010-11-01 | 1028.226 | [10 empty] | 2005-03-06 | 272.62 |  | 2013-09-01 |  | 0.089574 | 0.035149 | 0.11679 |  | 1.6667 | 0.082402 | 0.027682 | 0.036066 | 0.038686 | 0.054965 | 0.090492 | 0.10775 | 0.1159 | 0.11771 | 0.00092
|  | 2005-07-25 | 0.024 | [5 empty] | 2020-10-01 | 1139.21 | 1138.9708 | 1142.1924 | 2010-11-08 | 1028.397 | [10 empty] | 2005-03-07 | 311.23 |  | 2013-10-01 |  | 0.10072 | 0.037253 | 0.12051 |  | 1.75 | 0.08834 | 0.026739 | 0.03817 | 0.042809 | 0.062763 | 0.10164 | 0.1121 | 0.11941 | 0.12143 | 0.00092
|  | 2005-07-31 | 0.029 | [5 empty] | 2020-11-01 | 1139.4956 | 1138.9962 | 1141.5524 | 2010-11-15 | 1028.458 | [10 empty] | 2005-03-08 | 233.99 |  | 2013-11-01 |  | 0.10689 | 0.040882 | 0.12953 |  | 1.8333 | 0.097954 | 0.025675 | 0.041799 | 0.051356 | 0.076266 | 0.10781 | 0.11973 | 0.12791 | 0.13044 | 0.00091
|  | 2005-08-06 | 0.037 | [5 empty] | 2020-12-01 | 1139.8635 | 1139 | 1140.9172 | 2010-11-18 | 1028.441 | [10 empty] | 2005-03-09 | 329.41 |  | 2013-12-01 |  | 0.11012 | 0.044927 | 0.13498 |  | 1.9167 | 0.10508 | 0.02386 | 0.045843 | 0.060776 | 0.087252 | 0.11104 | 0.12435 | 0.13352 | 0.13589 | 0.00091
|  | 2005-08-13 | 0.051 | [5 empty] | 2021-01-01 | 1140.499 | 1139.2765 | 1141.5394 | 2010-11-19 | 1028.379 | [10 empty] | 2005-03-10 | 34.075 |  | 2014-01-01 |  | 0.11765 | 0.055377 | 0.14469 |  | 2 | 0.11496 | 0.022234 | 0.056292 | 0.072198 | 0.10086 | 0.11856 | 0.13314 | 0.14315 | 0.1456 | 0.00091
|  | 2005-08-20 | 0.051 | [5 empty] | 2021-02-01 | 1141.0149 | 1139.7615 | 1142.337 | 2010-11-20 | 1028.332 | [10 empty] | 2005-03-11 | 295.33 |  | 2014-02-01 |  | 0.1177 | 0.059937 | 0.14065 |  | 2.0833 | 0.1149 | 0.019314 | 0.060853 | 0.077134 | 0.10598 | 0.11861 | 0.12994 | 0.13927 | 0.14156 | 0.00091
|  | 2005-08-23 | 0.05 | [5 empty] | 2021-03-01 | 1141.3759 | 1140.1322 | 1143.1487 | 2010-11-21 | 1028.285 | [10 empty] | 2005-03-12 | 365.99 |  | 2014-03-01 |  | 0.13292 | 0.07521 | 0.16167 |  | 2.1667 | 0.13186 | 0.019786 | 0.076124 | 0.093865 | 0.12006 | 0.13384 | 0.1473 | 0.15943 | 0.16258 | 0.00091
|  | 2005-08-27 | 0.049 | [5 empty] | 2021-04-01 | 1141.8019 | 1140.4811 | 1143.7264 | 2010-11-22 | 1028.257 | [10 empty] | 2005-03-13 | 307.22 |  | 2014-04-01 |  | 0.12369 | 0.07448 | 0.14524 |  | 2.25 | 0.12247 | 0.015529 | 0.075394 | 0.092976 | 0.11275 | 0.1246 | 0.1351 | 0.14368 | 0.14616 | 0.00092
|  | 2005-09-05 | 0.06 | [5 empty] | 2021-05-01 | 1142.2849 | 1140.8235 | 1144.3284 | 2010-11-23 | 1028.204 | [10 empty] | 2005-03-14 | 307.22 |  | 2014-05-01 |  | 0.094388 | 0.061422 | 0.099716 |  | 2.3333 | 0.092605 | 0.0083824 | 0.062341 | 0.073761 | 0.092245 | 0.095307 | 0.097947 | 0.10013 | 0.10063 | 0.000914
|  | 2005-09-06 | 0.057 | [5 empty] | 2021-06-01 | 1141.5828 | 1140.1108 | 1143.8477 | 2010-11-24 | 1028.155 | [10 empty] | 2005-03-15 | 324.77 |  | 2014-06-01 |  | 0.095816 | 0.06862 | 0.1018 |  | 2.4167 | 0.095381 | 0.0064262 | 0.069539 | 0.082046 | 0.093657 | 0.096735 | 0.099805 | 0.10214 | 0.10272 | 0.00092
|  | 2005-09-11 | 0.05 | [5 empty] | 2021-07-01 | 1141.0774 | 1139.3107 | 1143.6292 | 2010-11-25 | 1028.12 | [10 empty] | 2005-03-16 | 388.41 |  | 2014-07-01 |  | 0.097897 | 0.076166 | 0.10471 |  | 2.5 | 0.098403 | 0.005095 | 0.077085 | 0.091053 | 0.095548 | 0.098815 | 0.10221 | 0.10495 | 0.10563 | 0.00092
|  | 2005-09-18 | 0.03 | [5 empty] | 2021-08-01 | 1140.5004 | 1138.9017 | 1143.3569 | 2010-11-26 | 1028.073 | [10 empty] | 2005-03-17 | 287.47 |  | 2014-08-01 |  | 0.10366 | 0.085735 | 0.11241 |  | 2.5833 | 0.10443 | 0.0054351 | 0.086653 | 0.096592 | 0.10041 | 0.10458 | 0.10874 | 0.11238 | 0.11333 | 0.00092
|  | 2005-09-24 | 0.034 | [5 empty] | 2021-09-01 | 1139.7656 | 1138.9277 | 1142.8898 | 2010-11-27 | 1028.028 | [10 empty] | 2005-03-18 | 287.47 |  | 2014-09-01 |  | 0.10704 | 0.093891 | 0.11679 |  | 2.6667 | 0.10785 | 0.0058861 | 0.094809 | 0.098589 | 0.10292 | 0.10796 | 0.11299 | 0.11681 | 0.11771 | 0.00092
|  | 2005-10-01 | 0.066 | [5 empty] | 2021-10-01 | 1139.1233 | 1138.9657 | 1142.3052 | 2010-11-29 | 1027.949 | [10 empty] | 2005-03-19 | 307.74 |  | 2014-10-01 |  | 0.10961 | 0.09847 | 0.12074 |  | 2.75 | 0.11053 | 0.0064936 | 0.099387 | 0.1004 | 0.10491 | 0.11053 | 0.11615 | 0.12065 | 0.12166 | 0.00092
|  | 2005-10-10 | 0.028 | [5 empty] | 2021-11-01 | 1139.4355 | 1138.9962 | 1141.6139 | 2010-12-02 | 1027.823 | [10 empty] | 2005-03-20 | 307.74 |  | 2014-11-01 |  | 0.11586 | 0.10187 | 0.12981 |  | 2.8333 | 0.11677 | 0.0081466 | 0.10279 | 0.10406 | 0.10971 | 0.11677 | 0.12382 | 0.12946 | 0.13073 | 0.00092
|  | 2005-10-11 | 0.028 | [5 empty] | 2021-12-01 | 1139.9247 | 1139 | 1140.9067 | 2010-12-06 | 1027.902 | [10 empty] | 2005-03-21 | 307.74 |  | 2014-12-01 |  | 0.11963 | 0.10393 | 0.1353 |  | 2.9167 | 0.12054 | 0.0091454 | 0.10485 | 0.10627 | 0.11262 | 0.12055 | 0.12846 | 0.13479 | 0.13621 | 0.00091
|  | 2005-11-01 | 0.043 | [5 empty] | 2022-01-01 | 1140.5574 | 1139.2565 | 1141.4908 | 2010-12-13 | 1028.035 | [10 empty] | 2005-03-22 | 267.23 |  | 2015-01-01 |  | 0.12636 | 0.1076 | 0.14507 |  | 3 | 0.12726 | 0.010924 | 0.10852 | 0.11022 | 0.11781 | 0.12727 | 0.13673 | 0.14428 | 0.14598 | 0.00091
|  | 2005-11-02 | 0.043 | [9 empty] | 2010-12-16 | 1028.075 | [10 empty] | 2005-03-23 | 307.21 |  | 2015-02-01 |  | 0.12356 | 0.10607 | 0.141 |  | 3.0833 | 0.12446 | 0.010184 | 0.10699 | 0.10858 | 0.11565 | 0.12447 | 0.13329 | 0.14033 | 0.14191 | 0.00091
|  | 2005-12-13 | 0.056 | [9 empty] | 2011-01-03 | 1028.485 | [10 empty] | 2005-03-24 | 0 |  | 2015-03-01 |  | 0.13814 | 0.11403 | 0.16216 |  | 3.1667 | 0.13903 | 0.014033 | 0.11494 | 0.11714 | 0.12688 | 0.13905 | 0.15119 | 0.16089 | 0.16307 | 0.00091
|  | 2005-12-15 | 0.056 | [9 empty] | 2011-01-10 | 1028.581 | [10 empty] | 2005-03-25 | 0 |  | 2015-04-01 |  | 0.12675 | 0.10781 | 0.14563 |  | 3.25 | 0.12765 | 0.011026 | 0.10873 | 0.11045 | 0.1181 | 0.12766 | 0.1372 | 0.14483 | 0.14654 | 0.00091
|  | 2006-01-23 | 0.062 | [9 empty] | 2011-01-17 | 1028.663 | [10 empty] | 2005-03-26 | 0 |  | 2015-05-01 |  | 0.095223 | 0.090631 | 0.099812 |  | 3.3333 | 0.096139 | 0.0026768 | 0.09155 | 0.091966 | 0.093823 | 0.096141 | 0.098458 | 0.10031 | 0.10073 | 0.000918
|  | 2006-02-14 | 0.04 | [9 empty] | 2011-01-24 | 1028.775 | [10 empty] | 2005-03-27 | 0 |  | 2015-06-01 |  | 0.096663 | 0.091416 | 0.10191 |  | 3.4167 | 0.09758 | 0.0030592 | 0.092334 | 0.09281 | 0.094932 | 0.097582 | 0.10023 | 0.10235 | 0.10283 | 0.00092
|  | 2006-03-24 | 0.044 | [9 empty] | 2011-01-31 | 1028.847 | [10 empty] | 2005-03-28 | 0 |  | 2015-07-01 |  | 0.098677 | 0.092512 | 0.10484 |  | 3.5 | 0.099593 | 0.0035938 | 0.093431 | 0.09399 | 0.096483 | 0.099596 | 0.10271 | 0.10519 | 0.10576 | 0.00092
|  | 2006-04-25 | 0.045 | [9 empty] | 2011-02-07 | 1028.921 | [10 empty] | 2005-03-29 | 0 |  | 2015-08-01 |  | 0.10401 | 0.095416 | 0.11259 |  | 3.5833 | 0.10492 | 0.0050078 | 0.096334 | 0.097114 | 0.10059 | 0.10493 | 0.10926 | 0.11273 | 0.11351 | 0.00092
|  | 2006-05-09 | 0.17 | [9 empty] | 2011-02-14 | 1029.016 | [10 empty] | 2005-03-30 | 0 |  | 2015-09-01 |  | 0.10704 | 0.097067 | 0.117 |  | 3.6667 | 0.10795 | 0.0058111 | 0.097984 | 0.09889 | 0.10292 | 0.10796 | 0.11299 | 0.11701 | 0.11791 | 0.00091
|  | 2006-05-18 | 0.03 | [9 empty] | 2011-02-21 | 1029.092 | [10 empty] | 2005-03-31 | 0 |  | 2015-10-01 |  | 0.10961 | 0.09847 | 0.12074 |  | 3.75 | 0.11053 | 0.0064936 | 0.099387 | 0.1004 | 0.10491 | 0.11053 | 0.11615 | 0.12065 | 0.12166 | 0.00092
|  | 2006-05-23 | 0.035 | [9 empty] | 2011-02-28 | 1029.16 | [10 empty] | 2005-04-01 | 0 |  | 2015-11-01 |  | 0.11586 | 0.10187 | 0.12981 |  | 3.8333 | 0.11677 | 0.0081466 | 0.10279 | 0.10406 | 0.10971 | 0.11677 | 0.12382 | 0.12946 | 0.13073 | 0.00092
|  | 2006-05-30 | 0.028 | [9 empty] | 2011-03-07 | 1029.224 | [10 empty] | 2005-04-02 | 0 |  | 2015-12-01 |  | 0.11963 | 0.10393 | 0.1353 |  | 3.9167 | 0.12054 | 0.0091454 | 0.10485 | 0.10627 | 0.11262 | 0.12055 | 0.12846 | 0.13479 | 0.13621 | 0.00091
|  | 2006-06-06 | 0.022 | [9 empty] | 2011-03-14 | 1029.29 | [10 empty] | 2005-04-03 | 0 |  | 2016-01-01 |  | 0.12636 | 0.1076 | 0.14507 |  | 4 | 0.12726 | 0.010924 | 0.10852 | 0.11022 | 0.11781 | 0.12727 | 0.13673 | 0.14428 | 0.14598 | 0.00091
|  | 2006-06-19 | 0.027 | [9 empty] | 2011-03-21 | 1029.343 | [10 empty] | 2005-04-04 | 0 |  | 2016-02-01 |  | 0.12356 | 0.10607 | 0.141 |  | 4.0833 | 0.12446 | 0.010184 | 0.10699 | 0.10858 | 0.11565 | 0.12447 | 0.13329 | 0.14033 | 0.14191 | 0.00091
|  | 2006-06-20 | 0.026 | [9 empty] | 2011-03-24 | 1029.323 | [10 empty] | 2005-04-05 | 0 |  | 2016-03-01 |  | 0.13814 | 0.11403 | 0.16216 |  | 4.1667 | 0.13903 | 0.014033 | 0.11494 | 0.11714 | 0.12688 | 0.13905 | 0.15119 | 0.16089 | 0.16307 | 0.00091
|  | 2006-07-11 | 0.016 | [9 empty] | 2011-03-28 | 1029.347 | [10 empty] | 2005-04-06 | 0 |  | 2016-04-01 |  | 0.12675 | 0.10781 | 0.14563 |  | 4.25 | 0.12765 | 0.011026 | 0.10873 | 0.11045 | 0.1181 | 0.12766 | 0.1372 | 0.14483 | 0.14654 | 0.00091
|  | 2006-07-17 | 0.023 | [9 empty] | 2011-03-31 | 1029.297 | [10 empty] | 2005-04-07 | 0 |  | 2016-05-01 |  | 0.095223 | 0.090631 | 0.099812 |  | 4.3333 | 0.096139 | 0.0026768 | 0.09155 | 0.091966 | 0.093823 | 0.096141 | 0.098458 | 0.10031 | 0.10073 | 0.000918
|  | 2006-07-18 | 0.033 | [9 empty] | 2011-04-04 | 1029.205 | [10 empty] | 2005-04-08 | 0 |  | 2016-06-01 |  | 0.096663 | 0.091416 | 0.10191 |  | 4.4167 | 0.09758 | 0.0030592 | 0.092334 | 0.09281 | 0.094932 | 0.097582 | 0.10023 | 0.10235 | 0.10283 | 0.00092
|  | 2006-07-25 | 0.028 | [9 empty] | 2011-04-07 | 1029.029 | [10 empty] | 2005-04-09 | 0 |  | 2016-07-01 |  | 0.098677 | 0.092512 | 0.10484 |  | 4.5 | 0.099593 | 0.0035938 | 0.093431 | 0.09399 | 0.096483 | 0.099596 | 0.10271 | 0.10519 | 0.10576 | 0.00092
|  | 2006-08-01 | 0.023 | [9 empty] | 2011-04-11 | 1028.858 | [10 empty] | 2005-04-10 | 0 |  | 2016-08-01 |  | 0.10401 | 0.095416 | 0.11259 |  | 4.5833 | 0.10492 | 0.0050078 | 0.096334 | 0.097114 | 0.10059 | 0.10493 | 0.10926 | 0.11273 | 0.11351 | 0.00092
|  | 2006-08-15 | 0.028 | [9 empty] | 2011-04-14 | 1028.728 | [10 empty] | 2005-04-11 | 0 |  | 2016-09-01 |  | 0.10704 | 0.097067 | 0.117 |  | 4.6667 | 0.10795 | 0.0058111 | 0.097984 | 0.09889 | 0.10292 | 0.10796 | 0.11299 | 0.11701 | 0.11791 | 0.00091
|  | 2006-08-21 | 0.026 | [9 empty] | 2011-04-18 | 1028.634 | [10 empty] | 2005-04-12 | 0 |  | 2016-10-01 |  | 0.10961 | 0.09847 | 0.12074 |  | 4.75 | 0.11053 | 0.0064936 | 0.099387 | 0.1004 | 0.10491 | 0.11053 | 0.11615 | 0.12065 | 0.12166 | 0.00092
|  | 2006-08-22 | 0.027 | [9 empty] | 2011-04-21 | 1028.581 | [10 empty] | 2005-04-13 | 0 |  | 2016-11-01 |  | 0.11586 | 0.10187 | 0.12981 |  | 4.8333 | 0.11677 | 0.0081466 | 0.10279 | 0.10406 | 0.10971 | 0.11677 | 0.12382 | 0.12946 | 0.13073 | 0.00092
|  | 2006-08-29 | 0.039 | [9 empty] | 2011-04-25 | 1028.472 | [10 empty] | 2005-04-14 | 0 |  | 2016-12-01 |  | 0.11963 | 0.10393 | 0.1353 |  | 4.9167 | 0.12054 | 0.0091454 | 0.10485 | 0.10627 | 0.11262 | 0.12055 | 0.12846 | 0.13479 | 0.13621 | 0.00091
|  | 2006-09-05 | 0.025 | [9 empty] | 2011-04-28 | 1028.403 | [10 empty] | 2005-04-15 | 0 |  | 2017-01-01 |  | 0.12636 | 0.1076 | 0.14507 |  | 5 | 0.12726 | 0.010924 | 0.10852 | 0.11022 | 0.11781 | 0.12727 | 0.13673 | 0.14428 | 0.14598 | 0.00091
|  | 2006-09-12 | 0.018 | [9 empty] | 2011-05-02 | 1028.536 | [10 empty] | 2005-04-16 | 0 |  | 2017-02-01 |  | 0.12356 | 0.10607 | 0.141 |  | 5.0833 | 0.12446 | 0.010184 | 0.10699 | 0.10858 | 0.11565 | 0.12447 | 0.13329 | 0.14033 | 0.14191 | 0.00091
|  | 2006-10-17 | 0.032 | [9 empty] | 2011-05-05 | 1028.628 | [10 empty] | 2005-04-17 | 0 |  | 2017-03-01 |  | 0.13814 | 0.11403 | 0.16216 |  | 5.1667 | 0.13903 | 0.014033 | 0.11494 | 0.11714 | 0.12688 | 0.13905 | 0.15119 | 0.16089 | 0.16307 | 0.00091
|  | 2006-11-14 | 0.052 | [9 empty] | 2011-05-09 | 1028.54 | [10 empty] | 2005-04-18 | 0 |  | 2017-04-01 |  | 0.12675 | 0.10781 | 0.14563 |  | 5.25 | 0.12765 | 0.011026 | 0.10873 | 0.11045 | 0.1181 | 0.12766 | 0.1372 | 0.14483 | 0.14654 | 0.00091
|  | 2006-12-13 | 0.06 | [9 empty] | 2011-05-12 | 1028.403 | [10 empty] | 2005-04-19 | 0 |  | 2017-05-01 |  | 0.095223 | 0.090631 | 0.099812 |  | 5.3333 | 0.096139 | 0.0026768 | 0.09155 | 0.091966 | 0.093823 | 0.096141 | 0.098458 | 0.10031 | 0.10073 | 0.000918
|  | 2007-01-16 | 0.053 | [9 empty] | 2011-05-16 | 1028.249 | [10 empty] | 2005-04-20 | 0 |  | 2017-06-01 |  | 0.096663 | 0.091416 | 0.10191 |  | 5.4167 | 0.09758 | 0.0030592 | 0.092334 | 0.09281 | 0.094932 | 0.097582 | 0.10023 | 0.10235 | 0.10283 | 0.00092
|  | 2007-02-13 | 0.031 | [9 empty] | 2011-05-19 | 1028.178 | [10 empty] | 2005-04-21 | 0 |  | 2017-07-01 |  | 0.098677 | 0.092512 | 0.10484 |  | 5.5 | 0.099593 | 0.0035938 | 0.093431 | 0.09399 | 0.096483 | 0.099596 | 0.10271 | 0.10519 | 0.10576 | 0.00092
|  | 2007-02-15 | 0.031 | [9 empty] | 2011-05-23 | 1028.087 | [10 empty] | 2005-04-22 | 0 |  | 2017-08-01 |  | 0.10401 | 0.095416 | 0.11259 |  | 5.5833 | 0.10492 | 0.0050078 | 0.096334 | 0.097114 | 0.10059 | 0.10493 | 0.10926 | 0.11273 | 0.11351 | 0.00092
|  | 2007-03-12 | 0.024 | [9 empty] | 2011-05-26 | 1027.989 | [10 empty] | 2005-04-23 | 0 |  | 2017-09-01 |  | 0.10704 | 0.097067 | 0.117 |  | 5.6667 | 0.10795 | 0.0058111 | 0.097984 | 0.09889 | 0.10292 | 0.10796 | 0.11299 | 0.11701 | 0.11791 | 0.00091
|  | 2007-04-10 | 0.22 | [9 empty] | 2011-05-30 | 1027.89 | [10 empty] | 2005-04-24 | 0 |  | 2017-10-01 |  | 0.10961 | 0.09847 | 0.12074 |  | 5.75 | 0.11053 | 0.0064936 | 0.099387 | 0.1004 | 0.10491 | 0.11053 | 0.11615 | 0.12065 | 0.12166 | 0.00092
|  | 2007-04-19 | 0.07 | [9 empty] | 2011-06-06 | 1027.664 | [10 empty] | 2005-04-25 | 0 |  | 2017-11-01 |  | 0.11586 | 0.10187 | 0.12981 |  | 5.8333 | 0.11677 | 0.0081466 | 0.10279 | 0.10406 | 0.10971 | 0.11677 | 0.12382 | 0.12946 | 0.13073 | 0.00092
|  | 2007-05-14 | 0.043 | [9 empty] | 2011-06-09 | 1027.606 | [10 empty] | 2005-04-26 | 0 |  | 2017-12-01 |  | 0.11963 | 0.10393 | 0.1353 |  | 5.9167 | 0.12054 | 0.0091454 | 0.10485 | 0.10627 | 0.11262 | 0.12055 | 0.12846 | 0.13479 | 0.13621 | 0.00091
|  | 2007-05-15 | 0.045 | [9 empty] | 2011-06-13 | 1027.634 | [10 empty] | 2005-04-27 | 0 |  | 2018-01-01 |  | 0.12636 | 0.1076 | 0.14507 |  | 6 | 0.12726 | 0.010924 | 0.10852 | 0.11022 | 0.11781 | 0.12727 | 0.13673 | 0.14428 | 0.14598 | 0.00091
|  | 2007-05-22 | 0.034 | [9 empty] | 2011-06-16 | 1027.641 | [10 empty] | 2005-04-28 | 0 |  | 2018-02-01 |  | 0.12356 | 0.10607 | 0.141 |  | 6.0833 | 0.12446 | 0.010184 | 0.10699 | 0.10858 | 0.11565 | 0.12447 | 0.13329 | 0.14033 | 0.14191 | 0.00091
|  | 2007-05-29 | 0.016 | [9 empty] | 2011-06-20 | 1027.616 | [10 empty] | 2005-04-29 | 0 |  | 2018-03-01 |  | 0.13814 | 0.11403 | 0.16216 |  | 6.1667 | 0.13903 | 0.014033 | 0.11494 | 0.11714 | 0.12688 | 0.13905 | 0.15119 | 0.16089 | 0.16307 | 0.00091
|  | 2007-06-05 | 0.014 | [9 empty] | 2011-06-23 | 1027.643 | [10 empty] | 2005-04-30 | 0 |  | 2018-04-01 |  | 0.12675 | 0.10781 | 0.14563 |  | 6.25 | 0.12765 | 0.011026 | 0.10873 | 0.11045 | 0.1181 | 0.12766 | 0.1372 | 0.14483 | 0.14654 | 0.00091
|  | 2007-06-12 | 0.016 | [9 empty] | 2011-06-27 | 1027.66 | [10 empty] | 2005-05-01 | 0 |  | 2018-05-01 |  | 0.095223 | 0.090631 | 0.099812 |  | 6.3333 | 0.096139 | 0.0026768 | 0.09155 | 0.091966 | 0.093823 | 0.096141 | 0.098458 | 0.10031 | 0.10073 | 0.000918
|  | 2007-06-18 | 0.019 | [9 empty] | 2011-07-04 | 1027.837 | [10 empty] | 2005-05-02 | 0 |  | 2018-06-01 |  | 0.096663 | 0.091416 | 0.10191 |  | 6.4167 | 0.09758 | 0.0030592 | 0.092334 | 0.09281 | 0.094932 | 0.097582 | 0.10023 | 0.10235 | 0.10283 | 0.00092
|  | 2007-06-19 | 0.019 | [9 empty] | 2011-07-07 | 1027.889 | [10 empty] | 2005-05-03 | 166.78 |  | 2018-07-01 |  | 0.098677 | 0.092512 | 0.10484 |  | 6.5 | 0.099593 | 0.0035938 | 0.093431 | 0.09399 | 0.096483 | 0.099596 | 0.10271 | 0.10519 | 0.10576 | 0.00092
|  | 2007-06-26 | 0.02 | [9 empty] | 2011-07-11 | 1027.961 | [10 empty] | 2005-05-04 | 230.41 |  | 2018-08-01 |  | 0.10401 | 0.095416 | 0.11259 |  | 6.5833 | 0.10492 | 0.0050078 | 0.096334 | 0.097114 | 0.10059 | 0.10493 | 0.10926 | 0.11273 | 0.11351 | 0.00092
|  | 2007-07-03 | 0.019 | [9 empty] | 2011-07-14 | 1027.98 | [10 empty] | 2005-05-05 | 254.55 |  | 2018-09-01 |  | 0.10704 | 0.097067 | 0.117 |  | 6.6667 | 0.10795 | 0.0058111 | 0.097984 | 0.09889 | 0.10292 | 0.10796 | 0.11299 | 0.11701 | 0.11791 | 0.00091
|  | 2007-07-10 | 0.066 | [9 empty] | 2011-07-18 | 1027.939 | [10 empty] | 2005-05-06 | 133.86 |  | 2018-10-01 |  | 0.10961 | 0.09847 | 0.12074 |  | 6.75 | 0.11053 | 0.0064936 | 0.099387 | 0.1004 | 0.10491 | 0.11053 | 0.11615 | 0.12065 | 0.12166 | 0.00092
|  | 2007-07-16 | 0.025 | [9 empty] | 2011-07-25 | 1028.053 | [10 empty] | 2005-05-07 | 133.86 |  | 2018-11-01 |  | 0.11586 | 0.10187 | 0.12981 |  | 6.8333 | 0.11677 | 0.0081466 | 0.10279 | 0.10406 | 0.10971 | 0.11677 | 0.12382 | 0.12946 | 0.13073 | 0.00092
|  | 2007-07-17 | 0.023 | [9 empty] | 2011-07-28 | 1028.011 | [10 empty] | 2005-05-08 | 133.86 |  | 2018-12-01 |  | 0.11963 | 0.10393 | 0.1353 |  | 6.9167 | 0.12054 | 0.0091454 | 0.10485 | 0.10627 | 0.11262 | 0.12055 | 0.12846 | 0.13479 | 0.13621 | 0.00091
|  | 2007-07-24 | 0.031 | [9 empty] | 2011-08-01 | 1028.013 | [10 empty] | 2005-05-09 | 133.86 |  | 2019-01-01 |  | 0.12636 | 0.1076 | 0.14507 |  | 7 | 0.12726 | 0.010924 | 0.10852 | 0.11022 | 0.11781 | 0.12727 | 0.13673 | 0.14428 | 0.14598 | 0.00091
|  | 2007-07-31 | 0.022 | [9 empty] | 2011-08-04 | 1028.024 | [10 empty] | 2005-05-10 | 38.246 |  | 2019-02-01 |  | 0.12356 | 0.10607 | 0.141 |  | 7.0833 | 0.12446 | 0.010184 | 0.10699 | 0.10858 | 0.11565 | 0.12447 | 0.13329 | 0.14033 | 0.14191 | 0.00091
|  | 2007-08-07 | 0.026 | [9 empty] | 2011-08-08 | 1028.017 | [10 empty] | 2005-05-11 | 38.246 |  | 2019-03-01 |  | 0.13814 | 0.11403 | 0.16216 |  | 7.1667 | 0.13903 | 0.014033 | 0.11494 | 0.11714 | 0.12688 | 0.13905 | 0.15119 | 0.16089 | 0.16307 | 0.00091
|  | 2007-08-13 | 0.033 | [9 empty] | 2011-08-11 | 1027.981 | [10 empty] | 2005-05-12 | 38.246 |  | 2019-04-01 |  | 0.12675 | 0.10781 | 0.14563 |  | 7.25 | 0.12765 | 0.011026 | 0.10873 | 0.11045 | 0.1181 | 0.12766 | 0.1372 | 0.14483 | 0.14654 | 0.00091
|  | 2007-08-14 | 0.032 | [9 empty] | 2011-08-15 | 1028.003 | [10 empty] | 2005-05-13 | 38.246 |  | 2019-05-01 |  | 0.095223 | 0.090631 | 0.099812 |  | 7.3333 | 0.096139 | 0.0026768 | 0.09155 | 0.091966 | 0.093823 | 0.096141 | 0.098458 | 0.10031 | 0.10073 | 0.000918
|  | 2007-08-21 | 0.0735 | [9 empty] | 2011-08-18 | 1028.016 | [10 empty] | 2005-05-14 | 38.246 |  | 2019-06-01 |  | 0.096663 | 0.091416 | 0.10191 |  | 7.4167 | 0.09758 | 0.0030592 | 0.092334 | 0.09281 | 0.094932 | 0.097582 | 0.10023 | 0.10235 | 0.10283 | 0.00092
|  | 2007-08-28 | 0.034 | [9 empty] | 2011-08-22 | 1028.045 | [10 empty] | 2005-05-15 | 38.246 |  | 2019-07-01 |  | 0.098677 | 0.092512 | 0.10484 |  | 7.5 | 0.099593 | 0.0035938 | 0.093431 | 0.09399 | 0.096483 | 0.099596 | 0.10271 | 0.10519 | 0.10576 | 0.00092
|  | 2007-09-04 | 0.038 | [9 empty] | 2011-08-25 | 1028.054 | [10 empty] | 2005-05-16 | 38.246 |  | 2019-08-01 |  | 0.10401 | 0.095416 | 0.11259 |  | 7.5833 | 0.10492 | 0.0050078 | 0.096334 | 0.097114 | 0.10059 | 0.10493 | 0.10926 | 0.11273 | 0.11351 | 0.00092
|  | 2007-09-10 | 0.038 | [9 empty] | 2011-08-29 | 1028.055 | [10 empty] | 2005-05-17 | 0 |  | 2019-09-01 |  | 0.10704 | 0.097067 | 0.117 |  | 7.6667 | 0.10795 | 0.0058111 | 0.097984 | 0.09889 | 0.10292 | 0.10796 | 0.11299 | 0.11701 | 0.11791 | 0.00091
|  | 2007-09-11 | 0.033 | [9 empty] | 2011-09-01 | 1028.045 | [10 empty] | 2005-05-18 | 0 |  | 2019-10-01 |  | 0.10961 | 0.09847 | 0.12074 |  | 7.75 | 0.11053 | 0.0064936 | 0.099387 | 0.1004 | 0.10491 | 0.11053 | 0.11615 | 0.12065 | 0.12166 | 0.00092
|  | 2007-09-17 | 0.027 | [9 empty] | 2011-09-05 | 1028.03 | [10 empty] | 2005-05-19 | 0 |  | 2019-11-01 |  | 0.11586 | 0.10187 | 0.12981 |  | 7.8333 | 0.11677 | 0.0081466 | 0.10279 | 0.10406 | 0.10971 | 0.11677 | 0.12382 | 0.12946 | 0.13073 | 0.00092
|  | 2007-09-25 | 0.0225 | [9 empty] | 2011-09-08 | 1028.053 | [10 empty] | 2005-05-20 | 0 |  | 2019-12-01 |  | 0.11963 | 0.10393 | 0.1353 |  | 7.9167 | 0.12054 | 0.0091454 | 0.10485 | 0.10627 | 0.11262 | 0.12055 | 0.12846 | 0.13479 | 0.13621 | 0.00091
|  | 2007-10-23 | 0.07 | [9 empty] | 2011-09-12 | 1028.086 | [10 empty] | 2005-05-21 | 0 |  | 2020-01-01 |  | 0.12636 | 0.1076 | 0.14507 |  | 8 | 0.12726 | 0.010924 | 0.10852 | 0.11022 | 0.11781 | 0.12727 | 0.13673 | 0.14428 | 0.14598 | 0.00091
|  | 2007-10-25 | 0.0789 | [9 empty] | 2011-09-15 | 1028.073 | [10 empty] | 2005-05-22 | 0 |  | 2020-02-01 |  | 0.12356 | 0.10607 | 0.141 |  | 8.0833 | 0.12446 | 0.010184 | 0.10699 | 0.10858 | 0.11565 | 0.12447 | 0.13329 | 0.14033 | 0.14191 | 0.00091
|  | 2007-10-29 | 0.069 | [9 empty] | 2011-09-19 | 1028.043 | [10 empty] | 2005-05-23 | 0 |  | 2020-03-01 |  | 0.13814 | 0.11403 | 0.16216 |  | 8.1667 | 0.13903 | 0.014033 | 0.11494 | 0.11714 | 0.12688 | 0.13905 | 0.15119 | 0.16089 | 0.16307 | 0.00091
|  | 2007-11-13 | [10 empty] | 2011-09-22 | 1027.741 | [10 empty] | 2005-05-24 | 0 |  | 2020-04-01 |  | 0.12675 | 0.10781 | 0.14563 |  | 8.25 | 0.12765 | 0.011026 | 0.10873 | 0.11045 | 0.1181 | 0.12766 | 0.1372 | 0.14483 | 0.14654 | 0.00091
|  | 2007-11-14 | 0.051 | [9 empty] | 2011-09-26 | 1027.344 | [10 empty] | 2005-05-25 | 0 |  | 2020-05-01 |  | 0.095223 | 0.090631 | 0.099812 |  | 8.3333 | 0.096139 | 0.0026768 | 0.09155 | 0.091966 | 0.093823 | 0.096141 | 0.098458 | 0.10031 | 0.10073 | 0.000918
|  | 2007-11-21 | 0.0508 | [9 empty] | 2011-09-30 | 1026.939 | [10 empty] | 2005-05-26 | 6.8148 |  | 2020-06-01 |  | 0.096663 | 0.091416 | 0.10191 |  | 8.4167 | 0.09758 | 0.0030592 | 0.092334 | 0.09281 | 0.094932 | 0.097582 | 0.10023 | 0.10235 | 0.10283 | 0.00092
|  | 2007-12-10 | 0.052 | [9 empty] | 2011-10-03 | 1027.022 | [10 empty] | 2005-05-27 | 27.262 |  | 2020-07-01 |  | 0.098677 | 0.092512 | 0.10484 |  | 8.5 | 0.099593 | 0.0035938 | 0.093431 | 0.09399 | 0.096483 | 0.099596 | 0.10271 | 0.10519 | 0.10576 | 0.00092
|  | 2007-12-13 | 0.0517 | [9 empty] | 2011-10-11 | 1027.222 | [10 empty] | 2005-05-28 | 27.262 |  | 2020-08-01 |  | 0.10401 | 0.095416 | 0.11259 |  | 8.5833 | 0.10492 | 0.0050078 | 0.096334 | 0.097114 | 0.10059 | 0.10493 | 0.10926 | 0.11273 | 0.11351 | 0.00092
|  | 2008-01-08 | 0.049 | [9 empty] | 2011-10-17 | 1027.511 | [10 empty] | 2005-05-29 | 27.262 |  | 2020-09-01 |  | 0.10704 | 0.097067 | 0.117 |  | 8.6667 | 0.10795 | 0.0058111 | 0.097984 | 0.09889 | 0.10292 | 0.10796 | 0.11299 | 0.11701 | 0.11791 | 0.00091
|  | 2008-01-24 | 0.0498 | [9 empty] | 2011-10-24 | 1027.579 | [10 empty] | 2005-05-30 | 27.262 |  | 2020-10-01 |  | 0.10961 | 0.09847 | 0.12074 |  | 8.75 | 0.11053 | 0.0064936 | 0.099387 | 0.1004 | 0.10491 | 0.11053 | 0.11615 | 0.12065 | 0.12166 | 0.00092
|  | 2008-02-19 | 0.052 | [9 empty] | 2011-10-31 | 1027.766 | [10 empty] | 2005-05-31 | 55.659 |  | 2020-11-01 |  | 0.11586 | 0.10187 | 0.12981 |  | 8.8333 | 0.11677 | 0.0081466 | 0.10279 | 0.10406 | 0.10971 | 0.11677 | 0.12382 | 0.12946 | 0.13073 | 0.00092
|  | 2008-02-20 | 0.0481 | [9 empty] | 2011-11-07 | 1027.92 | [10 empty] | 2005-06-01 | 55.659 |  | 2020-12-01 |  | 0.11963 | 0.10393 | 0.1353 |  | 8.9167 | 0.12054 | 0.0091454 | 0.10485 | 0.10627 | 0.11262 | 0.12055 | 0.12846 | 0.13479 | 0.13621 | 0.00091
|  | 2008-03-11 | 0.0555 | [9 empty] | 2011-11-14 | 1028.087 | [10 empty] | 2005-06-02 | 30.897 |  | 2021-01-01 |  | 0.12636 | 0.1076 | 0.14507 |  | 9 | 0.12726 | 0.010924 | 0.10852 | 0.11022 | 0.11781 | 0.12727 | 0.13673 | 0.14428 | 0.14598 | 0.00091
|  | 2008-03-18 | 0.058 | [9 empty] | 2011-11-22 | 1028.264 | [10 empty] | 2005-06-03 | 30.897 |  | 2021-02-01 |  | 0.12356 | 0.10607 | 0.141 |  | 9.0833 | 0.12446 | 0.010184 | 0.10699 | 0.10858 | 0.11565 | 0.12447 | 0.13329 | 0.14033 | 0.14191 | 0.00091
|  | 2008-04-14 | 0.1 | [9 empty] | 2011-11-28 | 1027.792 | [10 empty] | 2005-06-04 | 30.897 |  | 2021-03-01 |  | 0.13814 | 0.11403 | 0.16216 |  | 9.1667 | 0.13903 | 0.014033 | 0.11494 | 0.11714 | 0.12688 | 0.13905 | 0.15119 | 0.16089 | 0.16307 | 0.00091
|  | 2008-04-15 | 0.096 | [9 empty] | 2011-12-05 | 1027.617 | [10 empty] | 2005-06-05 | 30.897 |  | 2021-04-01 |  | 0.12675 | 0.10781 | 0.14563 |  | 9.25 | 0.12765 | 0.011026 | 0.10873 | 0.11045 | 0.1181 | 0.12766 | 0.1372 | 0.14483 | 0.14654 | 0.00091
|  | 2008-04-22 | 0.089 | [9 empty] | 2011-12-13 | 1027.339 | [10 empty] | 2005-06-06 | 30.897 |  | 2021-05-01 |  | 0.095223 | 0.090631 | 0.099812 |  | 9.3333 | 0.096139 | 0.0026768 | 0.09155 | 0.091966 | 0.093823 | 0.096141 | 0.098458 | 0.10031 | 0.10073 | 0.000918
|  | 2008-04-29 | 0.1295 | [9 empty] | 2012-01-03 | 1027.796 | [10 empty] | 2005-06-07 | 18.174 |  | 2021-06-01 |  | 0.096663 | 0.091416 | 0.10191 |  | 9.4167 | 0.09758 | 0.0030592 | 0.092334 | 0.09281 | 0.094932 | 0.097582 | 0.10023 | 0.10235 | 0.10283 | 0.00092
|  | 2008-05-06 | 0.12 | [9 empty] | 2012-01-10 | 1027.924 | [10 empty] | 2005-06-08 | 18.174 |  | 2021-07-01 |  | 0.098677 | 0.092512 | 0.10484 |  | 9.5 | 0.099593 | 0.0035938 | 0.093431 | 0.09399 | 0.096483 | 0.099596 | 0.10271 | 0.10519 | 0.10576 | 0.00092
|  | 2008-05-13 | 0.071 | [9 empty] | 2012-01-16 | 1028.014 | [10 empty] | 2005-06-09 | 0 |  | 2021-08-01 |  | 0.10401 | 0.095416 | 0.11259 |  | 9.5833 | 0.10492 | 0.0050078 | 0.096334 | 0.097114 | 0.10059 | 0.10493 | 0.10926 | 0.11273 | 0.11351 | 0.00092
|  | 2008-05-15 | 0.059 | [9 empty] | 2012-01-23 | 1028.152 | [10 empty] | 2005-06-10 | 0 |  | 2021-09-01 |  | 0.10704 | 0.097067 | 0.117 |  | 9.6667 | 0.10795 | 0.0058111 | 0.097984 | 0.09889 | 0.10292 | 0.10796 | 0.11299 | 0.11701 | 0.11791 | 0.00091
|  | 2008-05-20 | 0.034 | [9 empty] | 2012-01-30 | 1028.256 | [10 empty] | 2005-06-11 | 0 |  | 2021-10-01 |  | 0.10961 | 0.09847 | 0.12074 |  | 9.75 | 0.11053 | 0.0064936 | 0.099387 | 0.1004 | 0.10491 | 0.11053 | 0.11615 | 0.12065 | 0.12166 | 0.00092
|  | 2008-05-22 | 0.0266 | [9 empty] | 2012-02-06 | 1028.377 | [10 empty] | 2005-06-12 | 0 |  | 2021-11-01 |  | 0.11586 | 0.10187 | 0.12981 |  | 9.8333 | 0.11677 | 0.0081466 | 0.10279 | 0.10406 | 0.10971 | 0.11677 | 0.12382 | 0.12946 | 0.13073 | 0.00092
|  | 2008-05-26 | 0.0673 | [9 empty] | 2012-02-13 | 1028.523 | [10 empty] | 2005-06-13 | 0 |  | 2021-12-01 |  | 0.11963 | 0.10393 | 0.1353 |  | 9.9167 | 0.12054 | 0.0091454 | 0.10485 | 0.10627 | 0.11262 | 0.12055 | 0.12846 | 0.13479 | 0.13621 | 0.00091
|  | 2008-05-27 | 0.025 | [9 empty] | 2012-02-20 | 1028.576 | [10 empty] | 2005-06-14 | 0 |  | 2022-01-01 |  | 0.12636 | 0.1076 | 0.14507 |  | 10 | 0.12726 | 0.010924 | 0.10852 | 0.11022 | 0.11781 | 0.12727 | 0.13673 | 0.14428 | 0.14598 | 0.00091
|  | 2008-06-03 | 0.015 | [9 empty] | 2012-02-27 | 1028.651 | [10 empty] | 2005-06-15 | 0 | [12 empty] | 10
|  | 2008-06-10 | 0.025 | [9 empty] | 2012-03-05 | 1028.722 | [10 empty] | 2005-06-16 | 0
|  | 2008-06-16 | 0.021 | [9 empty] | 2012-03-12 | 1028.799 | [10 empty] | 2005-06-17 | 0
|  | 2008-06-17 | 0.018 | [9 empty] | 2012-03-19 | 1028.862 | [10 empty] | 2005-06-18 | 0
|  | 2008-06-24 | 0.02595 | [9 empty] | 2012-03-26 | 1028.93 | [10 empty] | 2005-06-19 | 0
|  | 2008-07-01 | 0.041 | [9 empty] | 2012-04-02 | 1029.005 | [10 empty] | 2005-06-20 | 0
|  | 2008-07-08 | 0.026 | [9 empty] | 2012-01-01 | 1027.796 | 1027.796 | 1027.796 | [8 empty] | 2005-06-21 | 0
|  | 2008-07-14 | 0.022 | [9 empty] | 2012-02-01 | 1027.1583 | 1027.1583 | 1027.1583 | [8 empty] | 2005-06-22 | 0
|  | 2008-07-16 | 0.031 | [9 empty] | 2012-03-01 | 1026.8325 | 1026.8325 | 1027.3973 | [8 empty] | 2005-06-23 | 0
|  | 2008-07-22 | 0.022 | [9 empty] | 2012-04-01 | 1026.6663 | 1026.6663 | 1027.6312 | [8 empty] | 2005-06-24 | 0
|  | 2008-07-30 | 0.0246 | [9 empty] | 2012-05-01 | 1026.5831 | 1026.5831 | 1027.8916 | [8 empty] | 2005-06-25 | 0
|  | 2008-07-31 | 0.027 | [9 empty] | 2012-06-01 | 1026.957 | 1026.5432 | 1029.4474 | [8 empty] | 2005-06-26 | 0
|  | 2008-08-05 | 0.033 | [9 empty] | 2012-07-01 | 1029.4048 | 1026.5216 | 1029.4343 | [8 empty] | 2005-06-27 | 0
|  | 2008-08-11 | 0.028 | [9 empty] | 2012-08-01 | 1029.4169 | 1026.5109 | 1029.4451 | [8 empty] | 2005-06-28 | 60.203
|  | 2008-08-12 | 0.032 | [9 empty] | 2012-09-01 | 1029.4387 | 1026.5055 | 1029.4597 | [8 empty] | 2005-06-29 | 60.203
|  | 2008-08-19 | 0.031 | [9 empty] | 2012-10-01 | 1028.01 | 1026.5027 | 1028.6271 | [8 empty] | 2005-06-30 | 102.23
|  | 2008-08-28 | 0.018 | [9 empty] | 2012-11-01 | 1027.2655 | 1026.5013 | 1029.4978 | [8 empty] | 2005-07-01 | 79.513
|  | 2008-09-02 | 0.023 | [9 empty] | 2012-12-01 | 1029.5 | 1026.5007 | 1029.5 | [8 empty] | 2005-07-02 | 79.513
|  | 2008-09-02 09:20 | [10 empty] | 2013-01-01 | 1029.5 | 1026.5004 | 1029.5 | [8 empty] | 2005-07-03 | 79.513
|  | 2008-09-09 | 0.016 | [9 empty] | 2013-02-01 | 1028.0414 | 1026.5001 | 1029.5 | [8 empty] | 2005-07-04 | 79.513
|  | 2008-09-09 11:45 | [10 empty] | 2013-03-01 | 1028.2212 | 1026.524 | 1029.5 | [8 empty] | 2005-07-05 | 79.513
|  | 2008-09-15 | 0.025 | [9 empty] | 2013-04-01 | 1028.355 | 1026.5121 | 1029.4937 | [8 empty] | 2005-07-06 | 41.649
|  | 2008-09-15 11:50 | [10 empty] | 2013-05-01 | 1028.4823 | 1026.5067 | 1029.4536 | [8 empty] | 2005-07-07 | 41.649
|  | 2008-09-16 | 0.023 | [9 empty] | 2013-06-01 | 1029.4292 | 1026.5061 | 1029.4481 | [8 empty] | 2005-07-08 | 41.649
|  | 2008-09-16 09:05 | [10 empty] | 2013-07-01 | 1029.405 | 1026.5751 | 1029.4376 | [8 empty] | 2005-07-09 | 0
|  | 2008-09-18 | 0.0249 | [9 empty] | 2013-08-01 | 1029.4169 | 1027.2629 | 1029.4309 | [8 empty] | 2005-07-10 | 0
|  | 2008-09-23 | 0.031 | [9 empty] | 2013-09-01 | 1029.4387 | 1027.2565 | 1029.4545 | [8 empty] | 2005-07-11 | 0
|  | 2008-09-23 08:30 | 0.031 | [9 empty] | 2013-10-01 | 1028.01 | 1026.8838 | 1029.4763 | [8 empty] | 2005-07-12 | 56.98
|  | 2008-09-30 | 0.036 | [9 empty] | 2013-11-01 | 1027.2683 | 1026.6919 | 1029.4978 | [8 empty] | 2005-07-13 | 56.98
|  | 2008-09-30 08:50 | [10 empty] | 2013-12-01 | 1027.2754 | 1026.5959 | 1029.5 | [8 empty] | 2005-07-14 | 56.98
|  | 2008-10-07 | 0.029367 | [9 empty] | 2014-01-01 | 1027.1504 | 1026.548 | 1029.5 | [8 empty] | 2005-07-15 | 56.98
|  | 2008-10-07 11:00 | [10 empty] | 2014-02-01 | 1026.8535 | 1026.5239 | 1029.5 | [8 empty] | 2005-07-16 | 56.98
|  | 2008-10-14 | 0.059 | [9 empty] | 2014-03-01 | 1027.0317 | 1026.512 | 1029.5 | [8 empty] | 2005-07-17 | 56.98
|  | 2008-10-14 11:40 | [10 empty] | 2014-04-01 | 1027.0999 | 1026.506 | 1029.4917 | [8 empty] | 2005-07-18 | 56.98
|  | 2008-10-15 | 0.06 | [9 empty] | 2014-05-01 | 1027.3357 | 1026.5031 | 1029.4539 | [8 empty] | 2005-07-19 | 42.517
|  | 2008-10-15 16:10 | [10 empty] | 2014-06-01 | 1029.4402 | 1026.5015 | 1029.4481 | [8 empty] | 2005-07-20 | 42.517
|  | 2008-10-21 | 0.076 | [9 empty] | 2014-07-01 | 1029.4049 | 1028.0009 | 1029.4376 | [8 empty] | 2005-07-21 | 42.517
|  | 2008-10-21 11:50 | [10 empty] | 2014-08-01 | 1029.4169 | 1027.2662 | 1029.431 | [8 empty] | 2005-07-22 | 42.517
|  | 2008-11-03 | [10 empty] | 2014-09-01 | 1029.4387 | 1026.8898 | 1029.4545 | [8 empty] | 2005-07-23 | 42.517
|  | 2008-11-04 | 0.062 | [9 empty] | 2014-10-01 | 1028.01 | 1026.6948 | 1029.4763 | [8 empty] | 2005-07-24 | 42.517
|  | 2008-11-04 10:00 | [10 empty] | 2014-11-01 | 1027.2655 | 1026.5974 | 1029.4978 | [8 empty] | 2005-07-25 | 42.517
|  | 2008-12-01 | 0.075 | [9 empty] | 2014-12-01 | 1029.0961 | 1026.5487 | 1029.5 | [8 empty] | 2005-07-26 | 42.517
|  | 2008-12-01 11:55 | [10 empty] | 2015-01-01 | 1028.9685 | 1026.5244 | 1029.5 | [8 empty] | 2005-07-27 | 42.791
|  | 2008-12-10 | 0.0624 | [9 empty] | 2015-02-01 | 1028.0414 | 1026.5122 | 1029.5 | [8 empty] | 2005-07-28 | 42.791
|  | 2009-02-02 | 0.1 | [9 empty] | 2015-03-01 | 1027.4668 | 1026.5061 | 1029.5 | [8 empty] | 2005-07-29 | 42.791
|  | 2009-03-03 | 0.088 | [9 empty] | 2015-04-01 | 1027.3618 | 1026.5031 | 1029.4916 | [8 empty] | 2005-07-30 | 42.791
|  | 2009-03-03 15:45 | 0.088 | [9 empty] | 2015-05-01 | 1027.4607 | 1026.5015 | 1029.4537 | [8 empty] | 2005-07-31 | 42.791
|  | 2009-04-02 | 0.131 | [9 empty] | 2015-06-01 | 1029.436 | 1026.5007 | 1029.4481 | [8 empty] | 2005-08-01 | 42.791
|  | 2009-04-02 10:45 | 0.131 | [9 empty] | 2015-07-01 | 1029.4049 | 1026.5031 | 1029.4376 | [8 empty] | 2005-08-02 | 30.722
|  | 2009-04-07 10:00 | [10 empty] | 2015-08-01 | 1029.4169 | 1027.2607 | 1029.4452 | [8 empty] | 2005-08-03 | 30.722
|  | 2009-04-08 | 0.146 | [9 empty] | 2015-09-01 | 1029.4387 | 1026.8866 | 1029.4545 | [8 empty] | 2005-08-04 | 30.722
|  | 2009-04-08 08:20 | 0.146 | [9 empty] | 2015-10-01 | 1028.01 | 1026.6932 | 1029.4763 | [8 empty] | 2005-08-05 | 30.722
|  | 2009-04-16 | 0.156 | [9 empty] | 2015-11-01 | 1027.2655 | 1026.5967 | 1029.4978 | [8 empty] | 2005-08-06 | 30.722
|  | 2009-04-16 05:30 | 0.156 | [9 empty] | 2015-12-01 | 1028.3607 | 1026.5483 | 1029.5 | [8 empty] | 2005-08-07 | 30.722
|  | 2009-04-23 | 0.16 | [9 empty] | 2016-01-01 | 1028.6299 | 1026.548 | 1029.5 | [8 empty] | 2005-08-08 | 30.722
|  | 2009-04-23 05:25 | 0.16 | [9 empty] | 2016-02-01 | 1027.7721 | 1026.5239 | 1029.5 | [8 empty] | 2005-08-09 | 42.321
|  | 2009-04-29 | 0.183 | [9 empty] | 2016-03-01 | 1027.2817 | 1026.524 | 1029.5 | [8 empty] | 2005-08-10 | 42.321
|  | 2009-04-29 05:20 | 0.183 | [9 empty] | 2016-04-01 | 1027.3011 | 1026.5121 | 1029.4915 | [8 empty] | 2005-08-11 | 42.321
|  | 2009-05-07 | 0.143 | [9 empty] | 2016-05-01 | 1027.5129 | 1026.506 | 1029.46 | [8 empty] | 2005-08-12 | 42.321
|  | 2009-05-07 15:00 | 0.143 | [9 empty] | 2016-06-01 | 1029.4377 | 1026.5031 | 1029.4481 | [8 empty] | 2005-08-13 | 42.321
|  | 2009-05-14 | 0.0506 | [9 empty] | 2016-07-01 | 1029.4049 | 1026.5031 | 1029.4376 | [8 empty] | 2005-08-14 | 42.321
|  | 2009-05-14 05:15 | 0.0506 | [9 empty] | 2016-08-01 | 1029.4169 | 1026.5016 | 1029.4452 | [8 empty] | 2005-08-15 | 42.321
|  | 2009-05-14 05:25 | [10 empty] | 2016-09-01 | 1029.4387 | 1026.5007 | 1029.4545 | [8 empty] | 2005-08-16 | 41.694
|  | 2009-05-21 | 0.0439 | [9 empty] | 2016-10-01 | 1028.01 | 1026.5004 | 1029.3408 | [8 empty] | 2005-08-17 | 41.694
|  | 2009-05-21 05:20 | 0.0439 | [9 empty] | 2016-11-01 | 1027.2655 | 1026.6051 | 1029.4978 | [8 empty] | 2005-08-18 | 41.694
|  | 2009-05-31 | 0.0176 | [9 empty] | 2016-12-01 | 1028.4377 | 1026.5526 | 1029.5 | [8 empty] | 2005-08-19 | 41.694
|  | 2009-05-31 06:10 | 0.0176 | [9 empty] | 2017-01-01 | 1028.5138 | 1026.548 | 1029.5 | [8 empty] | 2005-08-20 | 41.694
|  | 2009-06-07 | 0.0132 | [9 empty] | 2017-02-01 | 1028.0262 | 1026.5239 | 1029.5 | [8 empty] | 2005-08-21 | 41.694
|  | 2009-06-07 16:40 | 0.0132 | [9 empty] | 2017-03-01 | 1027.4491 | 1026.512 | 1029.5 | [8 empty] | 2005-08-22 | 41.694
|  | 2009-06-08 | 0.0182 | [9 empty] | 2017-04-01 | 1027.3662 | 1026.506 | 1029.4916 | [8 empty] | 2005-08-23 | 17.007
|  | 2009-06-08 11:55 | 0.0182 | [9 empty] | 2017-05-01 | 1027.4554 | 1026.5031 | 1029.4541 | [8 empty] | 2005-08-24 | 17.007
|  | 2009-06-14 | 0.0221 | [9 empty] | 2017-06-01 | 1029.4357 | 1026.5015 | 1029.4481 | [8 empty] | 2005-08-25 | 17.007
|  | 2009-06-14 11:55 | 0.0221 | [9 empty] | 2017-07-01 | 1029.4049 | 1026.5031 | 1029.4376 | [8 empty] | 2005-08-26 | 17.007
|  | 2009-06-21 | 0.0375 | [9 empty] | 2017-08-01 | 1029.4169 | 1027.2607 | 1029.4452 | [8 empty] | 2005-08-27 | 17.007
|  | 2009-06-21 01:10 | [10 empty] | 2017-09-01 | 1029.4387 | 1026.8893 | 1029.4545 | [8 empty] | 2005-08-28 | 17.007
|  | 2009-06-21 13:10 | 0.0375 | [9 empty] | 2017-10-01 | 1028.01 | 1026.6946 | 1029.4763 | [8 empty] | 2005-08-29 | 17.007
|  | 2009-06-28 | 0.0379 | [9 empty] | 2017-11-01 | 1027.2683 | 1026.5973 | 1029.4978 | [8 empty] | 2005-08-30 | 17.007
|  | 2009-06-28 06:05 | 0.0379 | [9 empty] | 2017-12-01 | 1027.6793 | 1026.5487 | 1029.5 | [8 empty] | 2005-08-31 | 0
|  | 2009-07-05 | 0.033 | [9 empty] | 2018-01-01 | 1028.0157 | 1026.5243 | 1029.5 | [8 empty] | 2005-09-01 | 0
|  | 2009-07-05 05:10 | 0.028 | [9 empty] | 2018-02-01 | 1027.2815 | 1026.5122 | 1029.5 | [8 empty] | 2005-09-02 | 0
|  | 2009-07-12 | 0.03 | [9 empty] | 2018-03-01 | 1027.2817 | 1026.512 | 1029.5 | [8 empty] | 2005-09-03 | 0
|  | 2009-07-12 08:50 | 0.0337 | [9 empty] | 2018-04-01 | 1027.295 | 1026.506 | 1029.4917 | [8 empty] | 2005-09-04 | 0
|  | 2009-07-13 | 0.0402 | [9 empty] | 2018-05-01 | 1027.3931 | 1026.506 | 1029.4539 | [8 empty] | 2005-09-05 | 0
|  | 2009-07-13 10:00 | 0.0402 | [9 empty] | 2018-06-01 | 1029.4375 | 1026.5061 | 1029.4481 | [8 empty] | 2005-09-06 | 0
|  | 2009-07-19 | 0.0607 | [9 empty] | 2018-07-01 | 1029.4049 | 1026.5031 | 1029.4376 | [8 empty] | 2005-09-07 | 0
|  | 2009-07-19 10:15 | 0.0607 | [9 empty] | 2018-08-01 | 1029.4169 | 1027.2629 | 1029.4452 | [8 empty] | 2005-09-08 | 0
|  | 2009-07-26 08:45 | 0.0673 | [9 empty] | 2018-09-01 | 1029.4387 | 1026.8872 | 1029.4545 | [8 empty] | 2005-09-09 | 0
|  | 2009-08-02 | 0.0462 | [9 empty] | 2018-10-01 | 1028.01 | 1026.6936 | 1029.4763 | [8 empty] | 2005-09-10 | 0
|  | 2009-08-02 14:55 | 0.07 | [9 empty] | 2018-11-01 | 1027.2683 | 1026.5968 | 1029.4978 | [8 empty] | 2005-09-11 | 0
|  | 2009-08-09 | 0.0457 | [9 empty] | 2018-12-01 | 1028.2892 | 1026.5485 | 1029.5 | [8 empty] | 2005-09-12 | 0
|  | 2009-08-09 16:50 | 0.0457 | [9 empty] | 2019-01-01 | 1028.1072 | 1026.5243 | 1029.5 | [8 empty] | 2005-09-13 | 0
|  | 2009-08-15 | 0.0483 | [9 empty] | 2019-02-01 | 1027.3158 | 1026.5122 | 1029.5 | [8 empty] | 2005-09-14 | 0
|  | 2009-08-15 13:25 | 0.0483 | [9 empty] | 2019-03-01 | 1027.4587 | 1026.5061 | 1029.5 | [8 empty] | 2005-09-15 | 0
|  | 2009-08-23 | 0.0327 | [9 empty] | 2019-04-01 | 1027.2928 | 1026.5031 | 1029.4916 | [8 empty] | 2005-09-16 | 0
|  | 2009-08-23 11:00 | 0.0327 | [9 empty] | 2019-05-01 | 1027.3906 | 1026.5015 | 1029.4539 | [8 empty] | 2005-09-17 | 0
|  | 2009-08-30 | 0.0407 | [9 empty] | 2019-06-01 | 1029.4395 | 1026.5007 | 1029.4481 | [8 empty] | 2005-09-18 | 0
|  | 2009-08-30 09:15 | 0.0407 | [9 empty] | 2019-07-01 | 1029.4049 | 1026.5337 | 1029.4376 | [8 empty] | 2005-09-19 | 0
|  | 2009-09-02 19:15 | 0.042 | [9 empty] | 2019-08-01 | 1029.4169 | 1027.2629 | 1029.4449 | [8 empty] | 2005-09-20 | 106.06
|  | 2009-09-03 | 0.042 | [9 empty] | 2019-09-01 | 1029.4387 | 1026.8892 | 1029.4545 | [8 empty] | 2005-09-21 | 106.06
|  | 2009-09-06 | 0.0511 | [9 empty] | 2019-10-01 | 1028.01 | 1026.6946 | 1029.4763 | [8 empty] | 2005-09-22 | 106.06
|  | 2009-09-06 09:10 | 0.0511 | [9 empty] | 2019-11-01 | 1027.2683 | 1026.5973 | 1029.4977 | [8 empty] | 2005-09-23 | 143.19
|  | 2009-09-13 | 0.0577 | [9 empty] | 2019-12-01 | 1028.9769 | 1026.5487 | 1029.5 | [8 empty] | 2005-09-24 | 143.19
|  | 2009-09-13 08:20 | 0.0577 | [9 empty] | 2020-01-01 | 1029.0011 | 1026.5243 | 1029.5 | [8 empty] | 2005-09-25 | 143.19
|  | 2009-09-20 | 0.0611 | [9 empty] | 2020-02-01 | 1027.906 | 1026.5122 | 1029.5 | [8 empty] | 2005-09-26 | 143.19
|  | 2009-09-20 09:40 | 0.0611 | [9 empty] | 2020-03-01 | 1027.4502 | 1026.512 | 1029.5 | [8 empty] | 2005-09-27 | 197.5
|  | 2009-09-24 11:40 | 0.125 | [9 empty] | 2020-04-01 | 1027.3422 | 1026.506 | 1029.4922 | [8 empty] | 2005-09-28 | 244.55
|  | 2009-09-24 17:10 | 0.0159 | [9 empty] | 2020-05-01 | 1027.4294 | 1026.5031 | 1029.4623 | [8 empty] | 2005-09-29 | 244.55
|  | 2009-10-07 | 0.0836 | [9 empty] | 2020-06-01 | 1029.4355 | 1026.5015 | 1029.4481 | [8 empty] | 2005-09-30 | 215.15
|  | 2009-10-07 11:40 | 0.082 | [9 empty] | 2020-07-01 | 1029.4049 | 1026.5007 | 1029.4376 | [8 empty] | 2005-10-01 | 215.15
|  | 2009-10-07 17:49 | 0.0836 | [9 empty] | 2020-08-01 | 1029.4169 | 1026.5004 | 1029.4453 | [8 empty] | 2005-10-02 | 215.15
|  | 2009-10-07 17:56 | 0.032 | [9 empty] | 2020-09-01 | 1029.4387 | 1026.5248 | 1029.4597 | [8 empty] | 2005-10-03 | 215.15
|  | 2009-10-08 11:22 | 0.097 | [9 empty] | 2020-10-01 | 1028.01 | 1026.693 | 1029.4763 | [8 empty] | 2005-10-04 | 226.2
|  | 2009-10-08 14:30 | 0.084 | [9 empty] | 2020-11-01 | 1027.2683 | 1026.5964 | 1029.4978 | [8 empty] | 2005-10-05 | 226.2
|  | 2009-10-09 10:02 | 0.043 | [9 empty] | 2020-12-01 | 1029.0613 | 1026.5482 | 1029.5 | [8 empty] | 2005-10-06 | 0
|  | 2009-10-09 14:49 | 0.094 | [9 empty] | 2021-01-01 | 1028.9684 | 1026.5242 | 1029.5 | [8 empty] | 2005-10-07 | 0
|  | 2009-10-10 10:53 | 0.056 | [9 empty] | 2021-02-01 | 1028.0067 | 1026.5121 | 1029.5 | [8 empty] | 2005-10-08 | 0
|  | 2009-10-10 14:38 | 0.094 | [9 empty] | 2021-03-01 | 1027.4521 | 1026.512 | 1029.5 | [8 empty] | 2005-10-09 | 0
|  | 2009-10-11 11:55 | 0.038 | [9 empty] | 2021-04-01 | 1027.4851 | 1026.506 | 1029.4937 | [8 empty] | 2005-10-10 | 0
|  | 2009-10-11 14:40 | 0.102 | [9 empty] | 2021-05-01 | 1027.4836 | 1026.5031 | 1029.4536 | [8 empty] | 2005-10-11 | 0
|  | 2009-10-12 12:05 | 0.055 | [9 empty] | 2021-06-01 | 1029.4319 | 1026.5031 | 1029.4481 | [8 empty] | 2005-10-12 | 0
|  | 2009-10-12 14:35 | 0.1 | [9 empty] | 2021-07-01 | 1029.4049 | 1026.5015 | 1029.4376 | [8 empty] | 2005-10-13 | 0
|  | 2009-10-16 17:40 | 0.071 | [9 empty] | 2021-08-01 | 1029.4169 | 1026.5062 | 1029.4453 | [8 empty] | 2005-10-14 | 0
|  | 2009-10-17 | 0.0895 | [9 empty] | 2021-09-01 | 1029.4387 | 1026.889 | 1029.4597 | [8 empty] | 2005-10-15 | 0
|  | 2009-10-17 12:25 | 0.115 | [9 empty] | 2021-10-01 | 1028.01 | 1026.6946 | 1029.4763 | [8 empty] | 2005-10-16 | 0
|  | 2009-10-17 12:35 | [10 empty] | 2021-11-01 | 1027.2655 | 1026.5973 | 1029.4978 | [8 empty] | 2005-10-17 | 0
|  | 2009-10-17 16:50 | 0.114 | [9 empty] | 2021-12-01 | 1027.2754 | 1026.5486 | 1029.5 | [8 empty] | 2005-10-18 | 0
|  | 2009-10-18 10:40 | 0.04 | [9 empty] | 2022-01-01 | 1027.3007 | 1026.5243 | 1029.5 | [8 empty] | 2005-10-19 | 0
|  | 2009-10-18 15:44 | 0.12 | [21 empty] | 2005-10-20 | 0
|  | 2009-10-19 11:35 | 0.053 | [21 empty] | 2005-10-21 | 0
|  | 2009-10-19 16:58 | 0.096 | [21 empty] | 2005-10-22 | 0
|  | 2009-10-20 13:05 | 0.067667 | [21 empty] | 2005-10-23 | 0
|  | 2009-10-20 16:15 | 0.091 | [21 empty] | 2005-10-24 | 0
|  | 2009-10-21 12:58 | 0.062 | [21 empty] | 2005-10-25 | 0
|  | 2009-10-21 15:28 | 0.101 | [21 empty] | 2005-10-26 | 0
|  | 2009-10-22 12:21 | 0.04 | [21 empty] | 2005-10-27 | 0
|  | 2009-10-22 15:15 | 0.111 | [21 empty] | 2005-10-28 | 0
|  | 2009-10-23 12:50 | 0.084 | [21 empty] | 2005-10-29 | 0
|  | 2009-10-23 15:30 | 0.112 | [21 empty] | 2005-10-30 | 0
|  | 2009-10-24 15:31 | 0.05 | [21 empty] | 2005-10-31 | 0
|  | 2009-10-24 16:30 | 0.125 | [21 empty] | 2005-11-01 | 0
|  | 2009-10-25 | 0.0959 | [21 empty] | 2005-11-02 | 0
|  | 2009-10-25 13:40 | 0.086 | [21 empty] | 2005-11-03 | 0
|  | 2009-10-25 15:45 | 0.118 | [21 empty] | 2005-11-04 | 0
|  | 2009-10-26 12:40 | 0.089 | [21 empty] | 2005-11-05 | 0
|  | 2009-10-26 15:45 | 0.129 | [21 empty] | 2005-11-06 | 0
|  | 2009-10-27 10:57 | 0.121 | [21 empty] | 2005-11-07 | 0
|  | 2009-10-27 15:40 | 0.098 | [21 empty] | 2005-11-08 | 0
|  | 2009-10-28 11:23 | 0.081 | [21 empty] | 2005-11-09 | 0
|  | 2009-10-28 15:24 | 0.099 | [21 empty] | 2005-11-10 | 0
|  | 2009-10-29 14:09 | 0.081 | [21 empty] | 2005-11-11 | 0
|  | 2009-10-29 15:44 | 0.09 | [21 empty] | 2005-11-12 | 0
|  | 2009-10-30 11:28 | 0.082 | [21 empty] | 2005-11-13 | 0
|  | 2009-10-30 15:48 | 0.089 | [21 empty] | 2005-11-14 | 0
|  | 2009-10-31 11:24 | 0.065 | [21 empty] | 2005-11-15 | 0
|  | 2009-10-31 15:17 | 0.078 | [21 empty] | 2005-11-16 | 0
|  | 2009-11-01 | 0.095 | [21 empty] | 2005-11-17 | 0
|  | 2009-11-01 12:16 | 0.119 | [21 empty] | 2005-11-18 | 0
|  | 2009-11-01 15:52 | 0.092 | [21 empty] | 2005-11-19 | 0
|  | 2009-11-04 | 0.03 | [21 empty] | 2005-11-20 | 0
|  | 2009-11-04 15:09 | 0.03 | [21 empty] | 2005-11-21 | 0
|  | 2009-12-01 | 0.0331 | [21 empty] | 2005-11-22 | 0
|  | 2009-12-01 14:33 | [22 empty] | 2005-11-23 | 0
|  | 2009-12-01 14:43 | 0.0331 | [21 empty] | 2005-11-24 | 0
|  | 2010-01-11 | 0.0431 | [21 empty] | 2005-11-25 | 0
|  | 2010-01-11 12:32 | 0.0431 | [21 empty] | 2005-11-26 | 0
|  | 2010-02-22 | 0.022 | [21 empty] | 2005-11-27 | 0
|  | 2010-02-22 14:20 | 0.022 | [21 empty] | 2005-11-28 | 0
|  | 2010-03-10 | 0.0241 | [21 empty] | 2005-11-29 | 0
|  | 2010-03-10 08:52 | 0.0241 | [21 empty] | 2005-11-30 | 0
|  | 2010-03-22 | 0.0321 | [21 empty] | 2005-12-01 | 0
|  | 2010-03-22 07:20 | 3.2e-05 | [21 empty] | 2005-12-02 | 0
|  | 2010-03-22 17:46 | 0.032 | [21 empty] | 2005-12-03 | 0
|  | 2010-03-23 07:25 | 5.5e-05 | [21 empty] | 2005-12-04 | 0
|  | 2010-03-23 13:10 | 0.055 | [21 empty] | 2005-12-05 | 0
|  | 2010-03-24 08:42 | 0.000145 | [21 empty] | 2005-12-06 | 0
|  | 2010-03-24 09:23 | 0.145 | [21 empty] | 2005-12-07 | 0
|  | 2010-03-25 07:14 | 0.086 | [21 empty] | 2005-12-08 | 0
|  | 2010-03-25 08:13 | 8.6e-05 | [21 empty] | 2005-12-09 | 0
|  | 2010-03-25 10:41 | 8.15e-05 | [21 empty] | 2005-12-10 | 0
|  | 2010-03-25 14:49 | 0.0815 | [21 empty] | 2005-12-11 | 0
|  | 2010-03-26 08:06 | 0.098 | [21 empty] | 2005-12-12 | 0
|  | 2010-03-26 09:10 | 9.8e-05 | [21 empty] | 2005-12-13 | 0
|  | 2010-03-27 07:30 | 0.082 | [21 empty] | 2005-12-14 | 0
|  | 2010-03-27 07:51 | 8.2e-05 | [21 empty] | 2005-12-15 | 0
|  | 2010-03-28 07:35 | 0.0915 | [21 empty] | 2005-12-16 | 0
|  | 2010-03-28 17:51 | 9.15e-05 | [21 empty] | 2005-12-17 | 0
|  | 2010-03-29 08:32 | 0.091 | [21 empty] | 2005-12-18 | 0
|  | 2010-03-29 13:21 | 9.1e-05 | [21 empty] | 2005-12-19 | 0
|  | 2010-03-30 | 0.101 | [21 empty] | 2005-12-20 | 0
|  | 2010-03-30 07:04 | 9e-05 | [21 empty] | 2005-12-21 | 0
|  | 2010-03-30 08:06 | 0.087 | [21 empty] | 2005-12-22 | 0
|  | 2010-03-30 09:11 | 8.7e-05 | [21 empty] | 2005-12-23 | 0
|  | 2010-03-30 10:50 | 0.09 | [21 empty] | 2005-12-24 | 0
|  | 2010-03-31 09:03 | 0.0795 | [21 empty] | 2005-12-25 | 0
|  | 2010-03-31 14:46 | 7.95e-05 | [21 empty] | 2005-12-26 | 0
|  | 2010-04-01 07:57 | 0.0805 | [21 empty] | 2005-12-27 | 0
|  | 2010-04-01 08:00 | 8.05e-05 | [21 empty] | 2005-12-28 | 0
|  | 2010-04-05 07:20 | 2.75e-05 | [21 empty] | 2005-12-29 | 0
|  | 2010-04-05 07:25 | 5.9e-05 | [21 empty] | 2005-12-30 | 0
|  | 2010-04-05 08:09 | 0.0275 | [21 empty] | 2005-12-31 | 0
|  | 2010-04-05 11:09 | 0.059 | [21 empty] | 2006-01-01 | 0
|  | 2010-04-06 | 0.11 | [21 empty] | 2006-01-02 | 0
|  | 2010-04-06 08:24 | 0.0915 | [21 empty] | 2006-01-03 | 0
|  | 2010-04-06 08:42 | 9.15e-05 | [21 empty] | 2006-01-04 | 0
|  | 2010-04-07 08:13 | 8.85e-05 | [21 empty] | 2006-01-05 | 0
|  | 2010-04-07 08:48 | 0.0885 | [21 empty] | 2006-01-06 | 0
|  | 2010-04-08 10:41 | 8.85e-05 | [21 empty] | 2006-01-07 | 0
|  | 2010-04-08 10:43 | 0.0885 | [21 empty] | 2006-01-08 | 0
|  | 2010-04-09 07:55 | 0.0945 | [21 empty] | 2006-01-09 | 0
|  | 2010-04-09 09:10 | 9.45e-05 | [21 empty] | 2006-01-10 | 0
|  | 2010-04-10 07:30 | 0.089 | [21 empty] | 2006-01-11 | 0
|  | 2010-04-10 07:51 | 8.9e-05 | [21 empty] | 2006-01-12 | 0
|  | 2010-04-11 07:50 | 0.0635 | [21 empty] | 2006-01-13 | 0
|  | 2010-04-11 10:54 | 6.35e-05 | [21 empty] | 2006-01-14 | 0
|  | 2010-04-12 08:14 | 0.0645 | [21 empty] | 2006-01-15 | 0
|  | 2010-04-12 08:36 | 6.45e-05 | [21 empty] | 2006-01-16 | 0
|  | 2010-04-13 | 0.0925 | [21 empty] | 2006-01-17 | 0
|  | 2010-04-13 08:57 | 7.35e-05 | [21 empty] | 2006-01-18 | 0
|  | 2010-04-13 09:04 | 0.0735 | [21 empty] | 2006-01-19 | 0
|  | 2010-04-14 08:20 | 0.059 | [21 empty] | 2006-01-20 | 0
|  | 2010-04-14 10:34 | 5.9e-05 | [21 empty] | 2006-01-21 | 0
|  | 2010-04-15 08:05 | 0.063 | [21 empty] | 2006-01-22 | 0
|  | 2010-04-15 08:07 | 6.3e-05 | [21 empty] | 2006-01-23 | 0
|  | 2010-04-20 | 0.0738 | [21 empty] | 2006-01-24 | 0
|  | 2010-04-20 14:16 | 9.3e-05 | [21 empty] | 2006-01-25 | 0
|  | 2010-04-20 14:43 | 0.093 | [21 empty] | 2006-01-26 | 0
|  | 2010-04-23 07:34 | 0.056 | [21 empty] | 2006-01-27 | 0
|  | 2010-04-23 07:40 | 5.6e-05 | [21 empty] | 2006-01-28 | 0
|  | 2010-04-25 07:40 | 6.4e-05 | [21 empty] | 2006-01-29 | 0
|  | 2010-04-25 07:44 | 0.064 | [21 empty] | 2006-01-30 | 0
|  | 2010-04-26 08:30 | 3.5e-05 | [21 empty] | 2006-01-31 | 6.8154
|  | 2010-04-26 08:43 | 0.035 | [21 empty] | 2006-02-01 | 6.8154
|  | 2010-04-27 | 0.0427 | [21 empty] | 2006-02-02 | 6.8154
|  | 2010-04-27 01:50 | 0.034 | [21 empty] | 2006-02-03 | 6.8154
|  | 2010-04-27 09:10 | 3.4e-05 | [21 empty] | 2006-02-04 | 6.8154
|  | 2010-04-27 13:50 | 0.0427 | [21 empty] | 2006-02-05 | 6.8154
|  | 2010-04-29 08:26 | 3.6e-05 | [21 empty] | 2006-02-06 | 6.8154
|  | 2010-04-29 15:35 | 0.036 | [21 empty] | 2006-02-07 | 6.8154
|  | 2010-05-02 08:12 | 5.1e-05 | [21 empty] | 2006-02-08 | 6.8154
|  | 2010-05-02 09:05 | 0.051 | [21 empty] | 2006-02-09 | 6.8154
|  | 2010-05-02 14:15 | [22 empty] | 2006-02-10 | 6.8154
|  | 2010-05-03 07:40 | 4.65e-05 | [21 empty] | 2006-02-11 | 6.8154
|  | 2010-05-03 08:29 | 0.0465 | [21 empty] | 2006-02-12 | 6.8154
|  | 2010-05-04 | 0.063 | [21 empty] | 2006-02-13 | 6.8154
|  | 2010-05-04 07:40 | 6.6e-05 | [21 empty] | 2006-02-14 | 0
|  | 2010-05-04 08:37 | 0.066 | [21 empty] | 2006-02-15 | 0
|  | 2010-05-04 08:49 | 0.063 | [21 empty] | 2006-02-16 | 5.9065
|  | 2010-05-05 08:20 | 6.4e-05 | [21 empty] | 2006-02-17 | 5.9065
|  | 2010-05-05 08:41 | 0.064 | [21 empty] | 2006-02-18 | 5.9065
|  | 2010-05-06 08:21 | 8.5e-05 | [21 empty] | 2006-02-19 | 5.9065
|  | 2010-05-06 08:50 | 0.085 | [21 empty] | 2006-02-20 | 5.9065
|  | 2010-05-07 06:35 | 0.058 | [21 empty] | 2006-02-21 | 129.49
|  | 2010-05-07 14:36 | 5.8e-05 | [21 empty] | 2006-02-22 | 141.99
|  | 2010-05-08 08:04 | 0.06 | [21 empty] | 2006-02-23 | 141.99
|  | 2010-05-08 08:52 | 6e-05 | [21 empty] | 2006-02-24 | 210.14
|  | 2010-05-09 08:13 | 0.065 | [21 empty] | 2006-02-25 | 210.14
|  | 2010-05-09 08:30 | 6.5e-05 | [21 empty] | 2006-02-26 | 210.14
|  | 2010-05-10 08:19 | 0.059 | [21 empty] | 2006-02-27 | 210.14
|  | 2010-05-10 12:15 | 5.9e-05 | [21 empty] | 2006-02-28 | 177.51
|  | 2010-05-11 | 0.0454 | [21 empty] | 2006-03-01 | 177.51
|  | 2010-05-11 08:20 | 0.046 | [21 empty] | 2006-03-02 | 208.47
|  | 2010-05-11 09:04 | [22 empty] | 2006-03-03 | 181.04
|  | 2010-05-11 13:55 | 4.6e-05 | [21 empty] | 2006-03-04 | 181.04
|  | 2010-05-12 08:39 | 0.059 | [21 empty] | 2006-03-05 | 195.3
|  | 2010-05-12 13:55 | 5.9e-05 | [21 empty] | 2006-03-06 | 195.3
|  | 2010-05-13 07:37 | 0.051 | [21 empty] | 2006-03-07 | 194.21
|  | 2010-05-13 16:52 | 5.1e-05 | [21 empty] | 2006-03-08 | 194.21
|  | 2010-05-14 07:46 | 0.052 | [21 empty] | 2006-03-09 | 208.47
|  | 2010-05-14 13:55 | 5.2e-05 | [21 empty] | 2006-03-10 | 0
|  | 2010-05-15 07:24 | 0.054 | [21 empty] | 2006-03-11 | 0
|  | 2010-05-15 07:54 | 5.4e-05 | [21 empty] | 2006-03-12 | 0
|  | 2010-05-16 08:03 | 0.043 | [21 empty] | 2006-03-13 | 0
|  | 2010-05-16 08:32 | 4.3e-05 | [21 empty] | 2006-03-14 | 0
|  | 2010-05-17 08:27 | 0.04 | [21 empty] | 2006-03-15 | 0
|  | 2010-05-17 13:56 | 4e-05 | [21 empty] | 2006-03-16 | 0
|  | 2010-05-18 | 0.0385 | [21 empty] | 2006-03-17 | 0
|  | 2010-05-18 08:34 | 0.034 | [21 empty] | 2006-03-18 | 0
|  | 2010-05-18 09:00 | 3.4e-05 | [21 empty] | 2006-03-19 | 0
|  | 2010-05-18 11:02 | 0.0385 | [21 empty] | 2006-03-20 | 0
|  | 2010-05-18 14:43 | [22 empty] | 2006-03-21 | 0
|  | 2010-05-19 | 0.0398 | [21 empty] | 2006-03-22 | 0
|  | 2010-05-19 08:25 | 0.033 | [21 empty] | 2006-03-23 | 0
|  | 2010-05-19 15:36 | 3.3e-05 | [21 empty] | 2006-03-24 | 0
|  | 2010-05-20 08:00 | 3.8e-05 | [21 empty] | 2006-03-25 | 0
|  | 2010-05-20 08:18 | 0.038 | [21 empty] | 2006-03-26 | 0
|  | 2010-05-21 08:36 | 0.026 | [21 empty] | 2006-03-27 | 0
|  | 2010-05-21 09:00 | 2.6e-05 | [21 empty] | 2006-03-28 | 0
|  | 2010-05-22 07:50 | 2.2e-05 | [21 empty] | 2006-03-29 | 0
|  | 2010-05-22 08:05 | 0.022 | [21 empty] | 2006-03-30 | 0
|  | 2010-05-23 08:16 | 0.026 | [21 empty] | 2006-03-31 | 0
|  | 2010-05-23 08:35 | 2.6e-05 | [21 empty] | 2006-04-01 | 0
|  | 2010-05-24 07:33 | 0.024 | [21 empty] | 2006-04-02 | 0
|  | 2010-05-24 08:49 | 2.4e-05 | [21 empty] | 2006-04-03 | 0
|  | 2010-05-25 | 0.0226 | [21 empty] | 2006-04-04 | 0
|  | 2010-05-25 08:40 | 0.022 | [21 empty] | 2006-04-05 | 0
|  | 2010-05-25 08:48 | 2.2e-05 | [21 empty] | 2006-04-06 | 0
|  | 2010-05-25 13:50 | [22 empty] | 2006-04-07 | 0
|  | 2010-05-26 08:19 | 0.024 | [21 empty] | 2006-04-08 | 0
|  | 2010-05-26 08:56 | 2.4e-05 | [21 empty] | 2006-04-09 | 0
|  | 2010-05-27 06:43 | 2.8e-05 | [21 empty] | 2006-04-10 | 0
|  | 2010-05-27 09:07 | 0.028 | [21 empty] | 2006-04-11 | 0
|  | 2010-06-01 | 0.0426 | [21 empty] | 2006-04-12 | 0
|  | 2010-06-01 08:40 | 0.0426 | [21 empty] | 2006-04-13 | 0
|  | 2010-06-01 08:45 | [22 empty] | 2006-04-14 | 0
|  | 2010-06-08 | 0.0399 | [21 empty] | 2006-04-15 | 0
|  | 2010-06-08 07:55 | 4e-05 | [21 empty] | 2006-04-16 | 0
|  | 2010-06-08 08:36 | 0.04 | [21 empty] | 2006-04-17 | 0
|  | 2010-06-15 | 0.0484 | [21 empty] | 2006-04-18 | 0
|  | 2010-06-15 08:07 | 4.6e-05 | [21 empty] | 2006-04-19 | 0
|  | 2010-06-15 09:01 | 0.046 | [21 empty] | 2006-04-20 | 0
|  | 2010-06-15 09:11 | [22 empty] | 2006-04-21 | 0
|  | 2010-06-22 | 0.0455 | [21 empty] | 2006-04-22 | 0
|  | 2010-06-22 08:25 | 0.000114 | [21 empty] | 2006-04-23 | 0
|  | 2010-06-22 09:56 | 0.114 | [21 empty] | 2006-04-24 | 0
|  | 2010-06-24 08:05 | 4.4e-05 | [21 empty] | 2006-04-25 | 0
|  | 2010-06-24 09:13 | 0.044 | [21 empty] | 2006-04-26 | 0
|  | 2010-06-29 | 0.0493 | [21 empty] | 2006-04-27 | 0
|  | 2010-06-29 08:31 | 4.7e-05 | [21 empty] | 2006-04-28 | 0
|  | 2010-06-29 09:50 | 0.047 | [21 empty] | 2006-04-29 | 0
|  | 2010-06-29 09:55 | [22 empty] | 2006-04-30 | 0
|  | 2010-07-06 | 0.0334 | [21 empty] | 2006-05-01 | 0
|  | 2010-07-06 07:32 | 4.8e-05 | [21 empty] | 2006-05-02 | 39.756
|  | 2010-07-06 09:56 | 0.048 | [21 empty] | 2006-05-03 | 39.756
|  | 2010-07-13 | 0.0429 | [21 empty] | 2006-05-04 | 58.158
|  | 2010-07-13 07:37 | 4e-05 | [21 empty] | 2006-05-05 | 58.158
|  | 2010-07-13 08:45 | 0.04 | [21 empty] | 2006-05-06 | 58.158
|  | 2010-07-20 | 0.0583 | [21 empty] | 2006-05-07 | 58.158
|  | 2010-07-20 07:34 | 4.6e-05 | [21 empty] | 2006-05-08 | 58.158
|  | 2010-07-20 10:08 | 0.046 | [21 empty] | 2006-05-09 | 270.34
|  | 2010-07-27 | 0.0726 | [21 empty] | 2006-05-10 | 270.34
|  | 2010-07-27 07:55 | 6.3e-05 | [21 empty] | 2006-05-11 | 270.34
|  | 2010-07-27 09:01 | 0.063 | [21 empty] | 2006-05-12 | 108.25
|  | 2010-07-27 09:11 | [22 empty] | 2006-05-13 | 108.25
|  | 2010-08-03 | 0.0179 | [21 empty] | 2006-05-14 | 108.25
|  | 2010-08-03 13:14 | 0.019 | [21 empty] | 2006-05-15 | 108.25
|  | 2010-08-03 14:50 | 0.019 | [21 empty] | 2006-05-16 | 0
|  | 2010-08-10 | 0.0614 | [21 empty] | 2006-05-17 | 0
|  | 2010-08-10 08:23 | 5.4e-05 | [21 empty] | 2006-05-18 | 0
|  | 2010-08-10 08:56 | 0.054 | [21 empty] | 2006-05-19 | 0
|  | 2010-08-17 | 0.052 | [21 empty] | 2006-05-20 | 0
|  | 2010-08-17 08:29 | 5.1e-05 | [21 empty] | 2006-05-21 | 0
|  | 2010-08-17 08:50 | 0.051 | [21 empty] | 2006-05-22 | 0
|  | 2010-08-24 | 0.0424 | [21 empty] | 2006-05-23 | 0
|  | 2010-08-24 08:22 | 3.7e-05 | [21 empty] | 2006-05-24 | 104.24
|  | 2010-08-24 08:40 | 0.037 | [21 empty] | 2006-05-25 | 104.24
|  | 2010-08-24 08:45 | [22 empty] | 2006-05-26 | 105.33
|  | 2010-08-31 | 0.0496 | [21 empty] | 2006-05-27 | 105.33
|  | 2010-08-31 08:14 | 4.6e-05 | [21 empty] | 2006-05-28 | 105.33
|  | 2010-08-31 14:10 | 0.046 | [21 empty] | 2006-05-29 | 105.33
|  | 2010-09-07 | 0.0411 | [21 empty] | 2006-05-30 | 89.24
|  | 2010-09-07 08:25 | 0.000101 | [21 empty] | 2006-05-31 | 89.24
|  | 2010-09-07 09:30 | 0.101 | [21 empty] | 2006-06-01 | 89.24
|  | 2010-10-21 | 0.0239 | [21 empty] | 2006-06-02 | 0
|  | 2010-10-21 11:30 | 0.0239 | [21 empty] | 2006-06-03 | 0
|  | 2010-11-03 14:10 | 0.0347 | [21 empty] | 2006-06-04 | 0
|  | 2010-11-09 | 0.036 | [21 empty] | 2006-06-05 | 0
|  | 2010-11-09 16:28 | 0.036 | [21 empty] | 2006-06-06 | 0
|  | 2010-11-17 07:27 | 0.000118 | [21 empty] | 2006-06-07 | 0
|  | 2010-11-17 07:59 | 0.000113 | [21 empty] | 2006-06-08 | 0
|  | 2010-11-17 08:10 | 0.000117 | [21 empty] | 2006-06-09 | 0
|  | 2010-11-17 08:30 | 0.000119 | [21 empty] | 2006-06-10 | 0
|  | 2010-11-17 12:20 | 0.113 | [21 empty] | 2006-06-11 | 0
|  | 2010-11-17 15:16 | 0.117 | [21 empty] | 2006-06-12 | 0
|  | 2010-11-17 16:40 | 0.118 | [21 empty] | 2006-06-13 | 2.9258
|  | 2010-11-17 16:41 | 0.119 | [21 empty] | 2006-06-14 | 2.9258
|  | 2010-11-18 | 0.135 | [21 empty] | 2006-06-15 | 2.9258
|  | 2010-11-18 08:15 | 0.00011 | [21 empty] | 2006-06-16 | 2.9258
|  | 2010-11-18 10:30 | 0.11 | [21 empty] | 2006-06-17 | 2.9258
|  | 2010-11-19 09:03 | 0.000109 | [21 empty] | 2006-06-18 | 2.9258
|  | 2010-11-19 11:25 | 0.109 | [21 empty] | 2006-06-19 | 2.9258
|  | 2010-11-20 07:48 | 0.000109 | [21 empty] | 2006-06-20 | 2.9258
|  | 2010-11-20 10:00 | 0.109 | [21 empty] | 2006-06-21 | 2.9258
|  | 2010-11-21 07:44 | 0.000104 | [21 empty] | 2006-06-22 | 87.046
|  | 2010-11-21 10:00 | 0.104 | [21 empty] | 2006-06-23 | 87.046
|  | 2010-11-22 07:50 | 0.000104 | [21 empty] | 2006-06-24 | 87.046
|  | 2010-11-22 09:55 | 0.104 | [21 empty] | 2006-06-25 | 87.046
|  | 2010-11-23 08:15 | 0.000101 | [21 empty] | 2006-06-26 | 87.046
|  | 2010-11-23 10:08 | 0.101 | [21 empty] | 2006-06-27 | 87.046
|  | 2010-11-24 08:25 | 9.9e-05 | [21 empty] | 2006-06-28 | 0
|  | 2010-11-24 08:37 | 0.0001 | [21 empty] | 2006-06-29 | 0
|  | 2010-11-24 09:19 | 0.099 | [21 empty] | 2006-06-30 | 0
|  | 2010-11-24 17:02 | 0.1 | [21 empty] | 2006-07-01 | 0
|  | 2010-11-25 | 0.13 | [21 empty] | 2006-07-02 | 0
|  | 2010-11-25 07:50 | 9.2e-05 | [21 empty] | 2006-07-03 | 0
|  | 2010-11-25 08:24 | 0.000101 | [21 empty] | 2006-07-04 | 0
|  | 2010-11-25 10:06 | 0.101 | [21 empty] | 2006-07-05 | 0
|  | 2010-11-25 16:20 | 0.092 | [21 empty] | 2006-07-06 | 0
|  | 2010-11-26 06:51 | 9.3e-05 | [21 empty] | 2006-07-07 | 0
|  | 2010-11-26 06:55 | 8.8e-05 | [21 empty] | 2006-07-08 | 0
|  | 2010-11-26 10:05 | 0.088 | [21 empty] | 2006-07-09 | 0
|  | 2010-11-26 17:10 | 0.093 | [21 empty] | 2006-07-10 | 0
|  | 2010-11-27 08:10 | 8.7e-05 | [21 empty] | 2006-07-11 | 21.944
|  | 2010-11-27 08:26 | 8.9e-05 | [21 empty] | 2006-07-12 | 21.944
|  | 2010-11-27 08:55 | 0.087 | [21 empty] | 2006-07-13 | 21.944
|  | 2010-11-27 17:55 | 0.089 | [21 empty] | 2006-07-14 | 0
|  | 2010-11-28 08:12 | 8.6e-05 | [21 empty] | 2006-07-15 | 0
|  | 2010-11-28 08:25 | 8.8e-05 | [21 empty] | 2006-07-16 | 0
|  | 2010-11-28 08:32 | 0.088 | [21 empty] | 2006-07-17 | 0
|  | 2010-11-28 16:00 | 0.086 | [21 empty] | 2006-07-18 | 0
|  | 2010-11-29 07:45 | 8.9e-05 | [21 empty] | 2006-07-19 | 0
|  | 2010-11-29 07:55 | 9.1e-05 | [21 empty] | 2006-07-20 | 1.7553
|  | 2010-11-29 09:51 | 0.091 | [21 empty] | 2006-07-21 | 1.7553
|  | 2010-11-29 15:09 | 0.089 | [21 empty] | 2006-07-22 | 1.7553
|  | 2010-11-30 08:10 | 8.9e-05 | [21 empty] | 2006-07-23 | 1.7553
|  | 2010-11-30 08:21 | 9e-05 | [21 empty] | 2006-07-24 | 1.7553
|  | 2010-11-30 12:02 | 0.089 | [21 empty] | 2006-07-25 | 25.393
|  | 2010-11-30 15:23 | 0.09 | [21 empty] | 2006-07-26 | 25.393
|  | 2010-12-01 08:17 | 8.3e-05 | [21 empty] | 2006-07-27 | 25.393
|  | 2010-12-01 08:28 | 8.5e-05 | [21 empty] | 2006-07-28 | 25.393
|  | 2010-12-01 08:37 | 0.085 | [21 empty] | 2006-07-29 | 25.393
|  | 2010-12-01 15:25 | 0.083 | [21 empty] | 2006-07-30 | 25.393
|  | 2010-12-02 | 0.108 | [21 empty] | 2006-07-31 | 25.393
|  | 2010-12-02 08:10 | 8.7e-05 | [21 empty] | 2006-08-01 | 0
|  | 2010-12-02 08:42 | 0.087 | [21 empty] | 2006-08-02 | 0
|  | 2011-01-18 14:10 | 0.0296 | [21 empty] | 2006-08-03 | 0
|  | 2011-02-01 16:21 | 0.0256 | [21 empty] | 2006-08-04 | 0
|  | 2011-03-14 14:12 | 0.0259 | [21 empty] | 2006-08-05 | 0
|  | 2011-03-24 17:23 | 0.125 | [21 empty] | 2006-08-06 | 0
|  | 2011-03-29 14:02 | 0.109 | [21 empty] | 2006-08-07 | 0
|  | 2011-04-05 08:42 | 0.109 | [21 empty] | 2006-08-08 | 52.666
|  | 2011-04-12 09:35 | 0.113 | [21 empty] | 2006-08-09 | 52.666
|  | 2011-04-19 09:47 | 0.107 | [21 empty] | 2006-08-10 | 52.666
|  | 2011-04-26 11:29 | 0.0975 | [21 empty] | 2006-08-11 | 52.666
|  | 2011-05-03 14:30 | 0.189 | [21 empty] | 2006-08-12 | 52.666
|  | 2011-05-04 14:45 | 0.0628 | [21 empty] | 2006-08-13 | 52.666
|  | 2011-05-10 08:37 | 0.0997 | [21 empty] | 2006-08-14 | 52.666
|  | 2011-05-17 09:07 | 0.0625 | [21 empty] | 2006-08-15 | 0
|  | 2011-05-24 09:10 | 0.0226 | [21 empty] | 2006-08-16 | 0
|  | 2011-05-31 10:15 | 0.0138 | [21 empty] | 2006-08-17 | 0
|  | 2011-06-07 09:45 | 0.074 | [21 empty] | 2006-08-18 | 0
|  | 2011-06-14 14:09 | 0.0186 | [21 empty] | 2006-08-19 | 0
|  | 2011-06-21 11:10 | 0.0137 | [21 empty] | 2006-08-20 | 0
|  | 2011-06-28 11:22 | 0.0194 | [21 empty] | 2006-08-21 | 0
|  | 2011-07-05 09:50 | 0.0206 | [21 empty] | 2006-08-22 | 0
|  | 2011-07-12 08:51 | 0.019 | [21 empty] | 2006-08-23 | 0
|  | 2011-07-19 09:19 | 0.0223 | [21 empty] | 2006-08-24 | 0
|  | 2011-07-26 08:44 | 0.0356 | [21 empty] | 2006-08-25 | 0
|  | 2011-08-02 08:28 | 0.0351 | [21 empty] | 2006-08-26 | 0
|  | 2011-08-09 08:49 | 0.0276 | [21 empty] | 2006-08-27 | 0
|  | 2011-08-16 08:51 | 0.0161 | [21 empty] | 2006-08-28 | 0
|  | 2011-08-23 08:35 | 0.0166 | [21 empty] | 2006-08-29 | 98.749
|  | 2011-08-25 11:31 | 0.0166 | [21 empty] | 2006-08-30 | 80.567
|  | 2011-08-30 08:54 | 0.0182 | [21 empty] | 2006-08-31 | 80.567
|  | 2011-09-06 08:47 | 0.0236 | [21 empty] | 2006-09-01 | 80.567
|  | 2011-09-13 09:45 | 0.0211 | [21 empty] | 2006-09-02 | 80.567
|  | 2011-09-20 09:06 | 0.0247 | [21 empty] | 2006-09-03 | 80.567
|  | 2011-09-27 09:55 | 0.0296 | [21 empty] | 2006-09-04 | 80.567
|  | 2011-10-25 13:40 | 0.0263 | [21 empty] | 2006-09-05 | 80.567
|  | 2011-11-23 09:20 | 0.0861 | [21 empty] | 2006-09-06 | 0
|  | 2011-11-29 09:35 | 0.102 | [21 empty] | 2006-09-07 | 0
|  | 2011-12-08 08:00 | 0.146 | [21 empty] | 2006-09-08 | 0
|  | 2012-01-18 15:20 | 0.031 | [21 empty] | 2006-09-09 | 0
|  | 2012-02-02 12:52 | 0.0281 | [21 empty] | 2006-09-10 | 0
| 41275 | 2012-03-05 11:30 | 0.0322 | [21 empty] | 2006-09-11 | 0
| 0 | 2012-01-01 | 0.047181 | 0.038118 | 0.066826 | [19 empty] | 2006-09-12 | 0
| 0 | 2012-02-01 | 0.038114 | 0.019512 | 0.052609 | [19 empty] | 2006-09-13 | 7.2103
| 0 | 2012-03-01 | 0.036861 | 0.021283 | 0.053057 | [19 empty] | 2006-09-14 | 7.2103
| 0 | 2012-04-01 | 0.031138 | 0.02353 | 0.040401 | [19 empty] | 2006-09-15 | 7.2103
| 1 | 2012-05-01 | 0.028829 | 0.0078723 | 0.074083 | 0.028829 | 0.0078723 | 0.074083 | [16 empty] | 2006-09-16 | 7.2103
| 1 | 2012-06-01 | 0.02529 | 0.0087334 | 0.047703 | 0.02529 | 0.0087334 | 0.047703 | [16 empty] | 2006-09-17 | 7.2103
| 1 | 2012-07-01 | 0.024024 | 0.010861 | 0.044955 | 0.024024 | 0.010861 | 0.044955 | [16 empty] | 2006-09-18 | 7.2103
| 1 | 2012-08-01 | 0.022452 | 0.0075722 | 0.061494 | 0.022452 | 0.0075722 | 0.061494 | [16 empty] | 2006-09-19 | 7.2103
| 1 | 2012-09-01 | 0.034137 | 0.025533 | 0.042039 | 0.034137 | 0.025533 | 0.042039 | [16 empty] | 2006-09-20 | 250.16
| 1 | 2012-10-01 | 0.035478 | 0.012826 | 0.084461 | 0.035478 | 0.012826 | 0.084461 | [16 empty] | 2006-09-21 | 239.19
| 1 | 2012-11-01 | 0.02922 | 0.018195 | 0.041589 | 0.02922 | 0.018195 | 0.041589 | [16 empty] | 2006-09-22 | 0
| 1 | 2012-12-01 | 0.021773 | 0.012337 | 0.04054 | 0.021773 | 0.012337 | 0.04054 | [16 empty] | 2006-09-23 | 0
| 0 | 2013-01-01 | 0.031552 | 0.014809 | 0.047841 | [19 empty] | 2006-09-24 | 0
| 0 | 2013-02-01 | 0.022017 | 0.016193 | 0.04083 | [19 empty] | 2006-09-25 | 0
| 0 | 2013-03-01 | 0.025802 | 0.010616 | 0.046517 | [19 empty] | 2006-09-26 | 0
| 0 | 2013-04-01 | 0.025186 | 0.017796 | 0.044206 | [19 empty] | 2006-09-27 | 0
| 1 | 2013-05-01 | 0.02602 | 0.0068518 | 0.061009 | 0.02602 | 0.0068518 | 0.061009 | [16 empty] | 2006-09-28 | 0
| 1 | 2013-06-01 | 0.023513 | 0.010627 | 0.044698 | 0.023513 | 0.010627 | 0.044698 | [16 empty] | 2006-09-29 | 0
| 1 | 2013-07-01 | 0.025676 | 0.013127 | 0.044567 | 0.025676 | 0.013127 | 0.044567 | [16 empty] | 2006-09-30 | 0
| 1 | 2013-08-01 | 0.022629 | 0.01151 | 0.04675 | 0.022629 | 0.01151 | 0.04675 | [16 empty] | 2006-10-01 | 0
| 1 | 2013-09-01 | 0.030819 | 0.022706 | 0.040731 | 0.030819 | 0.022706 | 0.040731 | [16 empty] | 2006-10-02 | 0
| 1 | 2013-10-01 | 0.023067 | 0.01383 | 0.054566 | 0.023067 | 0.01383 | 0.054566 | [16 empty] | 2006-10-03 | 0
| 1 | 2013-11-01 | 0.023956 | 0.015534 | 0.035842 | 0.023956 | 0.015534 | 0.035842 | [16 empty] | 2006-10-04 | 0
| 1 | 2013-12-01 | 0.021632 | 0.013116 | 0.031955 | 0.021632 | 0.013116 | 0.031955 | [16 empty] | 2006-10-05 | 0
| 0 | 2014-01-01 | 0.025528 | 0.01641 | 0.04217 | [19 empty] | 2006-10-06 | 0
| 0 | 2014-02-01 | 0.02298 | 0.018302 | 0.045965 | [19 empty] | 2006-10-07 | 0
| 0 | 2014-03-01 | 0.02769 | 0.015722 | 0.050438 | [19 empty] | 2006-10-08 | 0
| 0 | 2014-04-01 | 0.02498 | 0.014939 | 0.033697 | [19 empty] | 2006-10-09 | 0
| 1 | 2014-05-01 | 0.023573 | 0.0075566 | 0.06543 | 0.023573 | 0.0075566 | 0.06543 | [16 empty] | 2006-10-10 | 0
| 1 | 2014-06-01 | 0.020894 | 0.01021 | 0.052097 | 0.020894 | 0.01021 | 0.052097 | [16 empty] | 2006-10-11 | 0
| 1 | 2014-07-01 | 0.025171 | 0.010862 | 0.052001 | 0.025171 | 0.010862 | 0.052001 | [16 empty] | 2006-10-12 | 0
| 1 | 2014-08-01 | 0.023952 | 0.0072673 | 0.047571 | 0.023952 | 0.0072673 | 0.047571 | [16 empty] | 2006-10-13 | 0
| 1 | 2014-09-01 | 0.033737 | 0.025993 | 0.041632 | 0.033737 | 0.025993 | 0.041632 | [16 empty] | 2006-10-14 | 0
| 1 | 2014-10-01 | 0.029685 | 0.012427 | 0.064864 | 0.029685 | 0.012427 | 0.064864 | [16 empty] | 2006-10-15 | 0
| 1 | 2014-11-01 | 0.026942 | 0.017646 | 0.04145 | 0.026942 | 0.017646 | 0.04145 | [16 empty] | 2006-10-16 | 0
| 1 | 2014-12-01 | 0.021833 | 0.011157 | 0.039934 | 0.021833 | 0.011157 | 0.039934 | [16 empty] | 2006-10-17 | 0
| 0 | 2015-01-01 | 0.027959 | 0.015835 | 0.045961 | [19 empty] | 2006-10-18 | 0
| 0 | 2015-02-01 | 0.023462 | 0.014431 | 0.05531 | [19 empty] | 2006-10-19 | 0
| 0 | 2015-03-01 | 0.027925 | 0.012108 | 0.046556 | [19 empty] | 2006-10-20 | 0
| 0 | 2015-04-01 | 0.026179 | 0.014979 | 0.038145 | [19 empty] | 2006-10-21 | 0
| 1 | 2015-05-01 | 0.024298 | 0.0075792 | 0.062239 | 0.024298 | 0.0075792 | 0.062239 | [16 empty] | 2006-10-22 | 0
| 1 | 2015-06-01 | 0.025286 | 0.011075 | 0.04418 | 0.025286 | 0.011075 | 0.04418 | [16 empty] | 2006-10-23 | 0
| 1 | 2015-07-01 | 0.026783 | 0.011061 | 0.047254 | 0.026783 | 0.011061 | 0.047254 | [16 empty] | 2006-10-24 | 0
| 1 | 2015-08-01 | 0.022924 | 0.0084847 | 0.053133 | 0.022924 | 0.0084847 | 0.053133 | [16 empty] | 2006-10-25 | 0
| 1 | 2015-09-01 | 0.03186 | 0.024065 | 0.042848 | 0.03186 | 0.024065 | 0.042848 | [16 empty] | 2006-10-26 | 0
| 1 | 2015-10-01 | 0.02496 | 0.013126 | 0.059232 | 0.02496 | 0.013126 | 0.059232 | [16 empty] | 2006-10-27 | 0
| 1 | 2015-11-01 | 0.023262 | 0.01525 | 0.035125 | 0.023262 | 0.01525 | 0.035125 | [16 empty] | 2006-10-28 | 0
| 1 | 2015-12-01 | 0.02145 | 0.014142 | 0.031838 | 0.02145 | 0.014142 | 0.031838 | [16 empty] | 2006-10-29 | 0
| 0 | 2016-01-01 | 0.0263 | 0.013374 | 0.042464 | [19 empty] | 2006-10-30 | 0
| 0 | 2016-02-01 | 0.023201 | 0.016477 | 0.04196 | [19 empty] | 2006-10-31 | 0
| 0 | 2016-03-01 | 0.028468 | 0.0093985 | 0.052167 | [19 empty] | 2006-11-01 | 0
| 0 | 2016-04-01 | 0.025313 | 0.015753 | 0.035125 | [19 empty] | 2006-11-02 | 0
| 1 | 2016-05-01 | 0.027453 | 0.0075342 | 0.078371 | 0.027453 | 0.0075342 | 0.078371 | [16 empty] | 2006-11-03 | 0
| 1 | 2016-06-01 | 0.024911 | 0.011266 | 0.055022 | 0.024911 | 0.011266 | 0.055022 | [16 empty] | 2006-11-04 | 0
| 1 | 2016-07-01 | 0.024899 | 0.012366 | 0.046925 | 0.024899 | 0.012366 | 0.046925 | [16 empty] | 2006-11-05 | 0
| 1 | 2016-08-01 | 0.023209 | 0.0080895 | 0.045653 | 0.023209 | 0.0080895 | 0.045653 | [16 empty] | 2006-11-06 | 0
| 1 | 2016-09-01 | 0.03338 | 0.024635 | 0.041318 | 0.03338 | 0.024635 | 0.041318 | [16 empty] | 2006-11-07 | 0
| 1 | 2016-10-01 | 0.027922 | 0.011713 | 0.080811 | 0.027922 | 0.011713 | 0.080811 | [16 empty] | 2006-11-08 | 0
| 1 | 2016-11-01 | 0.025522 | 0.016715 | 0.040776 | 0.025522 | 0.016715 | 0.040776 | [16 empty] | 2006-11-09 | 0
| 1 | 2016-12-01 | 0.020996 | 0.014231 | 0.037195 | 0.020996 | 0.014231 | 0.037195 | [16 empty] | 2006-11-10 | 0
| 0 | 2017-01-01 | 0.027973 | 0.014794 | 0.042163 | [19 empty] | 2006-11-11 | 0
| 0 | 2017-02-01 | 0.022613 | 0.015417 | 0.050083 | [19 empty] | 2006-11-12 | 0
| 0 | 2017-03-01 | 0.02944 | 0.017052 | 0.056 | [19 empty] | 2006-11-13 | 0
| 0 | 2017-04-01 | 0.025297 | 0.014892 | 0.035929 | [19 empty] | 2006-11-14 | 0
| 1 | 2017-05-01 | 0.02578 | 0.0075086 | 0.055136 | 0.02578 | 0.0075086 | 0.055136 | [16 empty] | 2006-11-15 | 0
| 1 | 2017-06-01 | 0.023725 | 0.0077631 | 0.043776 | 0.023725 | 0.0077631 | 0.043776 | [16 empty] | 2006-11-16 | 0
| 1 | 2017-07-01 | 0.02588 | 0.0097675 | 0.041267 | 0.02588 | 0.0097675 | 0.041267 | [16 empty] | 2006-11-17 | 0
| 1 | 2017-08-01 | 0.021857 | 0.0079958 | 0.049594 | 0.021857 | 0.0079958 | 0.049594 | [16 empty] | 2006-11-18 | 0
| 1 | 2017-09-01 | 0.033229 | 0.021507 | 0.040841 | 0.033229 | 0.021507 | 0.040841 | [16 empty] | 2006-11-19 | 0
| 1 | 2017-10-01 | 0.025674 | 0.013506 | 0.064384 | 0.025674 | 0.013506 | 0.064384 | [16 empty] | 2006-11-20 | 0
| 1 | 2017-11-01 | 0.025222 | 0.01625 | 0.038505 | 0.025222 | 0.01625 | 0.038505 | [16 empty] | 2006-11-21 | 0
| 1 | 2017-12-01 | 0.021275 | 0.012793 | 0.032018 | 0.021275 | 0.012793 | 0.032018 | [16 empty] | 2006-11-22 | 0
| 0 | 2018-01-01 | 0.026682 | 0.015111 | 0.04858 | [19 empty] | 2006-11-23 | 0
| 0 | 2018-02-01 | 0.023222 | 0.017353 | 0.040304 | [19 empty] | 2006-11-24 | 0
| 0 | 2018-03-01 | 0.027427 | 0.012599 | 0.044285 | [19 empty] | 2006-11-25 | 0
| 0 | 2018-04-01 | 0.025559 | 0.018984 | 0.04149 | [19 empty] | 2006-11-26 | 0
| 1 | 2018-05-01 | 0.024571 | 0.0076196 | 0.058436 | 0.024571 | 0.0076196 | 0.058436 | [16 empty] | 2006-11-27 | 0
| 1 | 2018-06-01 | 0.024243 | 0.011205 | 0.051243 | 0.024243 | 0.011205 | 0.051243 | [16 empty] | 2006-11-28 | 0
| 1 | 2018-07-01 | 0.025137 | 0.011377 | 0.041412 | 0.025137 | 0.011377 | 0.041412 | [16 empty] | 2006-11-29 | 0
| 1 | 2018-08-01 | 0.022767 | 0.0081898 | 0.054137 | 0.022767 | 0.0081898 | 0.054137 | [16 empty] | 2006-11-30 | 0
| 1 | 2018-09-01 | 0.032739 | 0.022434 | 0.042382 | 0.032739 | 0.022434 | 0.042382 | [16 empty] | 2006-12-01 | 0
| 1 | 2018-10-01 | 0.026943 | 0.011804 | 0.055089 | 0.026943 | 0.011804 | 0.055089 | [16 empty] | 2006-12-02 | 0
| 1 | 2018-11-01 | 0.025371 | 0.017259 | 0.036178 | 0.025371 | 0.017259 | 0.036178 | [16 empty] | 2006-12-03 | 0
| 1 | 2018-12-01 | 0.022169 | 0.012459 | 0.031504 | 0.022169 | 0.012459 | 0.031504 | [16 empty] | 2006-12-04 | 0
| 0 | 2019-01-01 | 0.026969 | 0.016513 | 0.041204 | [19 empty] | 2006-12-05 | 0
| 0 | 2019-02-01 | 0.022259 | 0.015755 | 0.062566 | [19 empty] | 2006-12-06 | 0
| 0 | 2019-03-01 | 0.027998 | 0.010589 | 0.057672 | [19 empty] | 2006-12-07 | 0
| 0 | 2019-04-01 | 0.025547 | 0.017228 | 0.041433 | [19 empty] | 2006-12-08 | 0
| 1 | 2019-05-01 | 0.023994 | 0.0073305 | 0.071228 | 0.023994 | 0.0073305 | 0.071228 | [16 empty] | 2006-12-09 | 0
| 1 | 2019-06-01 | 0.023175 | 0.010967 | 0.047806 | 0.023175 | 0.010967 | 0.047806 | [16 empty] | 2006-12-10 | 0
| 1 | 2019-07-01 | 0.026525 | 0.013513 | 0.04444 | 0.026525 | 0.013513 | 0.04444 | [16 empty] | 2006-12-11 | 0
| 1 | 2019-08-01 | 0.02503 | 0.011231 | 0.057951 | 0.02503 | 0.011231 | 0.057951 | [16 empty] | 2006-12-12 | 0
| 1 | 2019-09-01 | 0.033104 | 0.022749 | 0.040394 | 0.033104 | 0.022749 | 0.040394 | [16 empty] | 2006-12-13 | 0
| 1 | 2019-10-01 | 0.026038 | 0.011579 | 0.068099 | 0.026038 | 0.011579 | 0.068099 | [16 empty] | 2006-12-14 | 0
| 1 | 2019-11-01 | 0.02464 | 0.016941 | 0.054042 | 0.02464 | 0.016941 | 0.054042 | [16 empty] | 2006-12-15 | 0
| 1 | 2019-12-01 | 0.020965 | 0.013273 | 0.047294 | 0.020965 | 0.013273 | 0.047294 | [16 empty] | 2006-12-16 | 0
| 0 | 2020-01-01 | 0.027115 | 0.015732 | 0.042392 | [19 empty] | 2006-12-17 | 0
| 0 | 2020-02-01 | 0.023368 | 0.014977 | 0.059921 | [19 empty] | 2006-12-18 | 0
| 0 | 2020-03-01 | 0.028351 | 0.014658 | 0.055119 | [19 empty] | 2006-12-19 | 0
| 0 | 2020-04-01 | 0.025201 | 0.013012 | 0.037251 | [19 empty] | 2006-12-20 | 0
| 1 | 2020-05-01 | 0.027332 | 0.007528 | 0.064875 | 0.027332 | 0.007528 | 0.064875 | [16 empty] | 2006-12-21 | 0
| 1 | 2020-06-01 | 0.025522 | 0.010389 | 0.052657 | 0.025522 | 0.010389 | 0.052657 | [16 empty] | 2006-12-22 | 0
| 1 | 2020-07-01 | 0.02625 | 0.010976 | 0.044592 | 0.02625 | 0.010976 | 0.044592 | [16 empty] | 2006-12-23 | 0
| 1 | 2020-08-01 | 0.02201 | 0.0096301 | 0.045862 | 0.02201 | 0.0096301 | 0.045862 | [16 empty] | 2006-12-24 | 0
| 1 | 2020-09-01 | 0.032629 | 0.020441 | 0.041676 | 0.032629 | 0.020441 | 0.041676 | [16 empty] | 2006-12-25 | 0
| 1 | 2020-10-01 | 0.026729 | 0.013789 | 0.067792 | 0.026729 | 0.013789 | 0.067792 | [16 empty] | 2006-12-26 | 0
| 1 | 2020-11-01 | 0.024876 | 0.014333 | 0.040584 | 0.024876 | 0.014333 | 0.040584 | [16 empty] | 2006-12-27 | 0
| 1 | 2020-12-01 | 0.020893 | 0.013508 | 0.035187 | 0.020893 | 0.013508 | 0.035187 | [16 empty] | 2006-12-28 | 0
| 0 | 2021-01-01 | 0.027507 | 0.016598 | 0.04531 | [19 empty] | 2006-12-29 | 0
| 0 | 2021-02-01 | 0.023128 | 0.016476 | 0.051603 | [19 empty] | 2006-12-30 | 0
| 0 | 2021-03-01 | 0.027648 | 0.01429 | 0.044913 | [19 empty] | 2006-12-31 | 0
| 0 | 2021-04-01 | 0.0247 | 0.016202 | 0.039516 | [19 empty] | 2007-01-01 | 0
| 1 | 2021-05-01 | 0.024161 | 0.0074493 | 0.06394 | 0.024161 | 0.0074493 | 0.06394 | [16 empty] | 2007-01-02 | 0
| 1 | 2021-06-01 | 0.025282 | 0.0097934 | 0.054186 | 0.025282 | 0.0097934 | 0.054186 | [16 empty] | 2007-01-03 | 0
| 1 | 2021-07-01 | 0.024683 | 0.0086429 | 0.041343 | 0.024683 | 0.0086429 | 0.041343 | [16 empty] | 2007-01-04 | 0
| 1 | 2021-08-01 | 0.023026 | 0.0064784 | 0.05298 | 0.023026 | 0.0064784 | 0.05298 | [16 empty] | 2007-01-05 | 0
| 1 | 2021-09-01 | 0.032661 | 0.021912 | 0.044075 | 0.032661 | 0.021912 | 0.044075 | [16 empty] | 2007-01-06 | 0
| 1 | 2021-10-01 | 0.02804 | 0.013136 | 0.080636 | 0.02804 | 0.013136 | 0.080636 | [16 empty] | 2007-01-07 | 0
| 1 | 2021-11-01 | 0.026105 | 0.017255 | 0.045568 | 0.026105 | 0.017255 | 0.045568 | [16 empty] | 2007-01-08 | 0
| 1 | 2021-12-01 | 0.021972 | 0.014242 | 0.03492 | 0.021972 | 0.014242 | 0.03492 | [16 empty] | 2007-01-09 | 0
| 0 | 2022-01-01 | 0.027314 | 0.012275 | 0.044461 | [19 empty] | 2007-01-10 | 0
[25 empty] | 2007-01-11 | 0
[25 empty] | 2007-01-12 | 0
[25 empty] | 2007-01-13 | 0
[25 empty] | 2007-01-14 | 0
[25 empty] | 2007-01-15 | 0
[25 empty] | 2007-01-16 | 0
[25 empty] | 2007-01-17 | 0
[25 empty] | 2007-01-18 | 0
[25 empty] | 2007-01-19 | 0
[25 empty] | 2007-01-20 | 0
[25 empty] | 2007-01-21 | 0
[25 empty] | 2007-01-22 | 0
[25 empty] | 2007-01-23 | 0
[25 empty] | 2007-01-24 | 0
[25 empty] | 2007-01-25 | 0
[25 empty] | 2007-01-26 | 0
[25 empty] | 2007-01-27 | 0
[25 empty] | 2007-01-28 | 0
[25 empty] | 2007-01-29 | 0
[25 empty] | 2007-01-30 | 0
[25 empty] | 2007-01-31 | 0
[25 empty] | 2007-02-01 | 0
[25 empty] | 2007-02-02 | 0
[25 empty] | 2007-02-03 | 0
[25 empty] | 2007-02-04 | 0
[25 empty] | 2007-02-05 | 0
[25 empty] | 2007-02-06 | 0
[25 empty] | 2007-02-07 | 0
[25 empty] | 2007-02-08 | 0
[25 empty] | 2007-02-09 | 0
[25 empty] | 2007-02-10 | 0
[25 empty] | 2007-02-11 | 0
[25 empty] | 2007-02-12 | 0
[25 empty] | 2007-02-13 | 0
[25 empty] | 2007-02-14 | 0
[25 empty] | 2007-02-15 | 0
[25 empty] | 2007-02-16 | 0
[25 empty] | 2007-02-17 | 0
[25 empty] | 2007-02-18 | 0
[25 empty] | 2007-02-19 | 0
[25 empty] | 2007-02-20 | 0
[25 empty] | 2007-02-21 | 0
[25 empty] | 2007-02-22 | 0
[25 empty] | 2007-02-23 | 0
[25 empty] | 2007-02-24 | 0
[25 empty] | 2007-02-25 | 0
[25 empty] | 2007-02-26 | 0
[25 empty] | 2007-02-27 | 0
[25 empty] | 2007-02-28 | 0
[25 empty] | 2007-03-01 | 0
[25 empty] | 2007-03-02 | 0
[25 empty] | 2007-03-03 | 0
[25 empty] | 2007-03-04 | 0
[25 empty] | 2007-03-05 | 0
[25 empty] | 2007-03-06 | 0
[25 empty] | 2007-03-07 | 0
[25 empty] | 2007-03-08 | 0
[25 empty] | 2007-03-09 | 0
[25 empty] | 2007-03-10 | 0
[25 empty] | 2007-03-11 | 0
[25 empty] | 2007-03-12 | 0
[25 empty] | 2007-03-13 | 0
[25 empty] | 2007-03-14 | 0
[25 empty] | 2007-03-15 | 0
[25 empty] | 2007-03-16 | 0
[25 empty] | 2007-03-17 | 0
[25 empty] | 2007-03-18 | 0
[25 empty] | 2007-03-19 | 0
[25 empty] | 2007-03-20 | 0
[25 empty] | 2007-03-21 | 0
[25 empty] | 2007-03-22 | 0
[25 empty] | 2007-03-23 | 0
[25 empty] | 2007-03-24 | 0
[25 empty] | 2007-03-25 | 0
[25 empty] | 2007-03-26 | 0
[25 empty] | 2007-03-27 | 0
[25 empty] | 2007-03-28 | 0
[25 empty] | 2007-03-29 | 0
[25 empty] | 2007-03-30 | 0
[25 empty] | 2007-03-31 | 0
[25 empty] | 2007-04-01 | 0
[25 empty] | 2007-04-02 | 0
[25 empty] | 2007-04-03 | 207.95
[25 empty] | 2007-04-04 | 207.95
[25 empty] | 2007-04-05 | 207.95
[25 empty] | 2007-04-06 | 207.95
[25 empty] | 2007-04-07 | 207.95
[25 empty] | 2007-04-08 | 207.95
[25 empty] | 2007-04-09 | 207.95
[25 empty] | 2007-04-10 | 207.95
[25 empty] | 2007-04-11 | 207.95
[25 empty] | 2007-04-12 | 207.95
[25 empty] | 2007-04-13 | 0
[25 empty] | 2007-04-14 | 0
[25 empty] | 2007-04-15 | 0
[25 empty] | 2007-04-16 | 0
[25 empty] | 2007-04-17 | 0
[25 empty] | 2007-04-18 | 0
[25 empty] | 2007-04-19 | 0
[25 empty] | 2007-04-20 | 0
[25 empty] | 2007-04-21 | 0
[25 empty] | 2007-04-22 | 0
[25 empty] | 2007-04-23 | 0
[25 empty] | 2007-04-24 | 0
[25 empty] | 2007-04-25 | 0
[25 empty] | 2007-04-26 | 0
[25 empty] | 2007-04-27 | 0
[25 empty] | 2007-04-28 | 0
[25 empty] | 2007-04-29 | 0
[25 empty] | 2007-04-30 | 0
[25 empty] | 2007-05-01 | 0
[25 empty] | 2007-05-02 | 0
[25 empty] | 2007-05-03 | 0
[25 empty] | 2007-05-04 | 0
[25 empty] | 2007-05-05 | 0
[25 empty] | 2007-05-06 | 0
[25 empty] | 2007-05-07 | 0
[25 empty] | 2007-05-08 | 236.02
[25 empty] | 2007-05-09 | 236.02
[25 empty] | 2007-05-10 | 241.84
[25 empty] | 2007-05-11 | 241.68
[25 empty] | 2007-05-12 | 241.68
[25 empty] | 2007-05-13 | 241.68
[25 empty] | 2007-05-14 | 241.68
[25 empty] | 2007-05-15 | 0
[25 empty] | 2007-05-16 | 0
[25 empty] | 2007-05-17 | 0
[25 empty] | 2007-05-18 | 21.355
[25 empty] | 2007-05-19 | 21.355
[25 empty] | 2007-05-20 | 21.355
[25 empty] | 2007-05-21 | 21.355
[25 empty] | 2007-05-22 | 21.355
[25 empty] | 2007-05-23 | 109.05
[25 empty] | 2007-05-24 | 109.05
[25 empty] | 2007-05-25 | 0
[25 empty] | 2007-05-26 | 0
[25 empty] | 2007-05-27 | 0
[25 empty] | 2007-05-28 | 0
[25 empty] | 2007-05-29 | 4.5432
[25 empty] | 2007-05-30 | 4.5432
[25 empty] | 2007-05-31 | 4.5432
[25 empty] | 2007-06-01 | 101.66
[25 empty] | 2007-06-02 | 101.66
[25 empty] | 2007-06-03 | 101.66
[25 empty] | 2007-06-04 | 101.66
[25 empty] | 2007-06-05 | 11.359
[25 empty] | 2007-06-06 | 11.359
[25 empty] | 2007-06-07 | 11.359
[25 empty] | 2007-06-08 | 11.359
[25 empty] | 2007-06-09 | 11.359
[25 empty] | 2007-06-10 | 11.359
[25 empty] | 2007-06-11 | 11.359
[25 empty] | 2007-06-12 | 15.902
[25 empty] | 2007-06-13 | 15.902
[25 empty] | 2007-06-14 | 15.902
[25 empty] | 2007-06-15 | 24.99
[25 empty] | 2007-06-16 | 24.99
[25 empty] | 2007-06-17 | 24.99
[25 empty] | 2007-06-18 | 24.99
[25 empty] | 2007-06-19 | 0.75733
[25 empty] | 2007-06-20 | 0.75733
[25 empty] | 2007-06-21 | 0.75733
[25 empty] | 2007-06-22 | 0
[25 empty] | 2007-06-23 | 0
[25 empty] | 2007-06-24 | 0
[25 empty] | 2007-06-25 | 0
[25 empty] | 2007-06-26 | 22.718
[25 empty] | 2007-06-27 | 22.718
[25 empty] | 2007-06-28 | 22.718
[25 empty] | 2007-06-29 | 28.624
[25 empty] | 2007-06-30 | 28.624
[25 empty] | 2007-07-01 | 28.624
[25 empty] | 2007-07-02 | 28.624
[25 empty] | 2007-07-03 | 28.624
[25 empty] | 2007-07-04 | 0
[25 empty] | 2007-07-05 | 0
[25 empty] | 2007-07-06 | 0
[25 empty] | 2007-07-07 | 0
[25 empty] | 2007-07-08 | 0
[25 empty] | 2007-07-09 | 0
[25 empty] | 2007-07-10 | 34.834
[25 empty] | 2007-07-11 | 34.834
[25 empty] | 2007-07-12 | 34.834
[25 empty] | 2007-07-13 | 12.008
[25 empty] | 2007-07-14 | 12.008
[25 empty] | 2007-07-15 | 12.008
[25 empty] | 2007-07-16 | 12.008
[25 empty] | 2007-07-17 | 12.008
[25 empty] | 2007-07-18 | 12.008
[25 empty] | 2007-07-19 | 12.008
[25 empty] | 2007-07-20 | 23.042
[25 empty] | 2007-07-21 | 23.042
[25 empty] | 2007-07-22 | 23.042
[25 empty] | 2007-07-23 | 23.042
[25 empty] | 2007-07-24 | 23.042
[25 empty] | 2007-07-25 | 23.042
[25 empty] | 2007-07-26 | 23.042
[25 empty] | 2007-07-27 | 27.262
[25 empty] | 2007-07-28 | 27.262
[25 empty] | 2007-07-29 | 27.262
[25 empty] | 2007-07-30 | 27.262
[25 empty] | 2007-07-31 | 27.262
[25 empty] | 2007-08-01 | 27.262
[25 empty] | 2007-08-02 | 27.262
[25 empty] | 2007-08-03 | 19.797
[25 empty] | 2007-08-04 | 19.797
[25 empty] | 2007-08-05 | 19.797
[25 empty] | 2007-08-06 | 19.797
[25 empty] | 2007-08-07 | 19.797
[25 empty] | 2007-08-08 | 19.797
[25 empty] | 2007-08-09 | 19.797
[25 empty] | 2007-08-10 | 56.146
[25 empty] | 2007-08-11 | 56.146
[25 empty] | 2007-08-12 | 56.146
[25 empty] | 2007-08-13 | 56.146
[25 empty] | 2007-08-14 | 56.146
[25 empty] | 2007-08-15 | 56.146
[25 empty] | 2007-08-16 | 56.146
[25 empty] | 2007-08-17 | 93.793
[25 empty] | 2007-08-18 | 93.793
[25 empty] | 2007-08-19 | 93.793
[25 empty] | 2007-08-20 | 93.793
[25 empty] | 2007-08-21 | 93.793
[25 empty] | 2007-08-22 | 93.793
[25 empty] | 2007-08-23 | 93.793
[25 empty] | 2007-08-24 | 15.253
[25 empty] | 2007-08-25 | 15.253
[25 empty] | 2007-08-26 | 15.253
[25 empty] | 2007-08-27 | 15.253
[25 empty] | 2007-08-28 | 15.253
[25 empty] | 2007-08-29 | 15.253
[25 empty] | 2007-08-30 | 15.253
[25 empty] | 2007-08-31 | 4.2191
[25 empty] | 2007-09-01 | 4.2191
[25 empty] | 2007-09-02 | 4.2191
[25 empty] | 2007-09-03 | 4.2191
[25 empty] | 2007-09-04 | 4.2191
[25 empty] | 2007-09-05 | 4.2191
[25 empty] | 2007-09-06 | 4.2191
[25 empty] | 2007-09-07 | 0
[25 empty] | 2007-09-08 | 0
[25 empty] | 2007-09-09 | 0
[25 empty] | 2007-09-10 | 0
[25 empty] | 2007-09-11 | 0
[25 empty] | 2007-09-12 | 254.34
[25 empty] | 2007-09-13 | 142.64
[25 empty] | 2007-09-14 | 156.9
[25 empty] | 2007-09-15 | 156.9
[25 empty] | 2007-09-16 | 156.9
[25 empty] | 2007-09-17 | 156.9
[25 empty] | 2007-09-18 | 0
[25 empty] | 2007-09-19 | 0
[25 empty] | 2007-09-20 | 0
[25 empty] | 2007-09-21 | 0
[25 empty] | 2007-09-22 | 0
[25 empty] | 2007-09-23 | 0
[25 empty] | 2007-09-24 | 0
[25 empty] | 2007-09-25 | 0
[25 empty] | 2007-09-26 | 0
[25 empty] | 2007-09-27 | 0
[25 empty] | 2007-09-28 | 0
[25 empty] | 2007-09-29 | 0
[25 empty] | 2007-09-30 | 0
[25 empty] | 2007-10-01 | 0
[25 empty] | 2007-10-02 | 0
[25 empty] | 2007-10-03 | 0
[25 empty] | 2007-10-04 | 0
[25 empty] | 2007-10-05 | 0
[25 empty] | 2007-10-06 | 0
[25 empty] | 2007-10-07 | 0
[25 empty] | 2007-10-08 | 0
[25 empty] | 2007-10-09 | 0
[25 empty] | 2007-10-10 | 0
[25 empty] | 2007-10-11 | 0
[25 empty] | 2007-10-12 | 0
[25 empty] | 2007-10-13 | 0
[25 empty] | 2007-10-14 | 0
[25 empty] | 2007-10-15 | 0
[25 empty] | 2007-10-16 | 0
[25 empty] | 2007-10-17 | 0
[25 empty] | 2007-10-18 | 0
[25 empty] | 2007-10-19 | 0
[25 empty] | 2007-10-20 | 0
[25 empty] | 2007-10-21 | 0
[25 empty] | 2007-10-22 | 0
[25 empty] | 2007-10-23 | 168.11
[25 empty] | 2007-10-24 | 168.11
[25 empty] | 2007-10-25 | 168.11
[25 empty] | 2007-10-26 | 126.61
[25 empty] | 2007-10-27 | 126.61
[25 empty] | 2007-10-28 | 126.61
[25 empty] | 2007-10-29 | 126.61
[25 empty] | 2007-10-30 | 0
[25 empty] | 2007-10-31 | 0
[25 empty] | 2007-11-01 | 0
[25 empty] | 2007-11-02 | 0
[25 empty] | 2007-11-03 | 0
[25 empty] | 2007-11-04 | 0
[25 empty] | 2007-11-05 | 0
[25 empty] | 2007-11-06 | 0
[25 empty] | 2007-11-07 | 0
[25 empty] | 2007-11-08 | 0
[25 empty] | 2007-11-09 | 0
[25 empty] | 2007-11-10 | 0
[25 empty] | 2007-11-11 | 0
[25 empty] | 2007-11-12 | 0
[25 empty] | 2007-11-13 | 0
[25 empty] | 2007-11-14 | 0
[25 empty] | 2007-11-15 | 0
[25 empty] | 2007-11-16 | 0
[25 empty] | 2007-11-17 | 0
[25 empty] | 2007-11-18 | 0
[25 empty] | 2007-11-19 | 0
[25 empty] | 2007-11-20 | 0
[25 empty] | 2007-11-21 | 0
[25 empty] | 2007-11-22 | 0
[25 empty] | 2007-11-23 | 0
[25 empty] | 2007-11-24 | 0
[25 empty] | 2007-11-25 | 0
[25 empty] | 2007-11-26 | 0
[25 empty] | 2007-11-27 | 0
[25 empty] | 2007-11-28 | 0
[25 empty] | 2007-11-29 | 0
[25 empty] | 2007-11-30 | 0
[25 empty] | 2007-12-01 | 0
[25 empty] | 2007-12-02 | 0
[25 empty] | 2007-12-03 | 0
[25 empty] | 2007-12-04 | 0
[25 empty] | 2007-12-05 | 0
[25 empty] | 2007-12-06 | 0
[25 empty] | 2007-12-07 | 0
[25 empty] | 2007-12-08 | 0
[25 empty] | 2007-12-09 | 0
[25 empty] | 2007-12-10 | 0
[25 empty] | 2007-12-11 | 0
[25 empty] | 2007-12-12 | 0
[25 empty] | 2007-12-13 | 0
[25 empty] | 2007-12-14 | 0
[25 empty] | 2007-12-15 | 0
[25 empty] | 2007-12-16 | 0
[25 empty] | 2007-12-17 | 0
[25 empty] | 2007-12-18 | 0
[25 empty] | 2007-12-19 | 0
[25 empty] | 2007-12-20 | 0
[25 empty] | 2007-12-21 | 0
[25 empty] | 2007-12-22 | 0
[25 empty] | 2007-12-23 | 0
[25 empty] | 2007-12-24 | 0
[25 empty] | 2007-12-25 | 0
[25 empty] | 2007-12-26 | 0
[25 empty] | 2007-12-27 | 0
[25 empty] | 2007-12-28 | 0
[25 empty] | 2007-12-29 | 0
[25 empty] | 2007-12-30 | 0
[25 empty] | 2007-12-31 | 0
[25 empty] | 2008-01-01 | 0
[25 empty] | 2008-01-02 | 0
[25 empty] | 2008-01-03 | 0
[25 empty] | 2008-01-04 | 0
[25 empty] | 2008-01-05 | 0
[25 empty] | 2008-01-06 | 0
[25 empty] | 2008-01-07 | 0
[25 empty] | 2008-01-08 | 0
[25 empty] | 2008-01-09 | 0
[25 empty] | 2008-01-10 | 0
[25 empty] | 2008-01-11 | 0
[25 empty] | 2008-01-12 | 0
[25 empty] | 2008-01-13 | 0
[25 empty] | 2008-01-14 | 0
[25 empty] | 2008-01-15 | 0
[25 empty] | 2008-01-16 | 0
[25 empty] | 2008-01-17 | 0
[25 empty] | 2008-01-18 | 0
[25 empty] | 2008-01-19 | 0
[25 empty] | 2008-01-20 | 0
[25 empty] | 2008-01-21 | 0
[25 empty] | 2008-01-22 | 0
[25 empty] | 2008-01-23 | 0
[25 empty] | 2008-01-24 | 0
[25 empty] | 2008-01-25 | 0
[25 empty] | 2008-01-26 | 0
[25 empty] | 2008-01-27 | 0
[25 empty] | 2008-01-28 | 0
[25 empty] | 2008-01-29 | 0
[25 empty] | 2008-01-30 | 0
[25 empty] | 2008-01-31 | 0
[25 empty] | 2008-02-01 | 0
[25 empty] | 2008-02-02 | 0
[25 empty] | 2008-02-03 | 0
[25 empty] | 2008-02-04 | 0
[25 empty] | 2008-02-05 | 0
[25 empty] | 2008-02-06 | 0
[25 empty] | 2008-02-07 | 0
[25 empty] | 2008-02-08 | 0
[25 empty] | 2008-02-09 | 0
[25 empty] | 2008-02-10 | 0
[25 empty] | 2008-02-11 | 0
[25 empty] | 2008-02-12 | 0
[25 empty] | 2008-02-13 | 0
[25 empty] | 2008-02-14 | 0
[25 empty] | 2008-02-15 | 0
[25 empty] | 2008-02-16 | 0
[25 empty] | 2008-02-17 | 0
[25 empty] | 2008-02-18 | 0
[25 empty] | 2008-02-19 | 0
[25 empty] | 2008-02-20 | 0
[25 empty] | 2008-02-21 | 0
[25 empty] | 2008-02-22 | 0
[25 empty] | 2008-02-23 | 0
[25 empty] | 2008-02-24 | 0
[25 empty] | 2008-02-25 | 0
[25 empty] | 2008-02-26 | 0
[25 empty] | 2008-02-27 | 0
[25 empty] | 2008-02-28 | 0
[25 empty] | 2008-02-29 | 0
[25 empty] | 2008-03-01 | 0
[25 empty] | 2008-03-02 | 0
[25 empty] | 2008-03-03 | 0
[25 empty] | 2008-03-04 | 0
[25 empty] | 2008-03-05 | 0
[25 empty] | 2008-03-06 | 0
[25 empty] | 2008-03-07 | 0
[25 empty] | 2008-03-08 | 0
[25 empty] | 2008-03-09 | 0
[25 empty] | 2008-03-10 | 0
[25 empty] | 2008-03-11 | 0
[25 empty] | 2008-03-12 | 0
[25 empty] | 2008-03-13 | 0
[25 empty] | 2008-03-14 | 0
[25 empty] | 2008-03-15 | 0
[25 empty] | 2008-03-16 | 0
[25 empty] | 2008-03-17 | 0
[25 empty] | 2008-03-18 | 0
[25 empty] | 2008-03-19 | 0
[25 empty] | 2008-03-20 | 0
[25 empty] | 2008-03-21 | 0
[25 empty] | 2008-03-22 | 0
[25 empty] | 2008-03-23 | 0
[25 empty] | 2008-03-24 | 0
[25 empty] | 2008-03-25 | 0
[25 empty] | 2008-03-26 | 0
[25 empty] | 2008-03-27 | 0
[25 empty] | 2008-03-28 | 0
[25 empty] | 2008-03-29 | 0
[25 empty] | 2008-03-30 | 0
[25 empty] | 2008-03-31 | 0
[25 empty] | 2008-04-01 | 0
[25 empty] | 2008-04-02 | 0
[25 empty] | 2008-04-03 | 0
[25 empty] | 2008-04-04 | 0
[25 empty] | 2008-04-05 | 0
[25 empty] | 2008-04-06 | 0
[25 empty] | 2008-04-07 | 0
[25 empty] | 2008-04-08 | 0
[25 empty] | 2008-04-09 | 0
[25 empty] | 2008-04-10 | 0
[25 empty] | 2008-04-11 | 191.25
[25 empty] | 2008-04-12 | 191.25
[25 empty] | 2008-04-13 | 191.25
[25 empty] | 2008-04-14 | 191.25
[25 empty] | 2008-04-15 | 101.32
[25 empty] | 2008-04-16 | 101.32
[25 empty] | 2008-04-17 | 101.32
[25 empty] | 2008-04-18 | 101.32
[25 empty] | 2008-04-19 | 101.32
[25 empty] | 2008-04-20 | 101.32
[25 empty] | 2008-04-21 | 101.32
[25 empty] | 2008-04-22 | 175.95
[25 empty] | 2008-04-23 | 175.95
[25 empty] | 2008-04-24 | 175.95
[25 empty] | 2008-04-25 | 86.038
[25 empty] | 2008-04-26 | 86.038
[25 empty] | 2008-04-27 | 86.038
[25 empty] | 2008-04-28 | 86.038
[25 empty] | 2008-04-29 | 0
[25 empty] | 2008-04-30 | 0
[25 empty] | 2008-05-01 | 0
[25 empty] | 2008-05-02 | 0
[25 empty] | 2008-05-03 | 0
[25 empty] | 2008-05-04 | 0
[25 empty] | 2008-05-05 | 0
[25 empty] | 2008-05-06 | 0
[25 empty] | 2008-05-07 | 44.183
[25 empty] | 2008-05-08 | 44.181
[25 empty] | 2008-05-09 | 23.254
[25 empty] | 2008-05-10 | 23.254
[25 empty] | 2008-05-11 | 23.254
[25 empty] | 2008-05-12 | 23.254
[25 empty] | 2008-05-13 | 6.3947
[25 empty] | 2008-05-14 | 6.3947
[25 empty] | 2008-05-15 | 6.3947
[25 empty] | 2008-05-16 | 6.3947
[25 empty] | 2008-05-17 | 6.3947
[25 empty] | 2008-05-18 | 6.3947
[25 empty] | 2008-05-19 | 6.3947
[25 empty] | 2008-05-20 | 6.3947
[25 empty] | 2008-05-21 | 11.628
[25 empty] | 2008-05-22 | 6.9745
[25 empty] | 2008-05-23 | 32.555
[25 empty] | 2008-05-24 | 32.555
[25 empty] | 2008-05-25 | 32.555
[25 empty] | 2008-05-26 | 32.555
[25 empty] | 2008-05-27 | 25.579
[25 empty] | 2008-05-28 | 25.579
[25 empty] | 2008-05-29 | 1.3954
[25 empty] | 2008-05-30 | 1.3954
[25 empty] | 2008-05-31 | 1.3954
[25 empty] | 2008-06-01 | 1.3954
[25 empty] | 2008-06-02 | 1.3954
[25 empty] | 2008-06-03 | 67.435
[25 empty] | 2008-06-04 | 67.435
[25 empty] | 2008-06-05 | 67.435
[25 empty] | 2008-06-06 | 72.655
[25 empty] | 2008-06-07 | 72.655
[25 empty] | 2008-06-08 | 72.655
[25 empty] | 2008-06-09 | 72.655
[25 empty] | 2008-06-10 | 72.655
[25 empty] | 2008-06-11 | 72.655
[25 empty] | 2008-06-12 | 27.586
[25 empty] | 2008-06-13 | 27.586
[25 empty] | 2008-06-14 | 27.586
[25 empty] | 2008-06-15 | 27.586
[25 empty] | 2008-06-16 | 27.586
[25 empty] | 2008-06-17 | 27.586
[25 empty] | 2008-06-18 | 27.586
[25 empty] | 2008-06-19 | 93.144
[25 empty] | 2008-06-20 | 93.144
[25 empty] | 2008-06-21 | 93.144
[25 empty] | 2008-06-22 | 93.144
[25 empty] | 2008-06-23 | 93.144
[25 empty] | 2008-06-24 | 109.05
[25 empty] | 2008-06-25 | 101.09
[25 empty] | 2008-06-26 | 101.09
[25 empty] | 2008-06-27 | 105.26
[25 empty] | 2008-06-28 | 105.26
[25 empty] | 2008-06-29 | 105.26
[25 empty] | 2008-06-30 | 105.26
[25 empty] | 2008-07-01 | 105.26
[25 empty] | 2008-07-02 | 105.26
[25 empty] | 2008-07-03 | 70.427
[25 empty] | 2008-07-04 | 10.223
[25 empty] | 2008-07-05 | 10.223
[25 empty] | 2008-07-06 | 10.223
[25 empty] | 2008-07-07 | 10.223
[25 empty] | 2008-07-08 | 0
[25 empty] | 2008-07-09 | 0
[25 empty] | 2008-07-10 | 0
[25 empty] | 2008-07-11 | 0
[25 empty] | 2008-07-12 | 0
[25 empty] | 2008-07-13 | 0
[25 empty] | 2008-07-14 | 0
[25 empty] | 2008-07-15 | 0
[25 empty] | 2008-07-16 | 0
[25 empty] | 2008-07-17 | 0
[25 empty] | 2008-07-18 | 2.2718
[25 empty] | 2008-07-19 | 2.2718
[25 empty] | 2008-07-20 | 2.2718
[25 empty] | 2008-07-21 | 2.2718
[25 empty] | 2008-07-22 | 2.2718
[25 empty] | 2008-07-23 | 2.2718
[25 empty] | 2008-07-24 | 2.2718
[25 empty] | 2008-07-25 | 22.177
[25 empty] | 2008-07-26 | 22.177
[25 empty] | 2008-07-27 | 22.177
[25 empty] | 2008-07-28 | 22.177
[25 empty] | 2008-07-29 | 22.177
[25 empty] | 2008-07-30 | 22.177
[25 empty] | 2008-07-31 | 22.177
[25 empty] | 2008-08-01 | 22.177
[25 empty] | 2008-08-02 | 22.177
[25 empty] | 2008-08-03 | 22.177
[25 empty] | 2008-08-04 | 22.177
[25 empty] | 2008-08-05 | 22.177
[25 empty] | 2008-08-06 | 22.177
[25 empty] | 2008-08-07 | 22.177
[25 empty] | 2008-08-08 | 22.177
[25 empty] | 2008-08-09 | 22.177
[25 empty] | 2008-08-10 | 22.177
[25 empty] | 2008-08-11 | 22.177
[25 empty] | 2008-08-12 | 22.177
[25 empty] | 2008-08-13 | 22.177
[25 empty] | 2008-08-14 | 22.177
[25 empty] | 2008-08-15 | 0
[25 empty] | 2008-08-16 | 0
[25 empty] | 2008-08-17 | 0
[25 empty] | 2008-08-18 | 0
[25 empty] | 2008-08-19 | 0
[25 empty] | 2008-08-20 | 0
[25 empty] | 2008-08-21 | 0
[25 empty] | 2008-08-22 | 0
[25 empty] | 2008-08-23 | 0
[25 empty] | 2008-08-24 | 0
[25 empty] | 2008-08-25 | 0
[25 empty] | 2008-08-26 | 0
[25 empty] | 2008-08-27 | 0
[25 empty] | 2008-08-28 | 0
[25 empty] | 2008-08-29 | 0
[25 empty] | 2008-08-30 | 0
[25 empty] | 2008-08-31 | 0
[25 empty] | 2008-09-01 | 0
[25 empty] | 2008-09-02 | 0
[25 empty] | 2008-09-03 | 0
[25 empty] | 2008-09-04 | 0
[25 empty] | 2008-09-05 | 0
[25 empty] | 2008-09-06 | 0
[25 empty] | 2008-09-07 | 0
[25 empty] | 2008-09-08 | 0
[25 empty] | 2008-09-09 | 0
[25 empty] | 2008-09-10 | 0
[25 empty] | 2008-09-11 | 0
[25 empty] | 2008-09-12 | 0
[25 empty] | 2008-09-13 | 0
[25 empty] | 2008-09-14 | 0
[25 empty] | 2008-09-15 | 0
[25 empty] | 2008-09-16 | 0
[25 empty] | 2008-09-17 | 0
[25 empty] | 2008-09-18 | 0
[25 empty] | 2008-09-19 | 31.805
[25 empty] | 2008-09-20 | 31.805
[25 empty] | 2008-09-21 | 31.805
[25 empty] | 2008-09-22 | 31.805
[25 empty] | 2008-09-23 | 59.067
[25 empty] | 2008-09-24 | 59.067
[25 empty] | 2008-09-25 | 59.067
[25 empty] | 2008-09-26 | 57.931
[25 empty] | 2008-09-27 | 57.931
[25 empty] | 2008-09-28 | 57.931
[25 empty] | 2008-09-29 | 57.931
[25 empty] | 2008-09-30 | 132.52
[25 empty] | 2008-10-01 | 132.52
[25 empty] | 2008-10-02 | 132.52
[25 empty] | 2008-10-03 | 104.5
[25 empty] | 2008-10-04 | 104.5
[25 empty] | 2008-10-05 | 104.5
[25 empty] | 2008-10-06 | 104.5
[25 empty] | 2008-10-07 | 28.776
[25 empty] | 2008-10-08 | 28.776
[25 empty] | 2008-10-09 | 28.776
[25 empty] | 2008-10-10 | 200.69
[25 empty] | 2008-10-11 | 200.69
[25 empty] | 2008-10-12 | 200.69
[25 empty] | 2008-10-13 | 200.69
[25 empty] | 2008-10-14 | 200.69
[25 empty] | 2008-10-15 | 200.69
[25 empty] | 2008-10-16 | 200.69
[25 empty] | 2008-10-17 | 84.119
[25 empty] | 2008-10-18 | 84.119
[25 empty] | 2008-10-19 | 84.119
[25 empty] | 2008-10-20 | 84.119
[25 empty] | 2008-10-21 | 84.119
[25 empty] | 2008-10-22 | 84.119
[25 empty] | 2008-10-23 | 0
[25 empty] | 2008-10-24 | 0
[25 empty] | 2008-10-25 | 0
[25 empty] | 2008-10-26 | 0
[25 empty] | 2008-10-27 | 0
[25 empty] | 2008-10-28 | 0
[25 empty] | 2008-10-29 | 0
[25 empty] | 2008-10-30 | 0
[25 empty] | 2008-10-31 | 0
[25 empty] | 2008-11-01 | 0
[25 empty] | 2008-11-02 | 0
[25 empty] | 2008-11-03 | 0
[25 empty] | 2008-11-04 | 0
[25 empty] | 2008-11-05 | 0
[25 empty] | 2008-11-06 | 0
[25 empty] | 2008-11-07 | 0
[25 empty] | 2008-11-08 | 0
[25 empty] | 2008-11-09 | 0
[25 empty] | 2008-11-10 | 0
[25 empty] | 2008-11-11 | 0
[25 empty] | 2008-11-12 | 0
[25 empty] | 2008-11-13 | 0
[25 empty] | 2008-11-14 | 0
[25 empty] | 2008-11-15 | 0
[25 empty] | 2008-11-16 | 0
[25 empty] | 2008-11-17 | 0
[25 empty] | 2008-11-18 | 0
[25 empty] | 2008-11-19 | 0
[25 empty] | 2008-11-20 | 0
[25 empty] | 2008-11-21 | 0
[25 empty] | 2008-11-22 | 0
[25 empty] | 2008-11-23 | 0
[25 empty] | 2008-11-24 | 0
[25 empty] | 2008-11-25 | 0
[25 empty] | 2008-11-26 | 0
[25 empty] | 2008-11-27 | 0
[25 empty] | 2008-11-28 | 0
[25 empty] | 2008-11-29 | 0
[25 empty] | 2008-11-30 | 0
[25 empty] | 2008-12-01 | 0
[25 empty] | 2008-12-02 | 0
[25 empty] | 2008-12-03 | 0
[25 empty] | 2008-12-04 | 0
[25 empty] | 2008-12-05 | 0
[25 empty] | 2008-12-06 | 0
[25 empty] | 2008-12-07 | 0
[25 empty] | 2008-12-08 | 0
[25 empty] | 2008-12-09 | 0
[25 empty] | 2008-12-10 | 0
[25 empty] | 2008-12-11 | 0
[25 empty] | 2008-12-12 | 0
[25 empty] | 2008-12-13 | 0
[25 empty] | 2008-12-14 | 0
[25 empty] | 2008-12-15 | 0
[25 empty] | 2008-12-16 | 0
[25 empty] | 2008-12-17 | 0
[25 empty] | 2008-12-18 | 0
[25 empty] | 2008-12-19 | 0
[25 empty] | 2008-12-20 | 0
[25 empty] | 2008-12-21 | 0
[25 empty] | 2008-12-22 | 0
[25 empty] | 2008-12-23 | 0
[25 empty] | 2008-12-24 | 0
[25 empty] | 2008-12-25 | 0
[25 empty] | 2008-12-26 | 0
[25 empty] | 2008-12-27 | 0
[25 empty] | 2008-12-28 | 0
[25 empty] | 2008-12-29 | 0
[25 empty] | 2008-12-30 | 0
[25 empty] | 2008-12-31 | 0
[25 empty] | 2009-01-01 | 0
[25 empty] | 2009-01-02 | 0
[25 empty] | 2009-01-03 | 0
[25 empty] | 2009-01-04 | 0
[25 empty] | 2009-01-05 | 0
[25 empty] | 2009-01-06 | 0
[25 empty] | 2009-01-07 | 0
[25 empty] | 2009-01-08 | 0
[25 empty] | 2009-01-09 | 0
[25 empty] | 2009-01-10 | 0
[25 empty] | 2009-01-11 | 0
[25 empty] | 2009-01-12 | 0
[25 empty] | 2009-01-13 | 0
[25 empty] | 2009-01-14 | 0
[25 empty] | 2009-01-15 | 0
[25 empty] | 2009-01-16 | 0
[25 empty] | 2009-01-17 | 0
[25 empty] | 2009-01-18 | 0
[25 empty] | 2009-01-19 | 0
[25 empty] | 2009-01-20 | 0
[25 empty] | 2009-01-21 | 0
[25 empty] | 2009-01-22 | 0
[25 empty] | 2009-01-23 | 0
[25 empty] | 2009-01-24 | 0
[25 empty] | 2009-01-25 | 0
[25 empty] | 2009-01-26 | 0
[25 empty] | 2009-01-27 | 0
[25 empty] | 2009-01-28 | 0
[25 empty] | 2009-01-29 | 0
[25 empty] | 2009-01-30 | 0
[25 empty] | 2009-01-31 | 0
[25 empty] | 2009-02-01 | 0
[25 empty] | 2009-02-02 | 0
[25 empty] | 2009-02-03 | 0
[25 empty] | 2009-02-04 | 0
[25 empty] | 2009-02-05 | 0
[25 empty] | 2009-02-06 | 0
[25 empty] | 2009-02-07 | 0
[25 empty] | 2009-02-08 | 0
[25 empty] | 2009-02-09 | 0
[25 empty] | 2009-02-10 | 0
[25 empty] | 2009-02-11 | 0
[25 empty] | 2009-02-12 | 0
[25 empty] | 2009-02-13 | 0
[25 empty] | 2009-02-14 | 0
[25 empty] | 2009-02-15 | 0
[25 empty] | 2009-02-16 | 0
[25 empty] | 2009-02-17 | 0
[25 empty] | 2009-02-18 | 0
[25 empty] | 2009-02-19 | 0
[25 empty] | 2009-02-20 | 0
[25 empty] | 2009-02-21 | 0
[25 empty] | 2009-02-22 | 0
[25 empty] | 2009-02-23 | 0
[25 empty] | 2009-02-24 | 0
[25 empty] | 2009-02-25 | 0
[25 empty] | 2009-02-26 | 0
[25 empty] | 2009-02-27 | 0
[25 empty] | 2009-02-28 | 0
[25 empty] | 2009-03-01 | 0
[25 empty] | 2009-03-02 | 0
[25 empty] | 2009-03-03 | 0
[25 empty] | 2009-03-04 | 0
[25 empty] | 2009-03-05 | 0
[25 empty] | 2009-03-06 | 0
[25 empty] | 2009-03-07 | 0
[25 empty] | 2009-03-08 | 0
[25 empty] | 2009-03-09 | 0
[25 empty] | 2009-03-10 | 0
[25 empty] | 2009-03-11 | 0
[25 empty] | 2009-03-12 | 0
[25 empty] | 2009-03-13 | 0
[25 empty] | 2009-03-14 | 0
[25 empty] | 2009-03-15 | 0
[25 empty] | 2009-03-16 | 0
[25 empty] | 2009-03-17 | 0
[25 empty] | 2009-03-18 | 0
[25 empty] | 2009-03-19 | 0
[25 empty] | 2009-03-20 | 0
[25 empty] | 2009-03-21 | 0
[25 empty] | 2009-03-22 | 0
[25 empty] | 2009-03-23 | 0
[25 empty] | 2009-03-24 | 0
[25 empty] | 2009-03-25 | 31.78
[25 empty] | 2009-03-26 | 31.78
[25 empty] | 2009-03-27 | 31.78
[25 empty] | 2009-03-28 | 167.42
[25 empty] | 2009-03-29 | 148.82
[25 empty] | 2009-03-30 | 148.82
[25 empty] | 2009-03-31 | 176.73
[25 empty] | 2009-04-01 | 176.73
[25 empty] | 2009-04-02 | 176.73
[25 empty] | 2009-04-03 | 248.59
[25 empty] | 2009-04-04 | 248.59
[25 empty] | 2009-04-05 | 248.59
[25 empty] | 2009-04-06 | 248.59
[25 empty] | 2009-04-07 | 230.59
[25 empty] | 2009-04-08 | 230.59
[25 empty] | 2009-04-09 | 259.89
[25 empty] | 2009-04-10 | 259.89
[25 empty] | 2009-04-11 | 259.89
[25 empty] | 2009-04-12 | 259.89
[25 empty] | 2009-04-13 | 259.89
[25 empty] | 2009-04-14 | 311.46
[25 empty] | 2009-04-15 | 311.46
[25 empty] | 2009-04-16 | 311.46
[25 empty] | 2009-04-17 | 15.361
[25 empty] | 2009-04-18 | 15.361
[25 empty] | 2009-04-19 | 15.361
[25 empty] | 2009-04-20 | 15.361
[25 empty] | 2009-04-21 | 167.51
[25 empty] | 2009-04-22 | 167.51
[25 empty] | 2009-04-23 | 167.51
[25 empty] | 2009-04-24 | 117.4
[25 empty] | 2009-04-25 | 117.4
[25 empty] | 2009-04-26 | 117.4
[25 empty] | 2009-04-27 | 117.4
[25 empty] | 2009-04-28 | 83.388
[25 empty] | 2009-04-29 | 83.388
[25 empty] | 2009-04-30 | 83.388
[25 empty] | 2009-05-01 | 0
[25 empty] | 2009-05-02 | 0
[25 empty] | 2009-05-03 | 0
[25 empty] | 2009-05-04 | 0
[25 empty] | 2009-05-05 | 0
[25 empty] | 2009-05-06 | 0
[25 empty] | 2009-05-07 | 0
[25 empty] | 2009-05-08 | 0
[25 empty] | 2009-05-09 | 0
[25 empty] | 2009-05-10 | 0
[25 empty] | 2009-05-11 | 0
[25 empty] | 2009-05-12 | 0
[25 empty] | 2009-05-13 | 0
[25 empty] | 2009-05-14 | 0
[25 empty] | 2009-05-15 | 0
[25 empty] | 2009-05-16 | 0
[25 empty] | 2009-05-17 | 0
[25 empty] | 2009-05-18 | 0
[25 empty] | 2009-05-19 | 0
[25 empty] | 2009-05-20 | 0
[25 empty] | 2009-05-21 | 0
[25 empty] | 2009-05-22 | 0
[25 empty] | 2009-05-23 | 0
[25 empty] | 2009-05-24 | 0
[25 empty] | 2009-05-25 | 0
[25 empty] | 2009-05-26 | 0
[25 empty] | 2009-05-27 | 0
[25 empty] | 2009-05-28 | 0
[25 empty] | 2009-05-29 | 0
[25 empty] | 2009-05-30 | 0
[25 empty] | 2009-05-31 | 0
[25 empty] | 2009-06-01 | 0
[25 empty] | 2009-06-02 | 0
[25 empty] | 2009-06-03 | 0
[25 empty] | 2009-06-04 | 0
[25 empty] | 2009-06-05 | 0
[25 empty] | 2009-06-06 | 0
[25 empty] | 2009-06-07 | 0
[25 empty] | 2009-06-08 | 0
[25 empty] | 2009-06-09 | 32.714
[25 empty] | 2009-06-10 | 32.714
[25 empty] | 2009-06-11 | 32.714
[25 empty] | 2009-06-12 | 32.714
[25 empty] | 2009-06-13 | 32.714
[25 empty] | 2009-06-14 | 83.306
[25 empty] | 2009-06-15 | 83.306
[25 empty] | 2009-06-16 | 83.306
[25 empty] | 2009-06-17 | 83.306
[25 empty] | 2009-06-18 | 83.306
[25 empty] | 2009-06-19 | 83.306
[25 empty] | 2009-06-20 | 83.306
[25 empty] | 2009-06-21 | 83.306
[25 empty] | 2009-06-22 | 83.306
[25 empty] | 2009-06-23 | 83.306
[25 empty] | 2009-06-24 | 83.306
[25 empty] | 2009-06-25 | 83.306
[25 empty] | 2009-06-26 | 83.306
[25 empty] | 2009-06-27 | 83.306
[25 empty] | 2009-06-28 | 83.306
[25 empty] | 2009-06-29 | 83.306
[25 empty] | 2009-06-30 | 0
[25 empty] | 2009-07-01 | 0
[25 empty] | 2009-07-02 | 0
[25 empty] | 2009-07-03 | 0
[25 empty] | 2009-07-04 | 0
[25 empty] | 2009-07-05 | 0
[25 empty] | 2009-07-06 | 0
[25 empty] | 2009-07-07 | 0
[25 empty] | 2009-07-08 | 0
[25 empty] | 2009-07-09 | 0
[25 empty] | 2009-07-10 | 0
[25 empty] | 2009-07-11 | 0
[25 empty] | 2009-07-12 | 0
[25 empty] | 2009-07-13 | 0
[25 empty] | 2009-07-14 | 65.264
[25 empty] | 2009-07-15 | 65.264
[25 empty] | 2009-07-16 | 65.264
[25 empty] | 2009-07-17 | 65.264
[25 empty] | 2009-07-18 | 65.264
[25 empty] | 2009-07-19 | 65.264
[25 empty] | 2009-07-20 | 65.264
[25 empty] | 2009-07-21 | 36.051
[25 empty] | 2009-07-22 | 36.051
[25 empty] | 2009-07-23 | 36.051
[25 empty] | 2009-07-24 | 36.051
[25 empty] | 2009-07-25 | 36.051
[25 empty] | 2009-07-26 | 36.051
[25 empty] | 2009-07-27 | 36.051
[25 empty] | 2009-07-28 | 0
[25 empty] | 2009-07-29 | 0
[25 empty] | 2009-07-30 | 0
[25 empty] | 2009-07-31 | 0
[25 empty] | 2009-08-01 | 0
[25 empty] | 2009-08-02 | 0
[25 empty] | 2009-08-03 | 0
[25 empty] | 2009-08-04 | 10.424
[25 empty] | 2009-08-05 | 10.424
[25 empty] | 2009-08-06 | 10.424
[25 empty] | 2009-08-07 | 10.424
[25 empty] | 2009-08-08 | 0
[25 empty] | 2009-08-09 | 0
[25 empty] | 2009-08-10 | 0
[25 empty] | 2009-08-11 | 2.2717
[25 empty] | 2009-08-12 | 2.2717
[25 empty] | 2009-08-13 | 2.2717
[25 empty] | 2009-08-14 | 2.2717
[25 empty] | 2009-08-15 | 2.2717
[25 empty] | 2009-08-16 | 2.2717
[25 empty] | 2009-08-17 | 2.2717
[25 empty] | 2009-08-18 | 2.2717
[25 empty] | 2009-08-19 | 0
[25 empty] | 2009-08-20 | 0
[25 empty] | 2009-08-21 | 0
[25 empty] | 2009-08-22 | 0
[25 empty] | 2009-08-23 | 0
[25 empty] | 2009-08-24 | 0
[25 empty] | 2009-08-25 | 11.684
[25 empty] | 2009-08-26 | 11.684
[25 empty] | 2009-08-27 | 11.684
[25 empty] | 2009-08-28 | 11.684
[25 empty] | 2009-08-29 | 11.684
[25 empty] | 2009-08-30 | 11.684
[25 empty] | 2009-08-31 | 11.684
[25 empty] | 2009-09-01 | 0.3244
[25 empty] | 2009-09-02 | 0.3244
[25 empty] | 2009-09-03 | 0.3244
[25 empty] | 2009-09-04 | 0.3244
[25 empty] | 2009-09-05 | 0.3244
[25 empty] | 2009-09-06 | 0.3244
[25 empty] | 2009-09-07 | 0.3244
[25 empty] | 2009-09-08 | 0
[25 empty] | 2009-09-09 | 0
[25 empty] | 2009-09-10 | 0
[25 empty] | 2009-09-11 | 0
[25 empty] | 2009-09-12 | 0
[25 empty] | 2009-09-13 | 0
[25 empty] | 2009-09-14 | 0
[25 empty] | 2009-09-15 | 0
[25 empty] | 2009-09-16 | 0
[25 empty] | 2009-09-17 | 0
[25 empty] | 2009-09-18 | 0
[25 empty] | 2009-09-19 | 0
[25 empty] | 2009-09-20 | 0
[25 empty] | 2009-09-21 | 0
[25 empty] | 2009-09-22 | 0
[25 empty] | 2009-09-23 | 0
[25 empty] | 2009-09-24 | 0
[25 empty] | 2009-09-25 | 0
[25 empty] | 2009-09-26 | 0
[25 empty] | 2009-09-27 | 0
[25 empty] | 2009-09-28 | 0
[25 empty] | 2009-09-29 | 0
[25 empty] | 2009-09-30 | 0
[25 empty] | 2009-10-01 | 0
[25 empty] | 2009-10-02 | 23.854
[25 empty] | 2009-10-03 | 23.854
[25 empty] | 2009-10-04 | 23.854
[25 empty] | 2009-10-05 | 23.854
[25 empty] | 2009-10-06 | 153.35
[25 empty] | 2009-10-07 | 153.35
[25 empty] | 2009-10-08 | 153.35
[25 empty] | 2009-10-09 | 153.35
[25 empty] | 2009-10-10 | 181.74
[25 empty] | 2009-10-11 | 181.74
[25 empty] | 2009-10-12 | 181.74
[25 empty] | 2009-10-13 | 204.46
[25 empty] | 2009-10-14 | 0
[25 empty] | 2009-10-15 | 0
[25 empty] | 2009-10-16 | 0
[25 empty] | 2009-10-17 | 197.65
[25 empty] | 2009-10-18 | 197.65
[25 empty] | 2009-10-19 | 197.65
[25 empty] | 2009-10-20 | 299.92
[25 empty] | 2009-10-21 | 164.58
[25 empty] | 2009-10-22 | 133.86
[25 empty] | 2009-10-23 | 195.3
[25 empty] | 2009-10-24 | 232.61
[25 empty] | 2009-10-25 | 278.69
[25 empty] | 2009-10-26 | 100.94
[25 empty] | 2009-10-27 | 221.64
[25 empty] | 2009-10-28 | 164.58
[25 empty] | 2009-10-29 | 186.53
[25 empty] | 2009-10-30 | 103.14
[25 empty] | 2009-10-31 | 142.64
[25 empty] | 2009-11-01 | 195.3
[25 empty] | 2009-11-02 | 158.73
[25 empty] | 2009-11-03 | 0
[25 empty] | 2009-11-04 | 0
[25 empty] | 2009-11-05 | 0
[25 empty] | 2009-11-06 | 0
[25 empty] | 2009-11-07 | 0
[25 empty] | 2009-11-08 | 0
[25 empty] | 2009-11-09 | 0
[25 empty] | 2009-11-10 | 0
[25 empty] | 2009-11-11 | 0
[25 empty] | 2009-11-12 | 0
[25 empty] | 2009-11-13 | 0
[25 empty] | 2009-11-14 | 0
[25 empty] | 2009-11-15 | 0
[25 empty] | 2009-11-16 | 0
[25 empty] | 2009-11-17 | 0
[25 empty] | 2009-11-18 | 0
[25 empty] | 2009-11-19 | 0
[25 empty] | 2009-11-20 | 0
[25 empty] | 2009-11-21 | 0
[25 empty] | 2009-11-22 | 0
[25 empty] | 2009-11-23 | 0
[25 empty] | 2009-11-24 | 0
[25 empty] | 2009-11-25 | 0
[25 empty] | 2009-11-26 | 0
[25 empty] | 2009-11-27 | 0
[25 empty] | 2009-11-28 | 0
[25 empty] | 2009-11-29 | 0
[25 empty] | 2009-11-30 | 0
[25 empty] | 2009-12-01 | 0
[25 empty] | 2009-12-02 | 0
[25 empty] | 2009-12-03 | 0
[25 empty] | 2009-12-04 | 0
[25 empty] | 2009-12-05 | 0
[25 empty] | 2009-12-06 | 0
[25 empty] | 2009-12-07 | 0
[25 empty] | 2009-12-08 | 0
[25 empty] | 2009-12-09 | 0
[25 empty] | 2009-12-10 | 0
[25 empty] | 2009-12-11 | 0
[25 empty] | 2009-12-12 | 0
[25 empty] | 2009-12-13 | 0
[25 empty] | 2009-12-14 | 0
[25 empty] | 2009-12-15 | 0
[25 empty] | 2009-12-16 | 0
[25 empty] | 2009-12-17 | 0
[25 empty] | 2009-12-18 | 0
[25 empty] | 2009-12-19 | 0
[25 empty] | 2009-12-20 | 0
[25 empty] | 2009-12-21 | 0
[25 empty] | 2009-12-22 | 0
[25 empty] | 2009-12-23 | 0
[25 empty] | 2009-12-24 | 0
[25 empty] | 2009-12-25 | 0
[25 empty] | 2009-12-26 | 0
[25 empty] | 2009-12-27 | 0
[25 empty] | 2009-12-28 | 0
[25 empty] | 2009-12-29 | 0
[25 empty] | 2009-12-30 | 0
[25 empty] | 2009-12-31 | 0
[25 empty] | 2010-01-01 | 0
[25 empty] | 2010-01-02 | 0
[25 empty] | 2010-01-03 | 0
[25 empty] | 2010-01-04 | 0
[25 empty] | 2010-01-05 | 0
[25 empty] | 2010-01-06 | 0
[25 empty] | 2010-01-07 | 0
[25 empty] | 2010-01-08 | 0
[25 empty] | 2010-01-09 | 0
[25 empty] | 2010-01-10 | 0
[25 empty] | 2010-01-11 | 0
[25 empty] | 2010-01-12 | 0
[25 empty] | 2010-01-13 | 0
[25 empty] | 2010-01-14 | 0
[25 empty] | 2010-01-15 | 0
[25 empty] | 2010-01-16 | 0
[25 empty] | 2010-01-17 | 0
[25 empty] | 2010-01-18 | 0
[25 empty] | 2010-01-19 | 0
[25 empty] | 2010-01-20 | 0
[25 empty] | 2010-01-21 | 0
[25 empty] | 2010-01-22 | 0
[25 empty] | 2010-01-23 | 0
[25 empty] | 2010-01-24 | 0
[25 empty] | 2010-01-25 | 0
[25 empty] | 2010-01-26 | 0
[25 empty] | 2010-01-27 | 0
[25 empty] | 2010-01-28 | 0
[25 empty] | 2010-01-29 | 0
[25 empty] | 2010-01-30 | 0
[25 empty] | 2010-01-31 | 0
[25 empty] | 2010-02-01 | 0
[25 empty] | 2010-02-02 | 0
[25 empty] | 2010-02-03 | 0
[25 empty] | 2010-02-04 | 0
[25 empty] | 2010-02-05 | 0
[25 empty] | 2010-02-06 | 0
[25 empty] | 2010-02-07 | 0
[25 empty] | 2010-02-08 | 0
[25 empty] | 2010-02-09 | 0
[25 empty] | 2010-02-10 | 0
[25 empty] | 2010-02-11 | 0
[25 empty] | 2010-02-12 | 0
[25 empty] | 2010-02-13 | 0
[25 empty] | 2010-02-14 | 0
[25 empty] | 2010-02-15 | 0
[25 empty] | 2010-02-16 | 0
[25 empty] | 2010-02-17 | 0
[25 empty] | 2010-02-18 | 0
[25 empty] | 2010-02-19 | 0
[25 empty] | 2010-02-20 | 0
[25 empty] | 2010-02-21 | 0
[25 empty] | 2010-02-22 | 0
[25 empty] | 2010-02-23 | 0
[25 empty] | 2010-02-24 | 0
[25 empty] | 2010-02-25 | 0
[25 empty] | 2010-02-26 | 0
[25 empty] | 2010-02-27 | 0
[25 empty] | 2010-02-28 | 0
[25 empty] | 2010-03-01 | 0
[25 empty] | 2010-03-02 | 0
[25 empty] | 2010-03-03 | 0
[25 empty] | 2010-03-04 | 0
[25 empty] | 2010-03-05 | 0
[25 empty] | 2010-03-06 | 0
[25 empty] | 2010-03-07 | 0
[25 empty] | 2010-03-08 | 0
[25 empty] | 2010-03-09 | 0
[25 empty] | 2010-03-10 | 0
[25 empty] | 2010-03-11 | 0
[25 empty] | 2010-03-12 | 0
[25 empty] | 2010-03-13 | 0
[25 empty] | 2010-03-14 | 0
[25 empty] | 2010-03-15 | 0
[25 empty] | 2010-03-16 | 0
[25 empty] | 2010-03-17 | 0
[25 empty] | 2010-03-18 | 0
[25 empty] | 2010-03-19 | 0
[25 empty] | 2010-03-20 | 0
[25 empty] | 2010-03-21 | 0
[25 empty] | 2010-03-22 | 0
[25 empty] | 2010-03-23 | 0
[25 empty] | 2010-03-24 | 88.364
[25 empty] | 2010-03-25 | 88.364
[25 empty] | 2010-03-26 | 48.251
[25 empty] | 2010-03-27 | 48.251
[25 empty] | 2010-03-28 | 48.251
[25 empty] | 2010-03-29 | 48.251
[25 empty] | 2010-03-30 | 13.952
[25 empty] | 2010-03-31 | 13.952
[25 empty] | 2010-04-01 | 13.952
[25 empty] | 2010-04-02 | 13.952
[25 empty] | 2010-04-03 | 13.952
[25 empty] | 2010-04-04 | 13.952
[25 empty] | 2010-04-05 | 13.952
[25 empty] | 2010-04-06 | 17.939
[25 empty] | 2010-04-07 | 17.939
[25 empty] | 2010-04-08 | 17.939
[25 empty] | 2010-04-09 | 17.939
[25 empty] | 2010-04-10 | 17.939
[25 empty] | 2010-04-11 | 17.939
[25 empty] | 2010-04-12 | 17.939
[25 empty] | 2010-04-13 | 0
[25 empty] | 2010-04-14 | 0
[25 empty] | 2010-04-15 | 0
[25 empty] | 2010-04-16 | 0
[25 empty] | 2010-04-17 | 0
[25 empty] | 2010-04-18 | 0
[25 empty] | 2010-04-19 | 0
[25 empty] | 2010-04-20 | 0
[25 empty] | 2010-04-21 | 0
[25 empty] | 2010-04-22 | 0
[25 empty] | 2010-04-23 | 0
[25 empty] | 2010-04-24 | 0
[25 empty] | 2010-04-25 | 0
[25 empty] | 2010-04-26 | 0
[25 empty] | 2010-04-27 | 4.3186
[25 empty] | 2010-04-28 | 4.3186
[25 empty] | 2010-04-29 | 4.3186
[25 empty] | 2010-04-30 | 4.3186
[25 empty] | 2010-05-01 | 4.3186
[25 empty] | 2010-05-02 | 4.3186
[25 empty] | 2010-05-03 | 4.3186
[25 empty] | 2010-05-04 | 92.35
[25 empty] | 2010-05-05 | 92.35
[25 empty] | 2010-05-06 | 92.35
[25 empty] | 2010-05-07 | 92.35
[25 empty] | 2010-05-08 | 92.35
[25 empty] | 2010-05-09 | 92.35
[25 empty] | 2010-05-10 | 92.35
[25 empty] | 2010-05-11 | 70.285
[25 empty] | 2010-05-12 | 70.285
[25 empty] | 2010-05-13 | 70.285
[25 empty] | 2010-05-14 | 70.285
[25 empty] | 2010-05-15 | 70.285
[25 empty] | 2010-05-16 | 70.285
[25 empty] | 2010-05-17 | 70.285
[25 empty] | 2010-05-18 | 62.961
[25 empty] | 2010-05-19 | 62.961
[25 empty] | 2010-05-20 | 62.961
[25 empty] | 2010-05-21 | 62.961
[25 empty] | 2010-05-22 | 62.961
[25 empty] | 2010-05-23 | 62.961
[25 empty] | 2010-05-24 | 62.961
[25 empty] | 2010-05-25 | 51.278
[25 empty] | 2010-05-26 | 51.278
[25 empty] | 2010-05-27 | 51.278
[25 empty] | 2010-05-28 | 51.278
[25 empty] | 2010-05-29 | 51.278
[25 empty] | 2010-05-30 | 51.278
[25 empty] | 2010-05-31 | 51.278
[25 empty] | 2010-06-01 | 33.103
[25 empty] | 2010-06-02 | 33.103
[25 empty] | 2010-06-03 | 33.103
[25 empty] | 2010-06-04 | 33.103
[25 empty] | 2010-06-05 | 33.103
[25 empty] | 2010-06-06 | 33.103
[25 empty] | 2010-06-07 | 33.103
[25 empty] | 2010-06-08 | 15.578
[25 empty] | 2010-06-09 | 15.578
[25 empty] | 2010-06-10 | 15.578
[25 empty] | 2010-06-11 | 15.578
[25 empty] | 2010-06-12 | 15.578
[25 empty] | 2010-06-13 | 15.578
[25 empty] | 2010-06-14 | 15.578
[25 empty] | 2010-06-15 | 72.048
[25 empty] | 2010-06-16 | 72.048
[25 empty] | 2010-06-17 | 72.048
[25 empty] | 2010-06-18 | 72.048
[25 empty] | 2010-06-19 | 72.048
[25 empty] | 2010-06-20 | 72.048
[25 empty] | 2010-06-21 | 72.048
[25 empty] | 2010-06-22 | 81.512
[25 empty] | 2010-06-23 | 81.512
[25 empty] | 2010-06-24 | 81.512
[25 empty] | 2010-06-25 | 81.512
[25 empty] | 2010-06-26 | 81.512
[25 empty] | 2010-06-27 | 81.512
[25 empty] | 2010-06-28 | 81.512
[25 empty] | 2010-06-29 | 80.253
[25 empty] | 2010-06-30 | 80.253
[25 empty] | 2010-07-01 | 80.253
[25 empty] | 2010-07-02 | 80.253
[25 empty] | 2010-07-03 | 80.253
[25 empty] | 2010-07-04 | 80.253
[25 empty] | 2010-07-05 | 80.253
[25 empty] | 2010-07-06 | 65.206
[25 empty] | 2010-07-07 | 65.206
[25 empty] | 2010-07-08 | 65.206
[25 empty] | 2010-07-09 | 65.206
[25 empty] | 2010-07-10 | 65.206
[25 empty] | 2010-07-11 | 65.206
[25 empty] | 2010-07-12 | 65.206
[25 empty] | 2010-07-13 | 48.277
[25 empty] | 2010-07-14 | 48.277
[25 empty] | 2010-07-15 | 48.277
[25 empty] | 2010-07-16 | 48.277
[25 empty] | 2010-07-17 | 48.277
[25 empty] | 2010-07-18 | 48.277
[25 empty] | 2010-07-19 | 48.277
[25 empty] | 2010-07-20 | 40.754
[25 empty] | 2010-07-21 | 40.754
[25 empty] | 2010-07-22 | 40.754
[25 empty] | 2010-07-23 | 40.754
[25 empty] | 2010-07-24 | 40.754
[25 empty] | 2010-07-25 | 40.754
[25 empty] | 2010-07-26 | 40.754
[25 empty] | 2010-07-27 | 33.857
[25 empty] | 2010-07-28 | 33.857
[25 empty] | 2010-07-29 | 33.857
[25 empty] | 2010-07-30 | 33.857
[25 empty] | 2010-07-31 | 33.857
[25 empty] | 2010-08-01 | 33.857
[25 empty] | 2010-08-02 | 33.857
[25 empty] | 2010-08-03 | 0
[25 empty] | 2010-08-04 | 0
[25 empty] | 2010-08-05 | 0
[25 empty] | 2010-08-06 | 0
[25 empty] | 2010-08-07 | 0
[25 empty] | 2010-08-08 | 0
[25 empty] | 2010-08-09 | 0
[25 empty] | 2010-08-10 | 53.607
[25 empty] | 2010-08-11 | 53.607
[25 empty] | 2010-08-12 | 53.607
[25 empty] | 2010-08-13 | 53.607
[25 empty] | 2010-08-14 | 53.607
[25 empty] | 2010-08-15 | 53.607
[25 empty] | 2010-08-16 | 53.607
[25 empty] | 2010-08-17 | 0
[25 empty] | 2010-08-18 | 0
[25 empty] | 2010-08-19 | 0
[25 empty] | 2010-08-20 | 0
[25 empty] | 2010-08-21 | 0
[25 empty] | 2010-08-22 | 0
[25 empty] | 2010-08-23 | 0
[25 empty] | 2010-08-24 | 14.734
[25 empty] | 2010-08-25 | 14.734
[25 empty] | 2010-08-26 | 14.734
[25 empty] | 2010-08-27 | 14.734
[25 empty] | 2010-08-28 | 14.734
[25 empty] | 2010-08-29 | 14.734
[25 empty] | 2010-08-30 | 14.734
[25 empty] | 2010-08-31 | 133.86
[25 empty] | 2010-09-01 | 133.86
[25 empty] | 2010-09-02 | 133.86
[25 empty] | 2010-09-03 | 133.86
[25 empty] | 2010-09-04 | 133.86
[25 empty] | 2010-09-05 | 133.86
[25 empty] | 2010-09-06 | 133.86
[25 empty] | 2010-09-07 | 37.305
[25 empty] | 2010-09-08 | 37.305
[25 empty] | 2010-09-09 | 37.305
[25 empty] | 2010-09-10 | 37.305
[25 empty] | 2010-09-11 | 37.305
[25 empty] | 2010-09-12 | 37.305
[25 empty] | 2010-09-13 | 37.305
[25 empty] | 2010-09-14 | 0
[25 empty] | 2010-09-15 | 0
[25 empty] | 2010-09-16 | 0
[25 empty] | 2010-09-17 | 0
[25 empty] | 2010-09-18 | 0
[25 empty] | 2010-09-19 | 0
[25 empty] | 2010-09-20 | 0
[25 empty] | 2010-09-21 | 0
[25 empty] | 2010-09-22 | 0
[25 empty] | 2010-09-23 | 0
[25 empty] | 2010-09-24 | 0
[25 empty] | 2010-09-25 | 0
[25 empty] | 2010-09-26 | 0
[25 empty] | 2010-09-27 | 0
[25 empty] | 2010-09-28 | 0
[25 empty] | 2010-09-29 | 0
[25 empty] | 2010-09-30 | 0
[25 empty] | 2010-10-01 | 0
[25 empty] | 2010-10-02 | 0
[25 empty] | 2010-10-03 | 0
[25 empty] | 2010-10-04 | 0
[25 empty] | 2010-10-05 | 0
[25 empty] | 2010-10-06 | 0
[25 empty] | 2010-10-07 | 0
[25 empty] | 2010-10-08 | 0
[25 empty] | 2010-10-09 | 0
[25 empty] | 2010-10-10 | 0
[25 empty] | 2010-10-11 | 0
[25 empty] | 2010-10-12 | 0
[25 empty] | 2010-10-13 | 0
[25 empty] | 2010-10-14 | 0
[25 empty] | 2010-10-15 | 0
[25 empty] | 2010-10-16 | 0
[25 empty] | 2010-10-17 | 0
[25 empty] | 2010-10-18 | 0
[25 empty] | 2010-10-19 | 0
[25 empty] | 2010-10-20 | 0
[25 empty] | 2010-10-21 | 0
[25 empty] | 2010-10-22 | 0
[25 empty] | 2010-10-23 | 0
[25 empty] | 2010-10-24 | 0
[25 empty] | 2010-10-25 | 0
[25 empty] | 2010-10-26 | 0
[25 empty] | 2010-10-27 | 0
[25 empty] | 2010-10-28 | 0
[25 empty] | 2010-10-29 | 0
[25 empty] | 2010-10-30 | 0
[25 empty] | 2010-10-31 | 0
[25 empty] | 2010-11-01 | 0
[25 empty] | 2010-11-02 | 0
[25 empty] | 2010-11-03 | 0
[25 empty] | 2010-11-04 | 0
[25 empty] | 2010-11-05 | 0
[25 empty] | 2010-11-06 | 0
[25 empty] | 2010-11-07 | 0
[25 empty] | 2010-11-08 | 0
[25 empty] | 2010-11-09 | 0
[25 empty] | 2010-11-10 | 0
[25 empty] | 2010-11-11 | 0
[25 empty] | 2010-11-12 | 0
[25 empty] | 2010-11-13 | 0
[25 empty] | 2010-11-14 | 0
[25 empty] | 2010-11-15 | 0
[25 empty] | 2010-11-16 | 12.873
[25 empty] | 2010-11-17 | 12.873
[25 empty] | 2010-11-18 | 12.873
[25 empty] | 2010-11-19 | 140.85
[25 empty] | 2010-11-20 | 106.77
[25 empty] | 2010-11-21 | 106.78
[25 empty] | 2010-11-22 | 63.609
[25 empty] | 2010-11-23 | 120.41
[25 empty] | 2010-11-24 | 111.32
[25 empty] | 2010-11-25 | 79.513
[25 empty] | 2010-11-26 | 106.78
[25 empty] | 2010-11-27 | 102.23
[25 empty] | 2010-11-28 | 87.786
[25 empty] | 2010-11-29 | 87.786
[25 empty] | 2010-11-30 | 92.166
[25 empty] | 2010-12-01 | 92.166
[25 empty] | 2010-12-02 | 92.166
[25 empty] | 2010-12-03 | 0
[25 empty] | 2010-12-04 | 0
[25 empty] | 2010-12-05 | 0
[25 empty] | 2010-12-06 | 0
[25 empty] | 2010-12-07 | 0
[25 empty] | 2010-12-08 | 0
[25 empty] | 2010-12-09 | 0
[25 empty] | 2010-12-10 | 0
[25 empty] | 2010-12-11 | 0
[25 empty] | 2010-12-12 | 0
[25 empty] | 2010-12-13 | 0
[25 empty] | 2010-12-14 | 0
[25 empty] | 2010-12-15 | 0
[25 empty] | 2010-12-16 | 0
[25 empty] | 2010-12-17 | 0
[25 empty] | 2010-12-18 | 0
[25 empty] | 2010-12-19 | 0
[25 empty] | 2010-12-20 | 0
[25 empty] | 2010-12-21 | 0
[25 empty] | 2010-12-22 | 0
[25 empty] | 2010-12-23 | 0
[25 empty] | 2010-12-24 | 0
[25 empty] | 2010-12-25 | 0
[25 empty] | 2010-12-26 | 0
[25 empty] | 2010-12-27 | 0
[25 empty] | 2010-12-28 | 0
[25 empty] | 2010-12-29 | 0
[25 empty] | 2010-12-30 | 0
[25 empty] | 2010-12-31 | 0
[25 empty] | 2011-01-01 | 0
[25 empty] | 2011-01-02 | 0
[25 empty] | 2011-01-03 | 0
[25 empty] | 2011-01-04 | 0
[25 empty] | 2011-01-05 | 0
[25 empty] | 2011-01-06 | 0
[25 empty] | 2011-01-07 | 0
[25 empty] | 2011-01-08 | 0
[25 empty] | 2011-01-09 | 0
[25 empty] | 2011-01-10 | 0
[25 empty] | 2011-01-11 | 0
[25 empty] | 2011-01-12 | 0
[25 empty] | 2011-01-13 | 0
[25 empty] | 2011-01-14 | 0
[25 empty] | 2011-01-15 | 0
[25 empty] | 2011-01-16 | 0
[25 empty] | 2011-01-17 | 0
[25 empty] | 2011-01-18 | 0
[25 empty] | 2011-01-19 | 0
[25 empty] | 2011-01-20 | 0
[25 empty] | 2011-01-21 | 0
[25 empty] | 2011-01-22 | 0
[25 empty] | 2011-01-23 | 0
[25 empty] | 2011-01-24 | 0
[25 empty] | 2011-01-25 | 0
[25 empty] | 2011-01-26 | 0
[25 empty] | 2011-01-27 | 0
[25 empty] | 2011-01-28 | 0
[25 empty] | 2011-01-29 | 0
[25 empty] | 2011-01-30 | 0
[25 empty] | 2011-01-31 | 0
[25 empty] | 2011-02-01 | 0
[25 empty] | 2011-02-02 | 0
[25 empty] | 2011-02-03 | 0
[25 empty] | 2011-02-04 | 0
[25 empty] | 2011-02-05 | 0
[25 empty] | 2011-02-06 | 0
[25 empty] | 2011-02-07 | 0
[25 empty] | 2011-02-08 | 0
[25 empty] | 2011-02-09 | 0
[25 empty] | 2011-02-10 | 0
[25 empty] | 2011-02-11 | 0
[25 empty] | 2011-02-12 | 0
[25 empty] | 2011-02-13 | 0
[25 empty] | 2011-02-14 | 0
[25 empty] | 2011-02-15 | 0
[25 empty] | 2011-02-16 | 0
[25 empty] | 2011-02-17 | 0
[25 empty] | 2011-02-18 | 0
[25 empty] | 2011-02-19 | 0
[25 empty] | 2011-02-20 | 0
[25 empty] | 2011-02-21 | 0
[25 empty] | 2011-02-22 | 0
[25 empty] | 2011-02-23 | 0
[25 empty] | 2011-02-24 | 0
[25 empty] | 2011-02-25 | 0
[25 empty] | 2011-02-26 | 0
[25 empty] | 2011-02-27 | 0
[25 empty] | 2011-02-28 | 0
[25 empty] | 2011-03-01 | 0
[25 empty] | 2011-03-02 | 0
[25 empty] | 2011-03-03 | 0
[25 empty] | 2011-03-04 | 0
[25 empty] | 2011-03-05 | 0
[25 empty] | 2011-03-06 | 0
[25 empty] | 2011-03-07 | 0
[25 empty] | 2011-03-08 | 0
[25 empty] | 2011-03-09 | 0
[25 empty] | 2011-03-10 | 0
[25 empty] | 2011-03-11 | 0
[25 empty] | 2011-03-12 | 0
[25 empty] | 2011-03-13 | 0
[25 empty] | 2011-03-14 | 0
[25 empty] | 2011-03-15 | 0
[25 empty] | 2011-03-16 | 0
[25 empty] | 2011-03-17 | 0
[25 empty] | 2011-03-18 | 0
[25 empty] | 2011-03-19 | 0
[25 empty] | 2011-03-20 | 0
[25 empty] | 2011-03-21 | 0
[25 empty] | 2011-03-22 | 15.502
[25 empty] | 2011-03-23 | 15.502
[25 empty] | 2011-03-24 | 15.502
[25 empty] | 2011-03-25 | 0
[25 empty] | 2011-03-26 | 0
[25 empty] | 2011-03-27 | 0
[25 empty] | 2011-03-28 | 0
[25 empty] | 2011-03-29 | 38.756
[25 empty] | 2011-03-30 | 38.756
[25 empty] | 2011-03-31 | 38.756
[25 empty] | 2011-04-01 | 53.483
[25 empty] | 2011-04-02 | 53.483
[25 empty] | 2011-04-03 | 53.483
[25 empty] | 2011-04-04 | 53.483
[25 empty] | 2011-04-05 | 136.42
[25 empty] | 2011-04-06 | 136.42
[25 empty] | 2011-04-07 | 136.42
[25 empty] | 2011-04-08 | 97.519
[25 empty] | 2011-04-09 | 97.519
[25 empty] | 2011-04-10 | 97.519
[25 empty] | 2011-04-11 | 97.519
[25 empty] | 2011-04-12 | 98.445
[25 empty] | 2011-04-13 | 98.445
[25 empty] | 2011-04-14 | 98.445
[25 empty] | 2011-04-15 | 53.387
[25 empty] | 2011-04-16 | 53.387
[25 empty] | 2011-04-17 | 53.387
[25 empty] | 2011-04-18 | 53.387
[25 empty] | 2011-04-19 | 40.135
[25 empty] | 2011-04-20 | 40.135
[25 empty] | 2011-04-21 | 40.135
[25 empty] | 2011-04-22 | 61.906
[25 empty] | 2011-04-23 | 61.906
[25 empty] | 2011-04-24 | 61.906
[25 empty] | 2011-04-25 | 61.906
[25 empty] | 2011-04-26 | 52.252
[25 empty] | 2011-04-27 | 52.252
[25 empty] | 2011-04-28 | 52.252
[25 empty] | 2011-04-29 | 0
[25 empty] | 2011-04-30 | 0
[25 empty] | 2011-05-01 | 0
[25 empty] | 2011-05-02 | 0
[25 empty] | 2011-05-03 | 0
[25 empty] | 2011-05-04 | 0
[25 empty] | 2011-05-05 | 0
[25 empty] | 2011-05-06 | 49.979
[25 empty] | 2011-05-07 | 49.979
[25 empty] | 2011-05-08 | 49.979
[25 empty] | 2011-05-09 | 49.979
[25 empty] | 2011-05-10 | 103.75
[25 empty] | 2011-05-11 | 103.75
[25 empty] | 2011-05-12 | 103.75
[25 empty] | 2011-05-13 | 87.464
[25 empty] | 2011-05-14 | 87.464
[25 empty] | 2011-05-15 | 87.464
[25 empty] | 2011-05-16 | 87.464
[25 empty] | 2011-05-17 | 53.766
[25 empty] | 2011-05-18 | 53.766
[25 empty] | 2011-05-19 | 53.766
[25 empty] | 2011-05-20 | 51.683
[25 empty] | 2011-05-21 | 51.683
[25 empty] | 2011-05-22 | 51.683
[25 empty] | 2011-05-23 | 51.683
[25 empty] | 2011-05-24 | 73.944
[25 empty] | 2011-05-25 | 73.944
[25 empty] | 2011-05-26 | 73.944
[25 empty] | 2011-05-27 | 54.312
[25 empty] | 2011-05-28 | 54.312
[25 empty] | 2011-05-29 | 54.312
[25 empty] | 2011-05-30 | 54.312
[25 empty] | 2011-05-31 | 70.849
[25 empty] | 2011-06-01 | 70.849
[25 empty] | 2011-06-02 | 70.849
[25 empty] | 2011-06-03 | 70.849
[25 empty] | 2011-06-04 | 70.849
[25 empty] | 2011-06-05 | 70.849
[25 empty] | 2011-06-06 | 70.849
[25 empty] | 2011-06-07 | 42.426
[25 empty] | 2011-06-08 | 42.426
[25 empty] | 2011-06-09 | 42.426
[25 empty] | 2011-06-10 | 0
[25 empty] | 2011-06-11 | 0
[25 empty] | 2011-06-12 | 0
[25 empty] | 2011-06-13 | 0
[25 empty] | 2011-06-14 | 0
[25 empty] | 2011-06-15 | 0
[25 empty] | 2011-06-16 | 0
[25 empty] | 2011-06-17 | 13.715
[25 empty] | 2011-06-18 | 13.715
[25 empty] | 2011-06-19 | 13.715
[25 empty] | 2011-06-20 | 13.715
[25 empty] | 2011-06-21 | 0
[25 empty] | 2011-06-22 | 0
[25 empty] | 2011-06-23 | 0
[25 empty] | 2011-06-24 | 0
[25 empty] | 2011-06-25 | 0
[25 empty] | 2011-06-26 | 0
[25 empty] | 2011-06-27 | 0
[25 empty] | 2011-06-28 | 0
[25 empty] | 2011-06-29 | 0
[25 empty] | 2011-06-30 | 0
[25 empty] | 2011-07-01 | 0
[25 empty] | 2011-07-02 | 0
[25 empty] | 2011-07-03 | 0
[25 empty] | 2011-07-04 | 0
[25 empty] | 2011-07-05 | 0
[25 empty] | 2011-07-06 | 0
[25 empty] | 2011-07-07 | 0
[25 empty] | 2011-07-08 | 0
[25 empty] | 2011-07-09 | 0
[25 empty] | 2011-07-10 | 0
[25 empty] | 2011-07-11 | 0
[25 empty] | 2011-07-12 | 0
[25 empty] | 2011-07-13 | 0
[25 empty] | 2011-07-14 | 0
[25 empty] | 2011-07-15 | 22.493
[25 empty] | 2011-07-16 | 22.493
[25 empty] | 2011-07-17 | 22.493
[25 empty] | 2011-07-18 | 22.493
[25 empty] | 2011-07-19 | 0
[25 empty] | 2011-07-20 | 0
[25 empty] | 2011-07-21 | 0
[25 empty] | 2011-07-22 | 0
[25 empty] | 2011-07-23 | 0
[25 empty] | 2011-07-24 | 0
[25 empty] | 2011-07-25 | 0
[25 empty] | 2011-07-26 | 31.805
[25 empty] | 2011-07-27 | 31.805
[25 empty] | 2011-07-28 | 31.805
[25 empty] | 2011-07-29 | 0
[25 empty] | 2011-07-30 | 0
[25 empty] | 2011-07-31 | 0
[25 empty] | 2011-08-01 | 0
[25 empty] | 2011-08-02 | 0
[25 empty] | 2011-08-03 | 0
[25 empty] | 2011-08-04 | 0
[25 empty] | 2011-08-05 | 3.9757
[25 empty] | 2011-08-06 | 3.9757
[25 empty] | 2011-08-07 | 3.9757
[25 empty] | 2011-08-08 | 3.9757
[25 empty] | 2011-08-09 | 26.787
[25 empty] | 2011-08-10 | 26.787
[25 empty] | 2011-08-11 | 26.787
[25 empty] | 2011-08-12 | 0
[25 empty] | 2011-08-13 | 0
[25 empty] | 2011-08-14 | 0
[25 empty] | 2011-08-15 | 0
[25 empty] | 2011-08-16 | 0
[25 empty] | 2011-08-17 | 0
[25 empty] | 2011-08-18 | 0
[25 empty] | 2011-08-19 | 0
[25 empty] | 2011-08-20 | 0
[25 empty] | 2011-08-21 | 0
[25 empty] | 2011-08-22 | 0
[25 empty] | 2011-08-23 | 0
[25 empty] | 2011-08-24 | 0
[25 empty] | 2011-08-25 | 0
[25 empty] | 2011-08-26 | 0
[25 empty] | 2011-08-27 | 0
[25 empty] | 2011-08-28 | 0
[25 empty] | 2011-08-29 | 0
[25 empty] | 2011-08-30 | 7.5725
[25 empty] | 2011-08-31 | 7.5725
[25 empty] | 2011-09-01 | 7.5725
[25 empty] | 2011-09-02 | 8.5194
[25 empty] | 2011-09-03 | 8.5194
[25 empty] | 2011-09-04 | 8.5194
[25 empty] | 2011-09-05 | 8.5194
[25 empty] | 2011-09-06 | 0
[25 empty] | 2011-09-07 | 0
[25 empty] | 2011-09-08 | 0
[25 empty] | 2011-09-09 | 0
[25 empty] | 2011-09-10 | 0
[25 empty] | 2011-09-11 | 0
[25 empty] | 2011-09-12 | 0
[25 empty] | 2011-09-13 | 9.8449
[25 empty] | 2011-09-14 | 9.8449
[25 empty] | 2011-09-15 | 9.8449
[25 empty] | 2011-09-16 | 17.038
[25 empty] | 2011-09-17 | 17.038
[25 empty] | 2011-09-18 | 17.038
[25 empty] | 2011-09-19 | 17.038
[25 empty] | 2011-09-20 | 222.03
[25 empty] | 2011-09-21 | 222.03
[25 empty] | 2011-09-22 | 222.03
[25 empty] | 2011-09-23 | 217.8
[25 empty] | 2011-09-24 | 217.8
[25 empty] | 2011-09-25 | 217.8
[25 empty] | 2011-09-26 | 217.8
[25 empty] | 2011-09-27 | 220.8
[25 empty] | 2011-09-28 | 220.8
[25 empty] | 2011-09-29 | 220.8
[25 empty] | 2011-09-30 | 220.8
[25 empty] | 2011-10-01 | 0
[25 empty] | 2011-10-02 | 0
[25 empty] | 2011-10-03 | 0
[25 empty] | 2011-10-04 | 0
[25 empty] | 2011-10-05 | 0
[25 empty] | 2011-10-06 | 0
[25 empty] | 2011-10-07 | 0
[25 empty] | 2011-10-08 | 0
[25 empty] | 2011-10-09 | 0
[25 empty] | 2011-10-10 | 0
[25 empty] | 2011-10-11 | 0
[25 empty] | 2011-10-12 | 0
[25 empty] | 2011-10-13 | 0
[25 empty] | 2011-10-14 | 0
[25 empty] | 2011-10-15 | 0
[25 empty] | 2011-10-16 | 0
[25 empty] | 2011-10-17 | 0
[25 empty] | 2011-10-18 | 0
[25 empty] | 2011-10-19 | 0
[25 empty] | 2011-10-20 | 0
[25 empty] | 2011-10-21 | 0
[25 empty] | 2011-10-22 | 0
[25 empty] | 2011-10-23 | 0
[25 empty] | 2011-10-24 | 0
[25 empty] | 2011-10-25 | 0
[25 empty] | 2011-10-26 | 0
[25 empty] | 2011-10-27 | 0
[25 empty] | 2011-10-28 | 0
[25 empty] | 2011-10-29 | 0
[25 empty] | 2011-10-30 | 0
[25 empty] | 2011-10-31 | 0
[25 empty] | 2011-11-01 | 0
[25 empty] | 2011-11-02 | 0
[25 empty] | 2011-11-03 | 0
[25 empty] | 2011-11-04 | 0
[25 empty] | 2011-11-05 | 0
[25 empty] | 2011-11-06 | 0
[25 empty] | 2011-11-07 | 0
[25 empty] | 2011-11-08 | 0
[25 empty] | 2011-11-09 | 0
[25 empty] | 2011-11-10 | 0
[25 empty] | 2011-11-11 | 0
[25 empty] | 2011-11-12 | 0
[25 empty] | 2011-11-13 | 0
[25 empty] | 2011-11-14 | 0
[25 empty] | 2011-11-15 | 0
[25 empty] | 2011-11-16 | 0
[25 empty] | 2011-11-17 | 0
[25 empty] | 2011-11-18 | 0
[25 empty] | 2011-11-19 | 0
[25 empty] | 2011-11-20 | 0
[25 empty] | 2011-11-21 | 0
[25 empty] | 2011-11-22 | 0
[25 empty] | 2011-11-23 | 176.04
[25 empty] | 2011-11-24 | 176.04
[25 empty] | 2011-11-25 | 176.04
[25 empty] | 2011-11-26 | 176.04
[25 empty] | 2011-11-27 | 176.04
[25 empty] | 2011-11-28 | 176.04
[25 empty] | 2011-11-29 | 54.86
[25 empty] | 2011-11-30 | 54.86
[25 empty] | 2011-12-01 | 54.86
[25 empty] | 2011-12-02 | 54.86
[25 empty] | 2011-12-03 | 54.86
[25 empty] | 2011-12-04 | 54.86
[25 empty] | 2011-12-05 | 54.86
[25 empty] | 2011-12-06 | 76.256
[25 empty] | 2011-12-07 | 76.256
[25 empty] | 2011-12-08 | 76.256
[25 empty] | 2011-12-09 | 76.256
[25 empty] | 2011-12-10 | 76.256
[25 empty] | 2011-12-11 | 76.256
[25 empty] | 2011-12-12 | 76.256
[25 empty] | 2011-12-13 | 76.256
[25 empty] | 2011-12-14 | 0
[25 empty] | 2011-12-15 | 0
[25 empty] | 2011-12-16 | 0
[25 empty] | 2011-12-17 | 0
[25 empty] | 2011-12-18 | 0
[25 empty] | 2011-12-19 | 0
[25 empty] | 2011-12-20 | 0
[25 empty] | 2011-12-21 | 0
[25 empty] | 2011-12-22 | 0
[25 empty] | 2011-12-23 | 0
[25 empty] | 2011-12-24 | 0
[25 empty] | 2011-12-25 | 0
[25 empty] | 2011-12-26 | 0
[25 empty] | 2011-12-27 | 0
[25 empty] | 2011-12-28 | 0
[25 empty] | 2011-12-29 | 0
[25 empty] | 2011-12-30 | 0
[25 empty] | 2011-12-31 | 0
[25 empty] | 2012-01-01 | 0
Note on BD2: GoldSim Version: 10.50.200 Model: C:\Projects\Faro\Model\Current Model\FMC_WB_WQModel_V2.0\X14Analysis\FMC_WB_WQModel_V2.04_S4.gsm Element ID: \Faro_SWWQM\Results\SingleWQ_4Dash\SingleWQ_CVD\R_SingleWQ Element Description: Simulated on: 5/10/2013 12:06:40 Exported on: 5/10/2013 12:07:46 # of Realizations: 100 # of Time Values: 121 Time Display Units: yr
Note on AH4: GoldSim Version: 10.50.200 Model: C:\Projects\Faro\Model\Current Model\FMC_WB_WQModel_V2.0\X14Analysis\FMC_WB_WQModel_V2.04_S4.gsm Element ID: \Faro_SWWQM\Results\SingleWQ_4Dash\SingleWQ_EfluentWTP_Faro\R_SingleWQ Element Description: Simulated on: 5/10/2013 12:06:40 Exported on: 5/10/2013 12:07:46 # of Realizations: 100 # of Time Values: 121 Time Display Units: yr

## WTP
Plot E - Range of Monthly WTP flows - Scenario C-6e | [10 empty] | JAN | FEB | MAR | APR | MAY | JUN | JUL | AUG | SEP | OCT | NOV | DEC
[10 empty] | Max | 0 | 0 | 0 | 0 | 6000 | 6000 | 6000 | 6000 | 6000 | 6000 | 5841.8693 | 1859.3625
[10 empty] | 95% percentile | 0 | 0 | 0 | 0 | 6000 | 6000 | 6000 | 6000 | 6000 | 5914.1766 | 5172.5596 | 805.0084
[10 empty] | 75% Percentile | 0 | 0 | 0 | 0 | 6000 | 6000 | 6000 | 6000 | 5972.3548 | 5057.7214 | 1976.2754 | 151.5384
[10 empty] | Median | 0 | 0 | 0 | 0 | 6000 | 6000 | 6000 | 6000 | 5759.4883 | 3758.3789 | 280.5432 | 0
[10 empty] | Mean | 0 | 0 | 0 | 0 | 6000 | 6000 | 5969.5202 | 5677.4312 | 5275.6083 | 3021.7093 | 1197.9045 | 137.8672
| Mean | S.D. | Least Result | 5% | 25% | Median | 75% | 95% | Greatest Result | Min | 0 | 0 | 0 | 0 | 6000 | 6000 | 4870.714 | 3369.1329 | 2751.7417 | 0 | 0 | 0
| 0 | [9 empty] | JAN: MIN |  | MEAN | [12 empty] | MEDIAN | [12 empty] | 75% | [12 empty] | 95% | [12 empty] | MAX
Time (yr) | Total_Faro_Discharge:Mean | Total_Faro_Discharge:Least Result | Total_Faro_Discharge:5% | Total_Faro_Discharge:25% | Total_Faro_Discharge:Median | Total_Faro_Discharge:75% | Total_Faro_Discharge:95% | Total_Faro_Discharge:Greatest Result | Greatest Result |  | 1 | 2 | 3 | 4 | 5 | 6 | 7 | 8 | 9 | 10 | 11 | 12 |  | 1 | 2 | 3 | 4 | 5 | 6 | 7 | 8 | 9 | 10 | 11 | 12 |  | 1 | 2 | 3 | 4 | 5 | 6 | 7 | 8 | 9 | 10 | 11 | 12 |  | 1 | 2 | 3 | 4 | 5 | 6 | 7 | 8 | 9 | 10 | 11 | 12 |  | 1 | 2 | 3 | 4 | 5 | 6 | 7 | 8 | 9 | 10 | 11 | 12 |  | 1 | 2 | 3 | 4 | 5 | 6 | 7 | 8 | 9 | 10 | 11 | 12
0 | 0 | 0 | 0 | 0 | 0 | 0 | 0 | 0 | 0 | 1 | 0 | 0 | 0 | 0 | 6000 | 6000 | 6000 | 5834.4269 | 2736.1868 | 0 | 0 | 0 | 1 | 0 | 0 | 0 | 0 | 6000 | 6000 | 6000 | 5995.5676 | 5902.2205 | 5352.2867 | 2859.515 | 426.8401 | 1 | 0 | 0 | 0 | 0 | 6000 | 6000 | 6000 | 6000 | 6000 | 6000 | 2805.4317 | 0 | 1 | 0 | 0 | 0 | 0 | 6000 | 6000 | 6000 | 6000 | 6000 | 6000 | 6000 | 1515.384 | 1 | 0 | 0 | 0 | 0 | 6000 | 6000 | 6000 | 6000 | 6000 | 6000 | 6000 | 1725.549 | 1 | 0 | 0 | 0 | 0 | 6000 | 6000 | 6000 | 6000 | 6000 | 6000 | 6000 | 1884.06
0.083333 | 0 | 0 | 0 | 0 | 0 | 0 | 0 | 0 | 0 | 2 | 0 | 0 | 0 | 0 | 6000 | 6000 | 3863.0473 | 2612.5448 | 2647.2095 | 0 | 0 | 0 | 2 | 0 | 0 | 0 | 0 | 6000 | 6000 | 5832.8456 | 5124.5655 | 4246.5139 | 861.6522 | 199.271 | 18.5111 | 2 | 0 | 0 | 0 | 0 | 6000 | 6000 | 6000 | 6000 | 3594.8832 | 0 | 0 | 0 | 2 | 0 | 0 | 0 | 0 | 6000 | 6000 | 6000 | 6000 | 5723.5474 | 0 | 0 | 0 | 2 | 0 | 0 | 0 | 0 | 6000 | 6000 | 6000 | 6000 | 6000 | 5141.7658 | 0 | 0 | 2 | 0 | 0 | 0 | 0 | 6000 | 6000 | 6000 | 6000 | 6000 | 6000 | 4418.6931 | 1851.1102
0.16667 | 0 | 0 | 0 | 0 | 0 | 0 | 0 | 0 | 0 | 3 | 0 | 0 | 0 | 0 | 6000 | 6000 | 6000 | 4037.0455 | 2751.192 | 0 | 0 | 0 | 3 | 0 | 0 | 0 | 0 | 6000 | 6000 | 6000 | 5894.598 | 5580.8185 | 3621.8302 | 2023.661 | 330.2155 | 3 | 0 | 0 | 0 | 0 | 6000 | 6000 | 6000 | 6000 | 6000 | 4799.4563 | 0 | 0 | 3 | 0 | 0 | 0 | 0 | 6000 | 6000 | 6000 | 6000 | 6000 | 6000 | 5219.2851 | 0 | 3 | 0 | 0 | 0 | 0 | 6000 | 6000 | 6000 | 6000 | 6000 | 6000 | 6000 | 1652.8034 | 3 | 0 | 0 | 0 | 0 | 6000 | 6000 | 6000 | 6000 | 6000 | 6000 | 6000 | 1877.8404
0.25 | 0 | 0 | 0 | 0 | 0 | 0 | 0 | 0 | 0 | 4 | 0 | 0 | 0 | 0 | 6000 | 6000 | 4187.7241 | 2731.9892 | 2771.1556 | 0 | 0 | 0 | 4 | 0 | 0 | 0 | 0 | 6000 | 6000 | 5948.3049 | 5563.2247 | 5171.1825 | 2539.177 | 690.2104 | 96.5351 | 4 | 0 | 0 | 0 | 0 | 6000 | 6000 | 6000 | 6000 | 6000 | 3636.9427 | 0 | 0 | 4 | 0 | 0 | 0 | 0 | 6000 | 6000 | 6000 | 6000 | 6000 | 4896.73 | 0 | 0 | 4 | 0 | 0 | 0 | 0 | 6000 | 6000 | 6000 | 6000 | 6000 | 6000 | 5819.1469 | 1439.9554 | 4 | 0 | 0 | 0 | 0 | 6000 | 6000 | 6000 | 6000 | 6000 | 6000 | 6000 | 1748.0166
0.33333 | 6000 | 6000 | 6000 | 6000 | 6000 | 6000 | 6000 | 6000 | 0 | 5 | 0 | 0 | 0 | 0 | 6000 | 6000 | 6000 | 3419.0331 | 2769.2614 | 0 | 0 | 0 | 5 | 0 | 0 | 0 | 0 | 6000 | 6000 | 6000 | 5729.5068 | 5333.0908 | 3187.1445 | 1307.092 | 122.9842 | 5 | 0 | 0 | 0 | 0 | 6000 | 6000 | 6000 | 6000 | 6000 | 4084.097 | 0 | 0 | 5 | 0 | 0 | 0 | 0 | 6000 | 6000 | 6000 | 6000 | 6000 | 6000 | 2863.8817 | 0 | 5 | 0 | 0 | 0 | 0 | 6000 | 6000 | 6000 | 6000 | 6000 | 6000 | 6000 | 1648.2197 | 5 | 0 | 0 | 0 | 0 | 6000 | 6000 | 6000 | 6000 | 6000 | 6000 | 6000 | 1924.4425
0.41667 | 6000 | 6000 | 6000 | 6000 | 6000 | 6000 | 6000 | 6000 | 0 | 6 | 0 | 0 | 0 | 0 | 6000 | 6000 | 4247.7263 | 2728.5076 | 2764.6652 | 0 | 0 | 0 | 6 | 0 | 0 | 0 | 0 | 6000 | 6000 | 5978.7926 | 5712.4039 | 5368.0624 | 2747.5609 | 841.5312 | 50.8765 | 6 | 0 | 0 | 0 | 0 | 6000 | 6000 | 6000 | 6000 | 6000 | 3753.4005 | 0 | 0 | 6 | 0 | 0 | 0 | 0 | 6000 | 6000 | 6000 | 6000 | 6000 | 5339.2167 | 0 | 0 | 6 | 0 | 0 | 0 | 0 | 6000 | 6000 | 6000 | 6000 | 6000 | 6000 | 5472.6995 | 0 | 6 | 0 | 0 | 0 | 0 | 6000 | 6000 | 6000 | 6000 | 6000 | 6000 | 6000 | 1762.6033
0.5 | 6000 | 6000 | 6000 | 6000 | 6000 | 6000 | 6000 | 6000 | 0 | 7 | 0 | 0 | 0 | 0 | 6000 | 6000 | 6000 | 3958.9204 | 2762.6918 | 0 | 0 | 0 | 7 | 0 | 0 | 0 | 0 | 6000 | 6000 | 6000 | 5720.9919 | 5296.9303 | 3070.8563 | 1255.8802 | 88.2102 | 7 | 0 | 0 | 0 | 0 | 6000 | 6000 | 6000 | 6000 | 6000 | 3933.9529 | 0 | 0 | 7 | 0 | 0 | 0 | 0 | 6000 | 6000 | 6000 | 6000 | 6000 | 6000 | 3040.6553 | 0 | 7 | 0 | 0 | 0 | 0 | 6000 | 6000 | 6000 | 6000 | 6000 | 6000 | 5694.5851 | 0 | 7 | 0 | 0 | 0 | 0 | 6000 | 6000 | 6000 | 6000 | 6000 | 6000 | 6000 | 1902.7876
0.58333 | 5995.5676 | 5834.4269 | 6000 | 6000 | 6000 | 6000 | 6000 | 6000 | 0 | 8 | 0 | 0 | 0 | 0 | 6000 | 6000 | 4160.3877 | 2734.4066 | 2773.7719 | 0 | 0 | 0 | 8 | 0 | 0 | 0 | 0 | 6000 | 6000 | 5981.6039 | 5671.864 | 5292.5085 | 2847.2529 | 872.5229 | 67.2841 | 8 | 0 | 0 | 0 | 0 | 6000 | 6000 | 6000 | 6000 | 6000 | 3683.8612 | 0 | 0 | 8 | 0 | 0 | 0 | 0 | 6000 | 6000 | 6000 | 6000 | 6000 | 5070.8621 | 0 | 0 | 8 | 0 | 0 | 0 | 0 | 6000 | 6000 | 6000 | 6000 | 6000 | 6000 | 5661.7454 | 0 | 8 | 0 | 0 | 0 | 0 | 6000 | 6000 | 6000 | 6000 | 6000 | 6000 | 6000 | 1752.8202
0.66667 | 5902.2205 | 2736.1868 | 6000 | 6000 | 6000 | 6000 | 6000 | 6000 | 0 | 9 | 0 | 0 | 0 | 0 | 6000 | 6000 | 4138.6518 | 2906.9877 | 2775.3631 | 0 | 0 | 0 | 9 | 0 | 0 | 0 | 0 | 6000 | 6000 | 5978.4598 | 5685.3209 | 5280.504 | 3074.4423 | 1094.5534 | 72.38 | 9 | 0 | 0 | 0 | 0 | 6000 | 6000 | 6000 | 6000 | 6000 | 3964.565 | 0 | 0 | 9 | 0 | 0 | 0 | 0 | 6000 | 6000 | 6000 | 6000 | 6000 | 6000 | 2638.9322 | 0 | 9 | 0 | 0 | 0 | 0 | 6000 | 6000 | 6000 | 6000 | 6000 | 6000 | 5252.2504 | 0 | 9 | 0 | 0 | 0 | 0 | 6000 | 6000 | 6000 | 6000 | 6000 | 6000 | 6000 | 1946.1369
0.75 | 5352.2867 | 0 | 0 | 5233.1059 | 6000 | 6000 | 6000 | 6000 | 0 | 10 | 0 | 0 | 0 | 0 | 6000 | 6000 | 4109.603 | 2727.4669 | 2765.92 | 0 | 0 | 0 | 10 | 0 | 0 | 0 | 0 | 6000 | 6000 | 5975.195 | 5676.269 | 5284.2515 | 2914.8901 | 834.8073 | 104.8353 | 10 | 0 | 0 | 0 | 0 | 6000 | 6000 | 6000 | 6000 | 6000 | 3727.5138 | 0 | 0 | 10 | 0 | 0 | 0 | 0 | 6000 | 6000 | 6000 | 6000 | 6000 | 5270.4047 | 0 | 0 | 10 | 0 | 0 | 0 | 0 | 6000 | 6000 | 6000 | 6000 | 6000 | 6000 | 5825.1683 | 1583.557 | 10 | 0 | 0 | 0 | 0 | 6000 | 6000 | 6000 | 6000 | 6000 | 6000 | 6000 | 1943.8077
0.83333 | 2859.515 | 0 | 0 | 0 | 2805.4317 | 6000 | 6000 | 6000 | 0
0.91667 | 426.8401 | 0 | 0 | 0 | 0 | 1515.384 | 1725.549 | 1884.06 | 0
1 | 0 | 0 | 0 | 0 | 0 | 0 | 0 | 0 | 0
1.0833 | 0 | 0 | 0 | 0 | 0 | 0 | 0 | 0 | 0
1.1667 | 0 | 0 | 0 | 0 | 0 | 0 | 0 | 0 | 0
1.25 | 0 | 0 | 0 | 0 | 0 | 0 | 0 | 0 | 0
1.3333 | 6000 | 6000 | 6000 | 6000 | 6000 | 6000 | 6000 | 6000 | 0
1.4167 | 6000 | 6000 | 6000 | 6000 | 6000 | 6000 | 6000 | 6000 | 0
1.5 | 5832.8456 | 3863.0473 | 4499.6045 | 6000 | 6000 | 6000 | 6000 | 6000 | 0
1.5833 | 5124.5655 | 2612.5448 | 2985.1173 | 4236.5338 | 6000 | 6000 | 6000 | 6000 | 0
1.6667 | 4246.5139 | 2647.2095 | 2884.1287 | 3294.5354 | 3594.8832 | 5723.5474 | 6000 | 6000 | 0
1.75 | 861.6522 | 0 | 0 | 0 | 0 | 0 | 5141.7658 | 6000 | 0
1.8333 | 199.271 | 0 | 0 | 0 | 0 | 0 | 0 | 4418.6931 | 0
1.9167 | 18.5111 | 0 | 0 | 0 | 0 | 0 | 0 | 1851.1102 | 0
2 | 0 | 0 | 0 | 0 | 0 | 0 | 0 | 0 | 0
2.0833 | 0 | 0 | 0 | 0 | 0 | 0 | 0 | 0 | 0
2.1667 | 0 | 0 | 0 | 0 | 0 | 0 | 0 | 0 | 0
2.25 | 0 | 0 | 0 | 0 | 0 | 0 | 0 | 0 | 0
2.3333 | 6000 | 6000 | 6000 | 6000 | 6000 | 6000 | 6000 | 6000 | 0
2.4167 | 6000 | 6000 | 6000 | 6000 | 6000 | 6000 | 6000 | 6000 | 0
2.5 | 6000 | 6000 | 6000 | 6000 | 6000 | 6000 | 6000 | 6000 | 0
2.5833 | 5894.598 | 4037.0455 | 4451.2148 | 6000 | 6000 | 6000 | 6000 | 6000 | 0
2.6667 | 5580.8185 | 2751.192 | 3555.8085 | 5442.0772 | 6000 | 6000 | 6000 | 6000 | 0
2.75 | 3621.8302 | 0 | 0 | 0 | 4799.4563 | 6000 | 6000 | 6000 | 0
2.8333 | 2023.661 | 0 | 0 | 0 | 0 | 5219.2851 | 6000 | 6000 | 0
2.9167 | 330.2155 | 0 | 0 | 0 | 0 | 0 | 1652.8034 | 1877.8404 | 0
3 | 0 | 0 | 0 | 0 | 0 | 0 | 0 | 0 | 0
3.0833 | 0 | 0 | 0 | 0 | 0 | 0 | 0 | 0 | 0
3.1667 | 0 | 0 | 0 | 0 | 0 | 0 | 0 | 0 | 0
3.25 | 0 | 0 | 0 | 0 | 0 | 0 | 0 | 0 | 0
3.3333 | 6000 | 6000 | 6000 | 6000 | 6000 | 6000 | 6000 | 6000 | 0
3.4167 | 6000 | 6000 | 6000 | 6000 | 6000 | 6000 | 6000 | 6000 | 0
3.5 | 5948.3049 | 4187.7241 | 6000 | 6000 | 6000 | 6000 | 6000 | 6000 | 0
3.5833 | 5563.2247 | 2731.9892 | 3455.4337 | 6000 | 6000 | 6000 | 6000 | 6000 | 0
3.6667 | 5171.1825 | 2771.1556 | 3090.6476 | 3744.1778 | 6000 | 6000 | 6000 | 6000 | 0
3.75 | 2539.177 | 0 | 0 | 0 | 3636.9427 | 4896.73 | 6000 | 6000 | 0
3.8333 | 690.2104 | 0 | 0 | 0 | 0 | 0 | 5819.1469 | 6000 | 0
3.9167 | 96.5351 | 0 | 0 | 0 | 0 | 0 | 1439.9554 | 1748.0166 | 0
4 | 0 | 0 | 0 | 0 | 0 | 0 | 0 | 0 | 0
4.0833 | 0 | 0 | 0 | 0 | 0 | 0 | 0 | 0 | 0
4.1667 | 0 | 0 | 0 | 0 | 0 | 0 | 0 | 0 | 0
4.25 | 0 | 0 | 0 | 0 | 0 | 0 | 0 | 0 | 0
4.3333 | 6000 | 6000 | 6000 | 6000 | 6000 | 6000 | 6000 | 6000 | 0
4.4167 | 6000 | 6000 | 6000 | 6000 | 6000 | 6000 | 6000 | 6000 | 0
4.5 | 6000 | 6000 | 6000 | 6000 | 6000 | 6000 | 6000 | 6000 | 0
4.5833 | 5729.5068 | 3419.0331 | 4099.2891 | 6000 | 6000 | 6000 | 6000 | 6000 | 0
4.6667 | 5333.0908 | 2769.2614 | 3100.3233 | 4945.0673 | 6000 | 6000 | 6000 | 6000 | 0
4.75 | 3187.1445 | 0 | 0 | 0 | 4084.097 | 6000 | 6000 | 6000 | 0
4.8333 | 1307.092 | 0 | 0 | 0 | 0 | 2863.8817 | 6000 | 6000 | 0
4.9167 | 122.9842 | 0 | 0 | 0 | 0 | 0 | 1648.2197 | 1924.4425 | 0
5 | 0 | 0 | 0 | 0 | 0 | 0 | 0 | 0 | 0
5.0833 | 0 | 0 | 0 | 0 | 0 | 0 | 0 | 0 | 0
5.1667 | 0 | 0 | 0 | 0 | 0 | 0 | 0 | 0 | 0
5.25 | 0 | 0 | 0 | 0 | 0 | 0 | 0 | 0 | 0
5.3333 | 6000 | 6000 | 6000 | 6000 | 6000 | 6000 | 6000 | 6000 | 0
5.4167 | 6000 | 6000 | 6000 | 6000 | 6000 | 6000 | 6000 | 6000 | 0
5.5 | 5978.7926 | 4247.7263 | 6000 | 6000 | 6000 | 6000 | 6000 | 6000 | 0
5.5833 | 5712.4039 | 2728.5076 | 4288.9804 | 6000 | 6000 | 6000 | 6000 | 6000 | 0
5.6667 | 5368.0624 | 2764.6652 | 3101.8817 | 5064.2148 | 6000 | 6000 | 6000 | 6000 | 0
5.75 | 2747.5609 | 0 | 0 | 0 | 3753.4005 | 5339.2167 | 6000 | 6000 | 0
5.8333 | 841.5312 | 0 | 0 | 0 | 0 | 0 | 5472.6995 | 6000 | 0
5.9167 | 50.8765 | 0 | 0 | 0 | 0 | 0 | 0 | 1762.6033 | 0
6 | 0 | 0 | 0 | 0 | 0 | 0 | 0 | 0 | 0
6.0833 | 0 | 0 | 0 | 0 | 0 | 0 | 0 | 0 | 0
6.1667 | 0 | 0 | 0 | 0 | 0 | 0 | 0 | 0 | 0
6.25 | 0 | 0 | 0 | 0 | 0 | 0 | 0 | 0 | 0
6.3333 | 6000 | 6000 | 6000 | 6000 | 6000 | 6000 | 6000 | 6000 | 0
6.4167 | 6000 | 6000 | 6000 | 6000 | 6000 | 6000 | 6000 | 6000 | 0
6.5 | 6000 | 6000 | 6000 | 6000 | 6000 | 6000 | 6000 | 6000 | 0
6.5833 | 5720.9919 | 3958.9204 | 4224.8222 | 6000 | 6000 | 6000 | 6000 | 6000 | 0
6.6667 | 5296.9303 | 2762.6918 | 3097.7288 | 4770.8053 | 6000 | 6000 | 6000 | 6000 | 0
6.75 | 3070.8563 | 0 | 0 | 0 | 3933.9529 | 6000 | 6000 | 6000 | 0
6.8333 | 1255.8802 | 0 | 0 | 0 | 0 | 3040.6553 | 5694.5851 | 6000 | 0
6.9167 | 88.2102 | 0 | 0 | 0 | 0 | 0 | 0 | 1902.7876 | 0
7 | 0 | 0 | 0 | 0 | 0 | 0 | 0 | 0 | 0
7.0833 | 0 | 0 | 0 | 0 | 0 | 0 | 0 | 0 | 0
7.1667 | 0 | 0 | 0 | 0 | 0 | 0 | 0 | 0 | 0
7.25 | 0 | 0 | 0 | 0 | 0 | 0 | 0 | 0 | 0
7.3333 | 6000 | 6000 | 6000 | 6000 | 6000 | 6000 | 6000 | 6000 | 0
7.4167 | 6000 | 6000 | 6000 | 6000 | 6000 | 6000 | 6000 | 6000 | 0
7.5 | 5981.6039 | 4160.3877 | 6000 | 6000 | 6000 | 6000 | 6000 | 6000 | 0
7.5833 | 5671.864 | 2734.4066 | 4131.235 | 6000 | 6000 | 6000 | 6000 | 6000 | 0
7.6667 | 5292.5085 | 2773.7719 | 3099.8731 | 4916.7181 | 6000 | 6000 | 6000 | 6000 | 0
7.75 | 2847.2529 | 0 | 0 | 0 | 3683.8612 | 5070.8621 | 6000 | 6000 | 0
7.8333 | 872.5229 | 0 | 0 | 0 | 0 | 0 | 5661.7454 | 6000 | 0
7.9167 | 67.2841 | 0 | 0 | 0 | 0 | 0 | 0 | 1752.8202 | 0
8 | 0 | 0 | 0 | 0 | 0 | 0 | 0 | 0 | 0
8.0833 | 0 | 0 | 0 | 0 | 0 | 0 | 0 | 0 | 0
8.1667 | 0 | 0 | 0 | 0 | 0 | 0 | 0 | 0 | 0
8.25 | 0 | 0 | 0 | 0 | 0 | 0 | 0 | 0 | 0
8.3333 | 6000 | 6000 | 6000 | 6000 | 6000 | 6000 | 6000 | 6000 | 0
8.4167 | 6000 | 6000 | 6000 | 6000 | 6000 | 6000 | 6000 | 6000 | 0
8.5 | 5978.4598 | 4138.6518 | 6000 | 6000 | 6000 | 6000 | 6000 | 6000 | 0
8.5833 | 5685.3209 | 2906.9877 | 4237.7993 | 6000 | 6000 | 6000 | 6000 | 6000 | 0
8.6667 | 5280.504 | 2775.3631 | 3098.1674 | 4810.7234 | 6000 | 6000 | 6000 | 6000 | 0
8.75 | 3074.4423 | 0 | 0 | 0 | 3964.565 | 6000 | 6000 | 6000 | 0
8.8333 | 1094.5534 | 0 | 0 | 0 | 0 | 2638.9322 | 5252.2504 | 6000 | 0
8.9167 | 72.38 | 0 | 0 | 0 | 0 | 0 | 0 | 1946.1369 | 0
9 | 0 | 0 | 0 | 0 | 0 | 0 | 0 | 0 | 0
9.0833 | 0 | 0 | 0 | 0 | 0 | 0 | 0 | 0 | 0
9.1667 | 0 | 0 | 0 | 0 | 0 | 0 | 0 | 0 | 0
9.25 | 0 | 0 | 0 | 0 | 0 | 0 | 0 | 0 | 0
9.3333 | 6000 | 6000 | 6000 | 6000 | 6000 | 6000 | 6000 | 6000 | 0
9.4167 | 6000 | 6000 | 6000 | 6000 | 6000 | 6000 | 6000 | 6000 | 0
9.5 | 5975.195 | 4109.603 | 6000 | 6000 | 6000 | 6000 | 6000 | 6000 | 0
9.5833 | 5676.269 | 2727.4669 | 4322.3217 | 6000 | 6000 | 6000 | 6000 | 6000 | 0
9.6667 | 5284.2515 | 2765.92 | 3100.8191 | 4786.7697 | 6000 | 6000 | 6000 | 6000 | 0
9.75 | 2914.8901 | 0 | 0 | 0 | 3727.5138 | 5270.4047 | 6000 | 6000 | 0
9.8333 | 834.8073 | 0 | 0 | 0 | 0 | 0 | 5825.1683 | 6000 | 0
9.9167 | 104.8353 | 0 | 0 | 0 | 0 | 0 | 1583.557 | 1943.8077 | 0
10 | 0 | 0 | 0 | 0 | 0 | 0 | 0 | 0 | 0

## CVP_Disch
Plot F - Range of Monthly CVP Discharge flows - Scenario C-6e | [10 empty] | JAN | FEB | MAR | APR | MAY | JUN | JUL | AUG | SEP | OCT | NOV | DEC
[10 empty] | Max | 2064.9282 | 1690.9498 | 1666.9987 | 1067.5174 | 8099.0687 | 9530.5337 | 9316.6608 | 9285.2523 | 9344.3357 | 8203.3003 | 6358.5708 | 3163.9779
[10 empty] | 95% percentile | 2017.7016 | 899.4454 | 939.713 | 503.687 | 7951.5532 | 9403.9278 | 9232.8146 | 9169.5654 | 9293.6942 | 7850.4597 | 4628.3333 | 1812.9356
[10 empty] | 75% Percentile | 1713.5019 | 260.4059 | 289.9548 | 275.9528 | 7360.3895 | 7813.2029 | 8237.2707 | 7727.424 | 9056.2927 | 5765.366 | 1611.0384 | 722.1556
[10 empty] | Median | 653.5982 | 58.8594 | 80.3025 | 32.8452 | 6108.7182 | 7702.7614 | 7530.191 | 7322.1907 | 8343.9834 | 3597.4091 | 796.2922 | 458.6101
[10 empty] | Mean | 982.9338 | 218.9758 | 238.0517 | 155.6134 | 6195.0773 | 7744.3205 | 7599.0936 | 7026.2953 | 8028.2553 | 3833.8027 | 1310.1688 | 565.0237
| Mean | S.D. | Least Result | 5% | 25% | Median | 75% | 95% | Greatest Result | Min | 122.5146 | 0 | 0 | 0 | 4224.884 | 4227.2304 | 4028.5236 | 2758.1927 | 3977.5956 | 101.2393 | 0 | 0
| 0 | [9 empty] | JAN: MIN |  | MEAN | [12 empty] | MEDIAN | [12 empty] | 75% | [12 empty] | 95% | [12 empty] | MAX
Time (yr) | Total_Faro_Discharge:Mean | Total_Faro_Discharge:Least Result | Total_Faro_Discharge:5% | Total_Faro_Discharge:25% | Total_Faro_Discharge:Median | Total_Faro_Discharge:75% | Total_Faro_Discharge:95% | Total_Faro_Discharge:Greatest Result | Greatest Result |  | 1 | 2 | 3 | 4 | 5 | 6 | 7 | 8 | 9 | 10 | 11 | 12 |  | 1 | 2 | 3 | 4 | 5 | 6 | 7 | 8 | 9 | 10 | 11 | 12 |  | 1 | 2 | 3 | 4 | 5 | 6 | 7 | 8 | 9 | 10 | 11 | 12 |  | 1 | 2 | 3 | 4 | 5 | 6 | 7 | 8 | 9 | 10 | 11 | 12 |  | 1 | 2 | 3 | 4 | 5 | 6 | 7 | 8 | 9 | 10 | 11 | 12 |  | 1 | 2 | 3 | 4 | 5 | 6 | 7 | 8 | 9 | 10 | 11 | 12
0 | 1051.5066 | 916.1108 | 978.3126 | 1022.2575 | 1046.9385 | 1081.7149 | 1132.9825 | 1165.2664 | 0 | 1 | 916.1108 | 0 | 0 | 0 | 4224.7088 | 4415.3146 | 3654.4539 | 3869.6861 | 4436.9348 | 1012.3931 | 0 | 0 | 1 | 1051.5066 | 586.7558 | 396.4682 | 310.7126 | 6665.0404 | 6813.8452 | 6932.0664 | 7321.6963 | 8766.1707 | 6012.3509 | 2577.6909 | 893.3113 | 1 | 1046.9385 | 588.5939 | 397.9128 | 328.4518 | 7814.5721 | 7669.4316 | 7514.9749 | 7366.798 | 9032.76 | 5885.5739 | 1314.2122 | 421.1188 | 1 | 1081.7149 | 619.7374 | 429.6276 | 368.8512 | 7881.6071 | 7778.8255 | 7599.1661 | 7555.1803 | 9201.8358 | 7768.4866 | 4022.2445 | 2004.8545 | 1 | 1132.9825 | 655.7254 | 464.6994 | 408.6356 | 8057.2083 | 9395.3071 | 9194.1021 | 9161.1718 | 9303.4091 | 7982.1288 | 6594.9312 | 2307.3089 | 1 | 1165.2664 | 689.6122 | 494.787 | 438.5432 | 8151.4653 | 9520.3678 | 9263.2089 | 9301.8011 | 9340.7806 | 8137.9639 | 6698.675 | 4117.1303
0.083333 | 586.7558 | 0 | 523.9767 | 580.0447 | 588.5939 | 619.7374 | 655.7254 | 689.6122 | 0 | 2 | 259.824 | 0 | 0 | 0 | 4370.2523 | 4323.9055 | 3200.849 | 1608.2212 | 3897.074 | 0 | 0 | 0 | 2 | 1327.1045 | 90.7253 | 176.2437 | 135.0382 | 6366.7657 | 7834.8374 | 7727.0853 | 6425.5961 | 6951.173 | 1876.0997 | 605.3083 | 399.8472 | 2 | 1574.3438 | 0 | 0 | 0 | 6583.0316 | 7698.9788 | 7536.1025 | 7239.5696 | 6627.5899 | 1717.9503 | 605.8261 | 467.9943 | 2 | 2064.6168 | 0 | 228.6065 | 244.8141 | 7237.9451 | 7788.2438 | 9073.3684 | 7523.6686 | 8398.3954 | 1905.5295 | 925.6847 | 603.1929 | 2 | 2142.1822 | 296.6851 | 1174.8268 | 657.4413 | 7869.2941 | 9354.8386 | 9263.9061 | 9229.8345 | 9264.7129 | 6927.0279 | 1320.8744 | 751.1853 | 2 | 2180.6362 | 1959.6316 | 1712.3164 | 1963.5243 | 8103.2877 | 9508.3231 | 9399.4035 | 9293.8255 | 9350.4559 | 8141.5076 | 4383.331 | 2429.2595
0.16667 | 396.4682 | 0 | 308.8274 | 384.19 | 397.9128 | 429.6276 | 464.6994 | 494.787 | 0 | 3 | 0 | 0 | 0 | 0 | 4146.7776 | 4174.6776 | 5334.5516 | 4782.4309 | 3821.0419 | 0 | 0 | 0 | 3 | 651.2291 | 160.9826 | 173.0546 | 125.4502 | 5974.1548 | 7938.1089 | 7616.2707 | 7434.4845 | 8308.4779 | 4580.4695 | 1782.2797 | 815.8403 | 3 | 415.4728 | 0 | 0 | 0 | 5482.5849 | 7721.8347 | 7518.3449 | 7370.2757 | 8453.978 | 5255.5509 | 893.1141 | 470.5715 | 3 | 672.1129 | 250.2627 | 262.3733 | 278.065 | 7154.8238 | 7861.3393 | 7644.3522 | 8355.2154 | 9088.4249 | 7393.321 | 3543.1516 | 615.1715 | 3 | 2052.0379 | 385.9497 | 606.6749 | 376.0995 | 7981.8038 | 9420.3487 | 9199.7461 | 9237.8933 | 9283.2055 | 7932.499 | 6396.1798 | 2398.3467 | 3 | 2133.3605 | 1987.857 | 1952.7256 | 685.8105 | 8122.9848 | 9562.9648 | 9311.6312 | 9310.3861 | 9340.7806 | 8143.0976 | 6698.9286 | 3873.441
0.25 | 310.7126 | 0 | 0 | 309.343 | 328.4518 | 368.8512 | 408.6356 | 438.5432 | 0 | 4 | 0 | 0 | 0 | 0 | 4271.9111 | 4260.9463 | 4111.8071 | 2856.1744 | 3840.9675 | 0 | 0 | 0 | 4 | 1071.4564 | 180.5135 | 201.6684 | 122.0883 | 6124.5686 | 7887.4318 | 7686.3703 | 6869.0559 | 7936.5531 | 3301.6603 | 890.647 | 476.6196 | 4 | 577.4803 | 0 | 0 | 0 | 5939.7489 | 7712.3281 | 7523.2737 | 7300.0602 | 8396.0637 | 2427.0398 | 611.5045 | 462.9948 | 4 | 2042.1347 | 243.3502 | 260.4804 | 268.2325 | 7176.9348 | 7818.8027 | 8506.1246 | 7527.3654 | 9115.0849 | 5436.4838 | 903.9265 | 579.1487 | 4 | 2133.3317 | 1091.3004 | 726.2647 | 454.9804 | 7874.6036 | 9440.6108 | 9264.1281 | 9122.5116 | 9302.9858 | 8015.7639 | 3972.0678 | 1952.8029 | 4 | 2180.2307 | 1948.6449 | 2055.6267 | 1306.2525 | 7966.4978 | 9553.1271 | 9311.5868 | 9255.9182 | 9347.2824 | 8137.7645 | 6107.4992 | 2251.8982
0.33333 | 6665.0404 | 4224.7088 | 4432.1648 | 4628.0541 | 7814.5721 | 7881.6071 | 8057.2083 | 8151.4653 | 0 | 5 | 49.2113 | 0 | 0 | 0 | 4146.7776 | 4093.5214 | 4111.3919 | 2872.3436 | 4054.4871 | 0 | 0 | 0 | 5 | 893.2457 | 224.0269 | 318.4911 | 122.8682 | 6090.6727 | 7799.6823 | 7678.7431 | 7149.8876 | 8103.6443 | 4008.6949 | 1352.3063 | 526.736 | 5 | 454.9141 | 0 | 209.2297 | 0 | 5763.3654 | 7699.9434 | 7520.5018 | 7291.9429 | 8441.7879 | 4157.0263 | 827.8238 | 447.0058 | 5 | 1780.6137 | 272.2788 | 373.1894 | 269.198 | 7123.4703 | 7793.4465 | 8033.8767 | 7657.5098 | 9145.5664 | 6453.7785 | 1283.8141 | 571.1668 | 5 | 2111.298 | 1104.268 | 1281.7943 | 454.5131 | 7992.5692 | 9385.7811 | 9262.8064 | 9243.1102 | 9281.1072 | 7931.3464 | 5642.4947 | 2207.5805 | 5 | 2148.9801 | 2033.1858 | 2055.6565 | 709.7913 | 8131.4536 | 9514.4498 | 9297.9966 | 9310.8972 | 9340.7806 | 8019.6685 | 6699.4237 | 3868.8774
0.41667 | 6813.8452 | 4415.3146 | 4684.5848 | 4787.7428 | 7669.4316 | 7778.8255 | 9395.3071 | 9520.3678 | 0 | 6 | 0 | 0 | 0 | 0 | 4146.7781 | 4179.7225 | 4123.0024 | 1823.167 | 4469.8363 | 0 | 0 | 0 | 6 | 1005.256 | 193.7086 | 235.7612 | 133.7903 | 6200.2529 | 7762.5956 | 7694.0606 | 6920.6043 | 8173.8353 | 3545.6966 | 1166.696 | 447.9528 | 6 | 538.0171 | 0 | 0 | 0 | 5993.7906 | 7696.3373 | 7531.4552 | 7309.4855 | 8880.0275 | 3082.5525 | 769.7287 | 469.7866 | 6 | 2032.2415 | 240.0342 | 265.3184 | 266.2978 | 7416.4146 | 7801.6337 | 8359.2202 | 7525.8424 | 9112.8741 | 5561.6758 | 974.418 | 584.3208 | 6 | 2142.1935 | 1125.834 | 1087.561 | 563.713 | 7886.2057 | 9438.2243 | 9222.3323 | 9059.6713 | 9298.7061 | 7858.7587 | 4804.4082 | 908.7533 | 6 | 2180.6988 | 1964.7081 | 1864.9002 | 822.6806 | 8054.015 | 9561.9936 | 9297.9229 | 9293.8255 | 9350.4776 | 8137.876 | 6613.7256 | 2266.3699
0.5 | 6932.0664 | 3654.4539 | 4112.7878 | 5888.754 | 7514.9749 | 7599.1661 | 9194.1021 | 9263.2089 | 0 | 7 | 0 | 0 | 0 | 0 | 4291.9549 | 4260.2637 | 4004.9154 | 3294.556 | 4472.6753 | 0 | 0 | 0 | 7 | 976.0253 | 160.2155 | 208.2324 | 125.9694 | 6072.0276 | 7845.9764 | 7692.0546 | 7057.2516 | 8035.5777 | 3883.9652 | 1331.9523 | 560.9836 | 7 | 490.0187 | 0 | 0 | 0 | 5812.6177 | 7709.9247 | 7567.4914 | 7318.8022 | 8453.1022 | 3584.1763 | 823.1476 | 461.3732 | 7 | 2023.747 | 248.4488 | 258.2729 | 253.052 | 7188.1396 | 7820.7187 | 8432.5246 | 7629.0803 | 9154.1901 | 6176.3887 | 1394.0609 | 572.9314 | 7 | 2122.7585 | 1068.2964 | 1186.9918 | 455.3026 | 7928.5802 | 9412.8426 | 9222.3294 | 9178.1726 | 9296.4037 | 7938.7901 | 5056.9747 | 2209.3683 | 7 | 2149.4702 | 1228.7554 | 1287.6548 | 783.8704 | 8113.1046 | 9469.8707 | 9399.31 | 9301.6036 | 9340.7806 | 8138.1641 | 6699.3793 | 2481.7332
0.58333 | 7321.6963 | 3869.6861 | 5168.2779 | 7221.8862 | 7366.798 | 7555.1803 | 9161.1718 | 9301.8011 | 0 | 8 | 0 | 0 | 0 | 0 | 4146.7771 | 4286.601 | 4145.1961 | 1828.9495 | 3597.2243 | 0 | 0 | 0 | 8 | 906.9906 | 200.5555 | 229.8374 | 157.5372 | 6020.6424 | 7831.83 | 7735.3557 | 7128.7644 | 7961.4275 | 3482.2375 | 1091.1268 | 468.2757 | 8 | 447.8041 | 0 | 0 | 0 | 5563.4935 | 7692.2914 | 7526.6285 | 7373.9328 | 8373.6901 | 2988.9646 | 659.1492 | 445.8564 | 8 | 1399.4363 | 241.6503 | 266.8461 | 266.2631 | 7172.358 | 7800.7598 | 8387.7877 | 8327.6683 | 9064.9676 | 5482.4701 | 931.1387 | 560.9364 | 8 | 2101.263 | 1091.6676 | 1085.2457 | 664.6691 | 7977.7621 | 9418.7057 | 9219.6973 | 9197.1914 | 9298.7061 | 7954.8849 | 3979.0665 | 1112.4022 | 8 | 2180.6924 | 1962.1373 | 1990.2253 | 1276.3351 | 8102.6603 | 9504.4279 | 9262.3756 | 9293.8255 | 9350.4549 | 8137.9317 | 6380.9092 | 2257.0735
0.66667 | 8766.1707 | 4436.9348 | 7287.6556 | 8882.3006 | 9032.76 | 9201.8358 | 9303.4091 | 9340.7806 | 0 | 9 | 0 | 0 | 0 | 0 | 4146.8277 | 4210.6434 | 4147.6128 | 2500.0219 | 3595.2198 | 0 | 0 | 0 | 9 | 935.4027 | 223.2657 | 231.5142 | 168.6807 | 6179.6973 | 7912.3836 | 7804.0261 | 6875.194 | 7999.2491 | 3782.9093 | 1169.1691 | 506.7061 | 9 | 438.6416 | 0 | 195.8829 | 0 | 5931.2608 | 7705.6865 | 7557.8209 | 7326.6857 | 8406.1187 | 3426.5297 | 666.0996 | 462.6452 | 9 | 2000.8495 | 248.2884 | 289.4341 | 278.4061 | 7691.5266 | 7837.9822 | 8738.5036 | 7590.6402 | 9151.0592 | 5811.254 | 1211.2897 | 538.8143 | 9 | 2137.6133 | 1097.7344 | 1073.1175 | 534.9479 | 7970.959 | 9418.4828 | 9266.8235 | 9145.3377 | 9301.2182 | 8019.3728 | 4059.8693 | 2175.1252 | 9 | 2149.2787 | 2008.6895 | 1298.6171 | 1271.5917 | 8122.982 | 9546.8454 | 9311.5859 | 9247.3323 | 9340.7816 | 8138.2756 | 5828.6951 | 4192.4219
0.75 | 6012.3509 | 1012.3931 | 1615.97 | 5138.2234 | 5885.5739 | 7768.4866 | 7982.1288 | 8137.9639 | 0 | 10 | 0 | 0 | 0 | 0 | 4356.0753 | 4066.7079 | 3451.4553 | 2146.3762 | 3590.4949 | 0 | 0 | 0 | 10 | 1011.121 | 169.0086 | 209.2462 | 153.9993 | 6256.9507 | 7816.5138 | 7424.9031 | 7080.4187 | 8046.4446 | 3863.9433 | 1134.5114 | 553.9644 | 10 | 552.3511 | 0 | 0 | 0 | 6202.7166 | 7720.8574 | 7505.3167 | 7324.3541 | 8374.7161 | 3448.7262 | 792.3163 | 476.7545 | 10 | 2037.5522 | 240.0086 | 265.3991 | 266.3481 | 7560.675 | 7830.2768 | 7597.7825 | 7582.0694 | 9130.5287 | 5664.2717 | 920.6557 | 591.0184 | 10 | 2101.3556 | 1076.9926 | 709.9539 | 466.5675 | 7976.5462 | 9354.1366 | 9212.2744 | 9120.759 | 9306.4871 | 7944.025 | 4456.4666 | 2106.483 | 10 | 2180.6676 | 1126.2762 | 1957.4774 | 1416.7739 | 8122.2356 | 9562.9667 | 9311.5868 | 9243.1083 | 9340.7816 | 8900.7535 | 7475.1418 | 3901.5739
0.83333 | 2577.6909 | 0 | 0 | 503.6548 | 1314.2122 | 4022.2445 | 6594.9312 | 6698.675 | 0
0.91667 | 893.3113 | 0 | 0 | 380.1626 | 421.1188 | 2004.8545 | 2307.3089 | 4117.1303 | 0
1 | 1327.1045 | 259.824 | 299.5303 | 408.5564 | 1574.3438 | 2064.6168 | 2142.1822 | 2180.6362 | 0
1.0833 | 90.7253 | 0 | 0 | 0 | 0 | 0 | 296.6851 | 1959.6316 | 0
1.1667 | 176.2437 | 0 | 0 | 0 | 0 | 228.6065 | 1174.8268 | 1712.3164 | 0
1.25 | 135.0382 | 0 | 0 | 0 | 0 | 244.8141 | 657.4413 | 1963.5243 | 0
1.3333 | 6366.7657 | 4370.2523 | 4555.6303 | 5320.9958 | 6583.0316 | 7237.9451 | 7869.2941 | 8103.2877 | 0
1.4167 | 7834.8374 | 4323.9055 | 7506.3635 | 7639.0578 | 7698.9788 | 7788.2438 | 9354.8386 | 9508.3231 | 0
1.5 | 7727.0853 | 3200.849 | 5794.4166 | 7473.7833 | 7536.1025 | 9073.3684 | 9263.9061 | 9399.4035 | 0
1.5833 | 6425.5961 | 1608.2212 | 3190.7742 | 5219.7575 | 7239.5696 | 7523.6686 | 9229.8345 | 9293.8255 | 0
1.6667 | 6951.173 | 3897.074 | 4363.0348 | 5944.928 | 6627.5899 | 8398.3954 | 9264.7129 | 9350.4559 | 0
1.75 | 1876.0997 | 0 | 0 | 0 | 1717.9503 | 1905.5295 | 6927.0279 | 8141.5076 | 0
1.8333 | 605.3083 | 0 | 0 | 0 | 605.8261 | 925.6847 | 1320.8744 | 4383.331 | 0
1.9167 | 399.8472 | 0 | 0 | 0 | 467.9943 | 603.1929 | 751.1853 | 2429.2595 | 0
2 | 651.2291 | 0 | 0 | 341.3216 | 415.4728 | 672.1129 | 2052.0379 | 2133.3605 | 0
2.0833 | 160.9826 | 0 | 0 | 0 | 0 | 250.2627 | 385.9497 | 1987.857 | 0
2.1667 | 173.0546 | 0 | 0 | 0 | 0 | 262.3733 | 606.6749 | 1952.7256 | 0
2.25 | 125.4502 | 0 | 0 | 0 | 0 | 278.065 | 376.0995 | 685.8105 | 0
2.3333 | 5974.1548 | 4146.7776 | 4397.4493 | 4897.5684 | 5482.5849 | 7154.8238 | 7981.8038 | 8122.9848 | 0
2.4167 | 7938.1089 | 4174.6776 | 7543.1139 | 7646.6135 | 7721.8347 | 7861.3393 | 9420.3487 | 9562.9648 | 0
2.5 | 7616.2707 | 5334.5516 | 5805.038 | 7431.7233 | 7518.3449 | 7644.3522 | 9199.7461 | 9311.6312 | 0
2.5833 | 7434.4845 | 4782.4309 | 5281.3525 | 7131.129 | 7370.2757 | 8355.2154 | 9237.8933 | 9310.3861 | 0
2.6667 | 8308.4779 | 3821.0419 | 5752.7332 | 7946.881 | 8453.978 | 9088.4249 | 9283.2055 | 9340.7806 | 0
2.75 | 4580.4695 | 0 | 0 | 1674.5387 | 5255.5509 | 7393.321 | 7932.499 | 8143.0976 | 0
2.8333 | 1782.2797 | 0 | 0 | 570.4637 | 893.1141 | 3543.1516 | 6396.1798 | 6698.9286 | 0
2.9167 | 815.8403 | 0 | 0 | 397.2054 | 470.5715 | 615.1715 | 2398.3467 | 3873.441 | 0
3 | 1071.4564 | 0 | 220.2825 | 382.3024 | 577.4803 | 2042.1347 | 2133.3317 | 2180.2307 | 0
3.0833 | 180.5135 | 0 | 0 | 0 | 0 | 243.3502 | 1091.3004 | 1948.6449 | 0
3.1667 | 201.6684 | 0 | 0 | 0 | 0 | 260.4804 | 726.2647 | 2055.6267 | 0
3.25 | 122.0883 | 0 | 0 | 0 | 0 | 268.2325 | 454.9804 | 1306.2525 | 0
3.3333 | 6124.5686 | 4271.9111 | 4468.3157 | 4886.34 | 5939.7489 | 7176.9348 | 7874.6036 | 7966.4978 | 0
3.4167 | 7887.4318 | 4260.9463 | 7531.8922 | 7642.783 | 7712.3281 | 7818.8027 | 9440.6108 | 9553.1271 | 0
3.5 | 7686.3703 | 4111.8071 | 5834.7519 | 7430.9326 | 7523.2737 | 8506.1246 | 9264.1281 | 9311.5868 | 0
3.5833 | 6869.0559 | 2856.1744 | 4315.4018 | 5734.9217 | 7300.0602 | 7527.3654 | 9122.5116 | 9255.9182 | 0
3.6667 | 7936.5531 | 3840.9675 | 5006.8206 | 6731.7692 | 8396.0637 | 9115.0849 | 9302.9858 | 9347.2824 | 0
3.75 | 3301.6603 | 0 | 0 | 1606.5288 | 2427.0398 | 5436.4838 | 8015.7639 | 8137.7645 | 0
3.8333 | 890.647 | 0 | 0 | 267.7592 | 611.5045 | 903.9265 | 3972.0678 | 6107.4992 | 0
3.9167 | 476.6196 | 0 | 0 | 121.4423 | 462.9948 | 579.1487 | 1952.8029 | 2251.8982 | 0
4 | 893.2457 | 49.2113 | 271.6302 | 361.0938 | 454.9141 | 1780.6137 | 2111.298 | 2148.9801 | 0
4.0833 | 224.0269 | 0 | 0 | 0 | 0 | 272.2788 | 1104.268 | 2033.1858 | 0
4.1667 | 318.4911 | 0 | 0 | 0 | 209.2297 | 373.1894 | 1281.7943 | 2055.6565 | 0
4.25 | 122.8682 | 0 | 0 | 0 | 0 | 269.198 | 454.5131 | 709.7913 | 0
4.3333 | 6090.6727 | 4146.7776 | 4426.5128 | 5010.3747 | 5763.3654 | 7123.4703 | 7992.5692 | 8131.4536 | 0
4.4167 | 7799.6823 | 4093.5214 | 7524.9218 | 7645.2753 | 7699.9434 | 7793.4465 | 9385.7811 | 9514.4498 | 0
4.5 | 7678.7431 | 4111.3919 | 5734.524 | 7437.9086 | 7520.5018 | 8033.8767 | 9262.8064 | 9297.9966 | 0
4.5833 | 7149.8876 | 2872.3436 | 4894.8485 | 6270.231 | 7291.9429 | 7657.5098 | 9243.1102 | 9310.8972 | 0
4.6667 | 8103.6443 | 4054.4871 | 5331.8052 | 7553.0258 | 8441.7879 | 9145.5664 | 9281.1072 | 9340.7806 | 0
4.75 | 4008.6949 | 0 | 0 | 1615.7692 | 4157.0263 | 6453.7785 | 7931.3464 | 8019.6685 | 0
4.8333 | 1352.3063 | 0 | 0 | 454.0104 | 827.8238 | 1283.8141 | 5642.4947 | 6699.4237 | 0
4.9167 | 526.736 | 0 | 0 | 0 | 447.0058 | 571.1668 | 2207.5805 | 3868.8774 | 0
5 | 1005.256 | 0 | 127.9505 | 371.7369 | 538.0171 | 2032.2415 | 2142.1935 | 2180.6988 | 0
5.0833 | 193.7086 | 0 | 0 | 0 | 0 | 240.0342 | 1125.834 | 1964.7081 | 0
5.1667 | 235.7612 | 0 | 0 | 0 | 0 | 265.3184 | 1087.561 | 1864.9002 | 0
5.25 | 133.7903 | 0 | 0 | 0 | 0 | 266.2978 | 563.713 | 822.6806 | 0
5.3333 | 6200.2529 | 4146.7781 | 4498.0117 | 5111.9994 | 5993.7906 | 7416.4146 | 7886.2057 | 8054.015 | 0
5.4167 | 7762.5956 | 4179.7225 | 4433.674 | 7641.124 | 7696.3373 | 7801.6337 | 9438.2243 | 9561.9936 | 0
5.5 | 7694.0606 | 4123.0024 | 5765.6522 | 7461.6333 | 7531.4552 | 8359.2202 | 9222.3323 | 9297.9229 | 0
5.5833 | 6920.6043 | 1823.167 | 4280.3586 | 5834.1463 | 7309.4855 | 7525.8424 | 9059.6713 | 9293.8255 | 0
5.6667 | 8173.8353 | 4469.8363 | 5134.6192 | 7774.1627 | 8880.0275 | 9112.8741 | 9298.7061 | 9350.4776 | 0
5.75 | 3545.6966 | 0 | 0 | 1632.9907 | 3082.5525 | 5561.6758 | 7858.7587 | 8137.876 | 0
5.8333 | 1166.696 | 0 | 0 | 463.3396 | 769.7287 | 974.418 | 4804.4082 | 6613.7256 | 0
5.9167 | 447.9528 | 0 | 0 | 142.3029 | 469.7866 | 584.3208 | 908.7533 | 2266.3699 | 0
6 | 976.0253 | 0 | 137.6382 | 375.3818 | 490.0187 | 2023.747 | 2122.7585 | 2149.4702 | 0
6.0833 | 160.2155 | 0 | 0 | 0 | 0 | 248.4488 | 1068.2964 | 1228.7554 | 0
6.1667 | 208.2324 | 0 | 0 | 0 | 0 | 258.2729 | 1186.9918 | 1287.6548 | 0
6.25 | 125.9694 | 0 | 0 | 0 | 0 | 253.052 | 455.3026 | 783.8704 | 0
6.3333 | 6072.0276 | 4291.9549 | 4458.0378 | 4944.2156 | 5812.6177 | 7188.1396 | 7928.5802 | 8113.1046 | 0
6.4167 | 7845.9764 | 4260.2637 | 7342.7545 | 7645.5681 | 7709.9247 | 7820.7187 | 9412.8426 | 9469.8707 | 0
6.5 | 7692.0546 | 4004.9154 | 5692.8075 | 7437.8094 | 7567.4914 | 8432.5246 | 9222.3294 | 9399.31 | 0
6.5833 | 7057.2516 | 3294.556 | 4648.0786 | 5806.1056 | 7318.8022 | 7629.0803 | 9178.1726 | 9301.6036 | 0
6.6667 | 8035.5777 | 4472.6753 | 5278.489 | 7072.0588 | 8453.1022 | 9154.1901 | 9296.4037 | 9340.7806 | 0
6.75 | 3883.9652 | 0 | 0 | 1623.536 | 3584.1763 | 6176.3887 | 7938.7901 | 8138.1641 | 0
6.8333 | 1331.9523 | 0 | 0 | 473.0211 | 823.1476 | 1394.0609 | 5056.9747 | 6699.3793 | 0
6.9167 | 560.9836 | 0 | 0 | 369.5148 | 461.3732 | 572.9314 | 2209.3683 | 2481.7332 | 0
7 | 906.9906 | 0 | 184.6793 | 350.1926 | 447.8041 | 1399.4363 | 2101.263 | 2180.6924 | 0
7.0833 | 200.5555 | 0 | 0 | 0 | 0 | 241.6503 | 1091.6676 | 1962.1373 | 0
7.1667 | 229.8374 | 0 | 0 | 0 | 0 | 266.8461 | 1085.2457 | 1990.2253 | 0
7.25 | 157.5372 | 0 | 0 | 0 | 0 | 266.2631 | 664.6691 | 1276.3351 | 0
7.3333 | 6020.6424 | 4146.7771 | 4409.989 | 4932.3429 | 5563.4935 | 7172.358 | 7977.7621 | 8102.6603 | 0
7.4167 | 7831.83 | 4286.601 | 7486.621 | 7637.4518 | 7692.2914 | 7800.7598 | 9418.7057 | 9504.4279 | 0
7.5 | 7735.3557 | 4145.1961 | 5832.4883 | 7472.7436 | 7526.6285 | 8387.7877 | 9219.6973 | 9262.3756 | 0
7.5833 | 7128.7644 | 1828.9495 | 4023.8364 | 5749.0789 | 7373.9328 | 8327.6683 | 9197.1914 | 9293.8255 | 0
7.6667 | 7961.4275 | 3597.2243 | 5225.8294 | 6989.8993 | 8373.6901 | 9064.9676 | 9298.7061 | 9350.4549 | 0
7.75 | 3482.2375 | 0 | 0 | 1346.96 | 2988.9646 | 5482.4701 | 7954.8849 | 8137.9317 | 0
7.8333 | 1091.1268 | 0 | 0 | 472.6652 | 659.1492 | 931.1387 | 3979.0665 | 6380.9092 | 0
7.9167 | 468.2757 | 0 | 0 | 382.5864 | 445.8564 | 560.9364 | 1112.4022 | 2257.0735 | 0
8 | 935.4027 | 0 | 239.109 | 354.153 | 438.6416 | 2000.8495 | 2137.6133 | 2149.2787 | 0
8.0833 | 223.2657 | 0 | 0 | 0 | 0 | 248.2884 | 1097.7344 | 2008.6895 | 0
8.1667 | 231.5142 | 0 | 0 | 0 | 195.8829 | 289.4341 | 1073.1175 | 1298.6171 | 0
8.25 | 168.6807 | 0 | 0 | 0 | 0 | 278.4061 | 534.9479 | 1271.5917 | 0
8.3333 | 6179.6973 | 4146.8277 | 4432.7996 | 4883.6045 | 5931.2608 | 7691.5266 | 7970.959 | 8122.982 | 0
8.4167 | 7912.3836 | 4210.6434 | 7508.099 | 7646.7363 | 7705.6865 | 7837.9822 | 9418.4828 | 9546.8454 | 0
8.5 | 7804.0261 | 4147.6128 | 5842.4582 | 7472.6245 | 7557.8209 | 8738.5036 | 9266.8235 | 9311.5859 | 0
8.5833 | 6875.194 | 2500.0219 | 4442.8031 | 5576.6147 | 7326.6857 | 7590.6402 | 9145.3377 | 9247.3323 | 0
8.6667 | 7999.2491 | 3595.2198 | 5141.4611 | 7219.9825 | 8406.1187 | 9151.0592 | 9301.2182 | 9340.7816 | 0
8.75 | 3782.9093 | 0 | 0 | 1363.2882 | 3426.5297 | 5811.254 | 8019.3728 | 8138.2756 | 0
8.8333 | 1169.1691 | 0 | 0 | 463.7703 | 666.0996 | 1211.2897 | 4059.8693 | 5828.6951 | 0
8.9167 | 506.7061 | 0 | 0 | 175.6016 | 462.6452 | 538.8143 | 2175.1252 | 4192.4219 | 0
9 | 1011.121 | 0 | 128.0727 | 354.8173 | 552.3511 | 2037.5522 | 2101.3556 | 2180.6676 | 0
9.0833 | 169.0086 | 0 | 0 | 0 | 0 | 240.0086 | 1076.9926 | 1126.2762 | 0
9.1667 | 209.2462 | 0 | 0 | 0 | 0 | 265.3991 | 709.9539 | 1957.4774 | 0
9.25 | 153.9993 | 0 | 0 | 0 | 0 | 266.3481 | 466.5675 | 1416.7739 | 0
9.3333 | 6256.9507 | 4356.0753 | 4408.8695 | 5145.1834 | 6202.7166 | 7560.675 | 7976.5462 | 8122.2356 | 0
9.4167 | 7816.5138 | 4066.7079 | 5827.7527 | 7641.9592 | 7720.8574 | 7830.2768 | 9354.1366 | 9562.9667 | 0
9.5 | 7424.9031 | 3451.4553 | 5694.03 | 7430.9694 | 7505.3167 | 7597.7825 | 9212.2744 | 9311.5868 | 0
9.5833 | 7080.4187 | 2146.3762 | 4849.4607 | 5929.6665 | 7324.3541 | 7582.0694 | 9120.759 | 9243.1083 | 0
9.6667 | 8046.4446 | 3590.4949 | 5269.0518 | 7509.7401 | 8374.7161 | 9130.5287 | 9306.4871 | 9340.7816 | 0
9.75 | 3863.9433 | 0 | 0 | 1671.0912 | 3448.7262 | 5664.2717 | 7944.025 | 8900.7535 | 0
9.8333 | 1134.5114 | 0 | 0 | 486.8297 | 792.3163 | 920.6557 | 4456.4666 | 7475.1418 | 0
9.9167 | 553.9644 | 0 | 0 | 396.3962 | 476.7545 | 591.0184 | 2106.483 | 3901.5739 | 0
10 | 825.2169 | 114.2805 | 257.6285 | 360.6436 | 432.0373 | 1282.8782 | 2095.5834 | 2142.27 | 0

## WTP_conc
Plot F - Range of Monthly Effluent Concentration after settling at CVP - Scenario C-6e | [10 empty] | JAN | FEB | MAR | APR | MAY | JUN | JUL | AUG | SEP | OCT | NOV | DEC
[10 empty] | Max | MAY: 0.1; JUN: 0.1; JUL: 0.1; AUG: 0.1; SEP: 0.1; OCT: 0.1; NOV: 0.1
[10 empty] | 95% percentile | MAY: 0.1; JUN: 0.1; JUL: 0.1; AUG: 0.1; SEP: 0.1; OCT: 0.1; NOV: 0.09
[10 empty] | 75% Percentile | MAY: 0.1; JUN: 0.1; JUL: 0.1; AUG: 0.1; SEP: 0.1; OCT: 0.09; NOV: 0.05
[10 empty] | Median | MAY: 0.1; JUN: 0.1; JUL: 0.1; AUG: 0.1; SEP: 0.1; OCT: 0.09; NOV: 0.01
[10 empty] | Mean | MAY: 0.1; JUN: 0.1; JUL: 0.1; AUG: 0.1; SEP: 0.1; OCT: 0.0583; NOV: 0.0269
[10 empty] | Min | MAY: 0.1; JUN: 0.1; JUL: 0.1; AUG: 0.1; SEP: 0.1; OCT: 0; NOV: 0
[11 empty] | JAN: MIN |  | MEAN | [12 empty] | MEDIAN | [12 empty] | 75% | [12 empty] | 95% | [12 empty] | MAX
Time (yr) | SelectorWQ:Mean | SelectorWQ:Least Result | SelectorWQ:5% | SelectorWQ:25% | SelectorWQ:Median | SelectorWQ:75% | SelectorWQ:95% | SelectorWQ:Greatest Result | Greatest Result |  | 1 | 2 | 3 | 4 | 5 | 6 | 7 | 8 | 9 | 10 | 11 | 12 |  | 1 | 2 | 3 | 4 | 5 | 6 | 7 | 8 | 9 | 10 | 11 | 12 |  | 1 | 2 | 3 | 4 | 5 | 6 | 7 | 8 | 9 | 10 | 11 | 12 |  | 1 | 2 | 3 | 4 | 5 | 6 | 7 | 8 | 9 | 10 | 11 | 12 |  | 1 | 2 | 3 | 4 | 5 | 6 | 7 | 8 | 9 | 10 | 11 | 12 |  | 1 | 2 | 3 | 4 | 5 | 6 | 7 | 8 | 9 | 10 | 11 | 12
0 | 0 | 0 | 0 | 0 | 0 | 0 | 0 | 0 | 0 | 1 | 0 | 0 | 0 | 0 | 0.1 | 0.1 | 0.1 | 0.1 | 0.1 | 0 | 0 | 0 | 1 | 0 | 0 | 0 | 0 | 0.1 | 0.1 | 0.1 | 0.1 | 0.1 | 0.095 | 0.063 | 0.0042073 | 1 | 0 | 0 | 0 | 0 | 0.1 | 0.1 | 0.1 | 0.1 | 0.1 | 0.1 | 0.1 | 0 | 1 | 0 | 0 | 0 | 0 | 0.1 | 0.1 | 0.1 | 0.1 | 0.1 | 0.1 | 0.1 | 0.01243 | 1 | 0 | 0 | 0 | 0 | 0.1 | 0.1 | 0.1 | 0.1 | 0.1 | 0.1 | 0.1 | 0.017839 | 1 | 0 | 0 | 0 | 0 | 0.1 | 0.1 | 0.1 | 0.1 | 0.1 | 0.1 | 0.1 | 0.019503
0.083333 | 0 | 0 | 0 | 0 | 0 | 0 | 0 | 0 | 0 | 2 | 0 | 0 | 0 | 0 | 0.1 | 0.1 | 0.1 | 0.1 | 0.1 | 0 | 0 | 0 | 2 | 0 | 0 | 0 | 0 | 0.1 | 0.1 | 0.1 | 0.1 | 0.1 | 0.018 | 0.005 | 0.00014099 | 2 | 0 | 0 | 0 | 0 | 0.1 | 0.1 | 0.1 | 0.1 | 0.1 | 0 | 0 | 0 | 2 | 0 | 0 | 0 | 0 | 0.1 | 0.1 | 0.1 | 0.1 | 0.1 | 0 | 0 | 0 | 2 | 0 | 0 | 0 | 0 | 0.1 | 0.1 | 0.1 | 0.1 | 0.1 | 0.1 | 0 | 0 | 2 | 0 | 0 | 0 | 0 | 0.1 | 0.1 | 0.1 | 0.1 | 0.1 | 0.1 | 0.1 | 0.014099
0.16667 | 0 | 0 | 0 | 0 | 0 | 0 | 0 | 0 | 0 | 3 | 0 | 0 | 0 | 0 | 0.1 | 0.1 | 0.1 | 0.1 | 0.1 | 0 | 0 | 0 | 3 | 0 | 0 | 0 | 0 | 0.1 | 0.1 | 0.1 | 0.1 | 0.1 | 0.067 | 0.042 | 0.0030205 | 3 | 0 | 0 | 0 | 0 | 0.1 | 0.1 | 0.1 | 0.1 | 0.1 | 0.1 | 0 | 0 | 3 | 0 | 0 | 0 | 0 | 0.1 | 0.1 | 0.1 | 0.1 | 0.1 | 0.1 | 0.1 | 0 | 3 | 0 | 0 | 0 | 0 | 0.1 | 0.1 | 0.1 | 0.1 | 0.1 | 0.1 | 0.1 | 0.016381 | 3 | 0 | 0 | 0 | 0 | 0.1 | 0.1 | 0.1 | 0.1 | 0.1 | 0.1 | 0.1 | 0.020092
0.25 | 0 | 0 | 0 | 0 | 0 | 0 | 0 | 0 | 0 | 4 | 0 | 0 | 0 | 0 | 0.1 | 0.1 | 0.1 | 0.1 | 0.1 | 0 | 0 | 0 | 4 | 0 | 0 | 0 | 0 | 0.1 | 0.1 | 0.1 | 0.1 | 0.1 | 0.051 | 0.015 | 0.00096308 | 4 | 0 | 0 | 0 | 0 | 0.1 | 0.1 | 0.1 | 0.1 | 0.1 | 0.1 | 0 | 0 | 4 | 0 | 0 | 0 | 0 | 0.1 | 0.1 | 0.1 | 0.1 | 0.1 | 0.1 | 0 | 0 | 4 | 0 | 0 | 0 | 0 | 0.1 | 0.1 | 0.1 | 0.1 | 0.1 | 0.1 | 0.1 | 0.012925 | 4 | 0 | 0 | 0 | 0 | 0.1 | 0.1 | 0.1 | 0.1 | 0.1 | 0.1 | 0.1 | 0.019262
0.33333 | 0.1 | 0.1 | 0.1 | 0.1 | 0.1 | 0.1 | 0.1 | 0.1 | 0 | 5 | 0 | 0 | 0 | 0 | 0.1 | 0.1 | 0.1 | 0.1 | 0.1 | 0 | 0 | 0 | 5 | 0 | 0 | 0 | 0 | 0.1 | 0.1 | 0.1 | 0.1 | 0.1 | 0.061 | 0.029 | 0.0011159 | 5 | 0 | 0 | 0 | 0 | 0.1 | 0.1 | 0.1 | 0.1 | 0.1 | 0.1 | 0 | 0 | 5 | 0 | 0 | 0 | 0 | 0.1 | 0.1 | 0.1 | 0.1 | 0.1 | 0.1 | 0.1 | 0 | 5 | 0 | 0 | 0 | 0 | 0.1 | 0.1 | 0.1 | 0.1 | 0.1 | 0.1 | 0.1 | 0.01401 | 5 | 0 | 0 | 0 | 0 | 0.1 | 0.1 | 0.1 | 0.1 | 0.1 | 0.1 | 0.1 | 0.021474
0.41667 | 0.1 | 0.1 | 0.1 | 0.1 | 0.1 | 0.1 | 0.1 | 0.1 | 0 | 6 | 0 | 0 | 0 | 0 | 0.1 | 0.1 | 0.1 | 0.1 | 0.1 | 0 | 0 | 0 | 6 | 0 | 0 | 0 | 0 | 0.1 | 0.1 | 0.1 | 0.1 | 0.1 | 0.055 | 0.019 | 0.00046291 | 6 | 0 | 0 | 0 | 0 | 0.1 | 0.1 | 0.1 | 0.1 | 0.1 | 0.1 | 0 | 0 | 6 | 0 | 0 | 0 | 0 | 0.1 | 0.1 | 0.1 | 0.1 | 0.1 | 0.1 | 0 | 0 | 6 | 0 | 0 | 0 | 0 | 0.1 | 0.1 | 0.1 | 0.1 | 0.1 | 0.1 | 0.1 | 0 | 6 | 0 | 0 | 0 | 0 | 0.1 | 0.1 | 0.1 | 0.1 | 0.1 | 0.1 | 0.1 | 0.01729
0.5 | 0.1 | 0.1 | 0.1 | 0.1 | 0.1 | 0.1 | 0.1 | 0.1 | 0 | 7 | 0 | 0 | 0 | 0 | 0.1 | 0.1 | 0.1 | 0.1 | 0.1 | 0 | 0 | 0 | 7 | 0 | 0 | 0 | 0 | 0.1 | 0.1 | 0.1 | 0.1 | 0.1 | 0.059 | 0.03 | 0.000744 | 7 | 0 | 0 | 0 | 0 | 0.1 | 0.1 | 0.1 | 0.1 | 0.1 | 0.1 | 0 | 0 | 7 | 0 | 0 | 0 | 0 | 0.1 | 0.1 | 0.1 | 0.1 | 0.1 | 0.1 | 0.1 | 0 | 7 | 0 | 0 | 0 | 0 | 0.1 | 0.1 | 0.1 | 0.1 | 0.1 | 0.1 | 0.1 | 0 | 7 | 0 | 0 | 0 | 0 | 0.1 | 0.1 | 0.1 | 0.1 | 0.1 | 0.1 | 0.1 | 0.018019
0.58333 | 0.1 | 0.1 | 0.1 | 0.1 | 0.1 | 0.1 | 0.1 | 0.1 | 0 | 8 | 0 | 0 | 0 | 0 | 0.1 | 0.1 | 0.1 | 0.1 | 0.1 | 0 | 0 | 0 | 8 | 0 | 0 | 0 | 0 | 0.1 | 0.1 | 0.1 | 0.1 | 0.1 | 0.058 | 0.02 | 0.00055946 | 8 | 0 | 0 | 0 | 0 | 0.1 | 0.1 | 0.1 | 0.1 | 0.1 | 0.1 | 0 | 0 | 8 | 0 | 0 | 0 | 0 | 0.1 | 0.1 | 0.1 | 0.1 | 0.1 | 0.1 | 0 | 0 | 8 | 0 | 0 | 0 | 0 | 0.1 | 0.1 | 0.1 | 0.1 | 0.1 | 0.1 | 0.1 | 0 | 8 | 0 | 0 | 0 | 0 | 0.1 | 0.1 | 0.1 | 0.1 | 0.1 | 0.1 | 0.1 | 0.016268
0.66667 | 0.1 | 0.1 | 0.1 | 0.1 | 0.1 | 0.1 | 0.1 | 0.1 | 0 | 9 | 0 | 0 | 0 | 0 | 0.1 | 0.1 | 0.1 | 0.1 | 0.1 | 0 | 0 | 0 | 9 | 0 | 0 | 0 | 0 | 0.1 | 0.1 | 0.1 | 0.1 | 0.1 | 0.06 | 0.027 | 0.00059641 | 9 | 0 | 0 | 0 | 0 | 0.1 | 0.1 | 0.1 | 0.1 | 0.1 | 0.1 | 0 | 0 | 9 | 0 | 0 | 0 | 0 | 0.1 | 0.1 | 0.1 | 0.1 | 0.1 | 0.1 | 0.1 | 0 | 9 | 0 | 0 | 0 | 0 | 0.1 | 0.1 | 0.1 | 0.1 | 0.1 | 0.1 | 0.1 | 0 | 9 | 0 | 0 | 0 | 0 | 0.1 | 0.1 | 0.1 | 0.1 | 0.1 | 0.1 | 0.1 | 0.015933
0.75 | 0.095 | 0 | 0 | 0.1 | 0.1 | 0.1 | 0.1 | 0.1 | 0 | 10 | 0 | 0 | 0 | 0 | 0.1 | 0.1 | 0.1 | 0.1 | 0.1 | 0 | 0 | 0 | 10 | 0 | 0 | 0 | 0 | 0.1 | 0.1 | 0.1 | 0.1 | 0.1 | 0.059 | 0.019 | 0.00096088 | 10 | 0 | 0 | 0 | 0 | 0.1 | 0.1 | 0.1 | 0.1 | 0.1 | 0.1 | 0 | 0 | 10 | 0 | 0 | 0 | 0 | 0.1 | 0.1 | 0.1 | 0.1 | 0.1 | 0.1 | 0 | 0 | 10 | 0 | 0 | 0 | 0 | 0.1 | 0.1 | 0.1 | 0.1 | 0.1 | 0.1 | 0.1 | 0.014544 | 10 | 0 | 0 | 0 | 0 | 0.1 | 0.1 | 0.1 | 0.1 | 0.1 | 0.1 | 0.1 | 0.016921
0.83333 | 0.063 | 0 | 0 | 0 | 0.1 | 0.1 | 0.1 | 0.1 | 0
0.91667 | 0.0042073 | 0 | 0 | 0 | 0 | 0.01243 | 0.017839 | 0.019503 | 0
1 | 0 | 0 | 0 | 0 | 0 | 0 | 0 | 0 | 0
1.0833 | 0 | 0 | 0 | 0 | 0 | 0 | 0 | 0 | 0
1.1667 | 0 | 0 | 0 | 0 | 0 | 0 | 0 | 0 | 0
1.25 | 0 | 0 | 0 | 0 | 0 | 0 | 0 | 0 | 0
1.3333 | 0.1 | 0.1 | 0.1 | 0.1 | 0.1 | 0.1 | 0.1 | 0.1 | 0
1.4167 | 0.1 | 0.1 | 0.1 | 0.1 | 0.1 | 0.1 | 0.1 | 0.1 | 0
1.5 | 0.1 | 0.1 | 0.1 | 0.1 | 0.1 | 0.1 | 0.1 | 0.1 | 0
1.5833 | 0.1 | 0.1 | 0.1 | 0.1 | 0.1 | 0.1 | 0.1 | 0.1 | 0
1.6667 | 0.1 | 0.1 | 0.1 | 0.1 | 0.1 | 0.1 | 0.1 | 0.1 | 0
1.75 | 0.018 | 0 | 0 | 0 | 0 | 0 | 0.1 | 0.1 | 0
1.8333 | 0.005 | 0 | 0 | 0 | 0 | 0 | 0 | 0.1 | 0
1.9167 | 0.00014099 | 0 | 0 | 0 | 0 | 0 | 0 | 0.014099 | 0
2 | 0 | 0 | 0 | 0 | 0 | 0 | 0 | 0 | 0
2.0833 | 0 | 0 | 0 | 0 | 0 | 0 | 0 | 0 | 0
2.1667 | 0 | 0 | 0 | 0 | 0 | 0 | 0 | 0 | 0
2.25 | 0 | 0 | 0 | 0 | 0 | 0 | 0 | 0 | 0
2.3333 | 0.1 | 0.1 | 0.1 | 0.1 | 0.1 | 0.1 | 0.1 | 0.1 | 0
2.4167 | 0.1 | 0.1 | 0.1 | 0.1 | 0.1 | 0.1 | 0.1 | 0.1 | 0
2.5 | 0.1 | 0.1 | 0.1 | 0.1 | 0.1 | 0.1 | 0.1 | 0.1 | 0
2.5833 | 0.1 | 0.1 | 0.1 | 0.1 | 0.1 | 0.1 | 0.1 | 0.1 | 0
2.6667 | 0.1 | 0.1 | 0.1 | 0.1 | 0.1 | 0.1 | 0.1 | 0.1 | 0
2.75 | 0.067 | 0 | 0 | 0 | 0.1 | 0.1 | 0.1 | 0.1 | 0
2.8333 | 0.042 | 0 | 0 | 0 | 0 | 0.1 | 0.1 | 0.1 | 0
2.9167 | 0.0030205 | 0 | 0 | 0 | 0 | 0 | 0.016381 | 0.020092 | 0
3 | 0 | 0 | 0 | 0 | 0 | 0 | 0 | 0 | 0
3.0833 | 0 | 0 | 0 | 0 | 0 | 0 | 0 | 0 | 0
3.1667 | 0 | 0 | 0 | 0 | 0 | 0 | 0 | 0 | 0
3.25 | 0 | 0 | 0 | 0 | 0 | 0 | 0 | 0 | 0
3.3333 | 0.1 | 0.1 | 0.1 | 0.1 | 0.1 | 0.1 | 0.1 | 0.1 | 0
3.4167 | 0.1 | 0.1 | 0.1 | 0.1 | 0.1 | 0.1 | 0.1 | 0.1 | 0
3.5 | 0.1 | 0.1 | 0.1 | 0.1 | 0.1 | 0.1 | 0.1 | 0.1 | 0
3.5833 | 0.1 | 0.1 | 0.1 | 0.1 | 0.1 | 0.1 | 0.1 | 0.1 | 0
3.6667 | 0.1 | 0.1 | 0.1 | 0.1 | 0.1 | 0.1 | 0.1 | 0.1 | 0
3.75 | 0.051 | 0 | 0 | 0 | 0.1 | 0.1 | 0.1 | 0.1 | 0
3.8333 | 0.015 | 0 | 0 | 0 | 0 | 0 | 0.1 | 0.1 | 0
3.9167 | 0.00096308 | 0 | 0 | 0 | 0 | 0 | 0.012925 | 0.019262 | 0
4 | 0 | 0 | 0 | 0 | 0 | 0 | 0 | 0 | 0
4.0833 | 0 | 0 | 0 | 0 | 0 | 0 | 0 | 0 | 0
4.1667 | 0 | 0 | 0 | 0 | 0 | 0 | 0 | 0 | 0
4.25 | 0 | 0 | 0 | 0 | 0 | 0 | 0 | 0 | 0
4.3333 | 0.1 | 0.1 | 0.1 | 0.1 | 0.1 | 0.1 | 0.1 | 0.1 | 0
4.4167 | 0.1 | 0.1 | 0.1 | 0.1 | 0.1 | 0.1 | 0.1 | 0.1 | 0
4.5 | 0.1 | 0.1 | 0.1 | 0.1 | 0.1 | 0.1 | 0.1 | 0.1 | 0
4.5833 | 0.1 | 0.1 | 0.1 | 0.1 | 0.1 | 0.1 | 0.1 | 0.1 | 0
4.6667 | 0.1 | 0.1 | 0.1 | 0.1 | 0.1 | 0.1 | 0.1 | 0.1 | 0
4.75 | 0.061 | 0 | 0 | 0 | 0.1 | 0.1 | 0.1 | 0.1 | 0
4.8333 | 0.029 | 0 | 0 | 0 | 0 | 0.1 | 0.1 | 0.1 | 0
4.9167 | 0.0011159 | 0 | 0 | 0 | 0 | 0 | 0.01401 | 0.021474 | 0
5 | 0 | 0 | 0 | 0 | 0 | 0 | 0 | 0 | 0
5.0833 | 0 | 0 | 0 | 0 | 0 | 0 | 0 | 0 | 0
5.1667 | 0 | 0 | 0 | 0 | 0 | 0 | 0 | 0 | 0
5.25 | 0 | 0 | 0 | 0 | 0 | 0 | 0 | 0 | 0
5.3333 | 0.1 | 0.1 | 0.1 | 0.1 | 0.1 | 0.1 | 0.1 | 0.1 | 0
5.4167 | 0.1 | 0.1 | 0.1 | 0.1 | 0.1 | 0.1 | 0.1 | 0.1 | 0
5.5 | 0.1 | 0.1 | 0.1 | 0.1 | 0.1 | 0.1 | 0.1 | 0.1 | 0
5.5833 | 0.1 | 0.1 | 0.1 | 0.1 | 0.1 | 0.1 | 0.1 | 0.1 | 0
5.6667 | 0.1 | 0.1 | 0.1 | 0.1 | 0.1 | 0.1 | 0.1 | 0.1 | 0
5.75 | 0.055 | 0 | 0 | 0 | 0.1 | 0.1 | 0.1 | 0.1 | 0
5.8333 | 0.019 | 0 | 0 | 0 | 0 | 0 | 0.1 | 0.1 | 0
5.9167 | 0.00046291 | 0 | 0 | 0 | 0 | 0 | 0 | 0.01729 | 0
6 | 0 | 0 | 0 | 0 | 0 | 0 | 0 | 0 | 0
6.0833 | 0 | 0 | 0 | 0 | 0 | 0 | 0 | 0 | 0
6.1667 | 0 | 0 | 0 | 0 | 0 | 0 | 0 | 0 | 0
6.25 | 0 | 0 | 0 | 0 | 0 | 0 | 0 | 0 | 0
6.3333 | 0.1 | 0.1 | 0.1 | 0.1 | 0.1 | 0.1 | 0.1 | 0.1 | 0
6.4167 | 0.1 | 0.1 | 0.1 | 0.1 | 0.1 | 0.1 | 0.1 | 0.1 | 0
6.5 | 0.1 | 0.1 | 0.1 | 0.1 | 0.1 | 0.1 | 0.1 | 0.1 | 0
6.5833 | 0.1 | 0.1 | 0.1 | 0.1 | 0.1 | 0.1 | 0.1 | 0.1 | 0
6.6667 | 0.1 | 0.1 | 0.1 | 0.1 | 0.1 | 0.1 | 0.1 | 0.1 | 0
6.75 | 0.059 | 0 | 0 | 0 | 0.1 | 0.1 | 0.1 | 0.1 | 0
6.8333 | 0.03 | 0 | 0 | 0 | 0 | 0.1 | 0.1 | 0.1 | 0
6.9167 | 0.000744 | 0 | 0 | 0 | 0 | 0 | 0 | 0.018019 | 0
7 | 0 | 0 | 0 | 0 | 0 | 0 | 0 | 0 | 0
7.0833 | 0 | 0 | 0 | 0 | 0 | 0 | 0 | 0 | 0
7.1667 | 0 | 0 | 0 | 0 | 0 | 0 | 0 | 0 | 0
7.25 | 0 | 0 | 0 | 0 | 0 | 0 | 0 | 0 | 0
7.3333 | 0.1 | 0.1 | 0.1 | 0.1 | 0.1 | 0.1 | 0.1 | 0.1 | 0
7.4167 | 0.1 | 0.1 | 0.1 | 0.1 | 0.1 | 0.1 | 0.1 | 0.1 | 0
7.5 | 0.1 | 0.1 | 0.1 | 0.1 | 0.1 | 0.1 | 0.1 | 0.1 | 0
7.5833 | 0.1 | 0.1 | 0.1 | 0.1 | 0.1 | 0.1 | 0.1 | 0.1 | 0
7.6667 | 0.1 | 0.1 | 0.1 | 0.1 | 0.1 | 0.1 | 0.1 | 0.1 | 0
7.75 | 0.058 | 0 | 0 | 0 | 0.1 | 0.1 | 0.1 | 0.1 | 0
7.8333 | 0.02 | 0 | 0 | 0 | 0 | 0 | 0.1 | 0.1 | 0
7.9167 | 0.00055946 | 0 | 0 | 0 | 0 | 0 | 0 | 0.016268 | 0
8 | 0 | 0 | 0 | 0 | 0 | 0 | 0 | 0 | 0
8.0833 | 0 | 0 | 0 | 0 | 0 | 0 | 0 | 0 | 0
8.1667 | 0 | 0 | 0 | 0 | 0 | 0 | 0 | 0 | 0
8.25 | 0 | 0 | 0 | 0 | 0 | 0 | 0 | 0 | 0
8.3333 | 0.1 | 0.1 | 0.1 | 0.1 | 0.1 | 0.1 | 0.1 | 0.1 | 0
8.4167 | 0.1 | 0.1 | 0.1 | 0.1 | 0.1 | 0.1 | 0.1 | 0.1 | 0
8.5 | 0.1 | 0.1 | 0.1 | 0.1 | 0.1 | 0.1 | 0.1 | 0.1 | 0
8.5833 | 0.1 | 0.1 | 0.1 | 0.1 | 0.1 | 0.1 | 0.1 | 0.1 | 0
8.6667 | 0.1 | 0.1 | 0.1 | 0.1 | 0.1 | 0.1 | 0.1 | 0.1 | 0
8.75 | 0.06 | 0 | 0 | 0 | 0.1 | 0.1 | 0.1 | 0.1 | 0
8.8333 | 0.027 | 0 | 0 | 0 | 0 | 0.1 | 0.1 | 0.1 | 0
8.9167 | 0.00059641 | 0 | 0 | 0 | 0 | 0 | 0 | 0.015933 | 0
9 | 0 | 0 | 0 | 0 | 0 | 0 | 0 | 0 | 0
9.0833 | 0 | 0 | 0 | 0 | 0 | 0 | 0 | 0 | 0
9.1667 | 0 | 0 | 0 | 0 | 0 | 0 | 0 | 0 | 0
9.25 | 0 | 0 | 0 | 0 | 0 | 0 | 0 | 0 | 0
9.3333 | 0.1 | 0.1 | 0.1 | 0.1 | 0.1 | 0.1 | 0.1 | 0.1 | 0
9.4167 | 0.1 | 0.1 | 0.1 | 0.1 | 0.1 | 0.1 | 0.1 | 0.1 | 0
9.5 | 0.1 | 0.1 | 0.1 | 0.1 | 0.1 | 0.1 | 0.1 | 0.1 | 0
9.5833 | 0.1 | 0.1 | 0.1 | 0.1 | 0.1 | 0.1 | 0.1 | 0.1 | 0
9.6667 | 0.1 | 0.1 | 0.1 | 0.1 | 0.1 | 0.1 | 0.1 | 0.1 | 0
9.75 | 0.059 | 0 | 0 | 0 | 0.1 | 0.1 | 0.1 | 0.1 | 0
9.8333 | 0.019 | 0 | 0 | 0 | 0 | 0 | 0.1 | 0.1 | 0
9.9167 | 0.00096088 | 0 | 0 | 0 | 0 | 0 | 0.014544 | 0.016921 | 0
10 | 0 | 0 | 0 | 0 | 0 | 0 | 0 | 0 | 0