## Summary
Figure 11
Scenario C-6f Results
Faro Mine Remediation Project
C-6f

## Data
X14 WQ | [9 empty] | FaroPitElevation | [9 empty] | WTP Flows | [9 empty] | WTP Concentration for Zn | [10 empty] | CVP | [9 empty] | CVP WQ | [9 empty] | CVPReleases
Time (yr) | SelectorWQ:Mean | SelectorWQ:Least Result | SelectorWQ:5% | SelectorWQ:25% | SelectorWQ:Median | SelectorWQ:75% | SelectorWQ:95% | SelectorWQ:Greatest Result | Greatest Result | Time (yr) | Faro_Elevation:Mean | Faro_Elevation:Least Result | Faro_Elevation:5% | Faro_Elevation:25% | Faro_Elevation:Median | Faro_Elevation:75% | Faro_Elevation:95% | Faro_Elevation:Greatest Result | Greatest Result | Time (yr) | Total_Faro_Discharge:Mean | Total_Faro_Discharge:Least Result | Total_Faro_Discharge:5% | Total_Faro_Discharge:25% | Total_Faro_Discharge:Median | Total_Faro_Discharge:75% | Total_Faro_Discharge:95% | Total_Faro_Discharge:Greatest Result | Greatest Result | Time (yr) | SelectorWQ:Mean | SelectorWQ:Least Result | SelectorWQ:5% | SelectorWQ:25% | SelectorWQ:Median | SelectorWQ:75% | SelectorWQ:95% | SelectorWQ:Greatest Result | Greatest Result |  | Time (yr) | CVD_Elevation:Mean | CVD_Elevation:Least Result | CVD_Elevation:5% | CVD_Elevation:25% | CVD_Elevation:Median | CVD_Elevation:75% | CVD_Elevation:95% | CVD_Elevation:Greatest Result | Greatest Result | Time (yr) | SelectorWQ:Mean | SelectorWQ:Least Result | SelectorWQ:5% | SelectorWQ:25% | SelectorWQ:Median | SelectorWQ:75% | SelectorWQ:95% | SelectorWQ:Greatest Result | Greatest Result | Time (yr) | X14:Mean | X14:Least Result | X14:5% | X14:25% | X14:Median | X14:75% | X14:95% | X14:Greatest Result
0 | 0.047619 | 0.038118 | 0.041441 | 0.044321 | 0.047181 | 0.050068 | 0.054432 | 0.066826 |  | 0 | 1141.6 | 1141.6 | 1141.6 | 1141.6 | 1141.6 | 1141.6 | 1141.6 | 1141.6 |  | 0 | 0 | 0 | 0 | 0 | 0 | 0 | 0 | 0 |  | 0 | 0 | 0 | 0 | 0 | 0 | 0 | 0 | 0 |  | jan | 0 | 1027.796 | 1027.796 | 1027.796 | 1027.796 | 1027.796 | 1027.796 | 1027.796 | 1027.796 |  | 0 | 0.299 | 0.299 | 0.299 | 0.299 | 0.299 | 0.299 | 0.299 | 0.299 |  | 0 | 1051.5066 | 916.1108 | 978.3126 | 1022.2575 | 1046.9385 | 1081.7149 | 1132.9825 | 1165.2664
0.083333 | 0.038043 | 0.019512 | 0.02995 | 0.033648 | 0.038114 | 0.042197 | 0.047894 | 0.052609 |  | 0.083333 | 1142.1144 | 1141.8608 | 1141.9574 | 1142.031 | 1142.094 | 1142.1949 | 1142.3311 | 1142.4292 |  | 0.083333 | 0 | 0 | 0 | 0 | 0 | 0 | 0 | 0 |  | 0.083333 | 0 | 0 | 0 | 0 | 0 | 0 | 0 | 0 |  | feb | 0.083333 | 1027.1583 | 1027.1583 | 1027.1583 | 1027.1583 | 1027.1583 | 1027.1583 | 1027.1583 | 1027.1583 |  | 0.083333 | 0.2193 | 0.065281 | 0.12177 | 0.17746 | 0.22008 | 0.25885 | 0.31498 | 0.37192 |  | 0.083333 | 586.7558 | 0 | 523.9767 | 580.0447 | 588.5939 | 619.7374 | 655.7254 | 689.6122
0.16667 | 0.03666 | 0.021283 | 0.025838 | 0.032062 | 0.036861 | 0.042078 | 0.046589 | 0.053057 |  | 0.16667 | 1142.732 | 1142.1022 | 1142.4265 | 1142.6091 | 1142.705 | 1142.897 | 1143.08 | 1143.1985 |  | 0.16667 | 0 | 0 | 0 | 0 | 0 | 0 | 0 | 0 |  | 0.16667 | 0 | 0 | 0 | 0 | 0 | 0 | 0 | 0 |  | mar | 0.16667 | 1026.8438 | 1026.8325 | 1026.8325 | 1026.8325 | 1026.8325 | 1026.8325 | 1026.8325 | 1027.3973 |  | 0.16667 | 0.22334 | 0.058038 | 0.11406 | 0.18309 | 0.21911 | 0.27506 | 0.32908 | 0.3656 |  | 0.16667 | 396.4682 | 0 | 308.8274 | 384.19 | 397.9128 | 429.6276 | 464.6994 | 494.787
0.25 | 0.031112 | 0.02353 | 0.025452 | 0.028051 | 0.031138 | 0.033807 | 0.037445 | 0.040401 |  | 0.25 | 1143.2349 | 1142.4604 | 1142.9292 | 1143.1226 | 1143.208 | 1143.3934 | 1143.5818 | 1143.7701 |  | 0.25 | 0 | 0 | 0 | 0 | 0 | 0 | 0 | 0 |  | 0.25 | 0 | 0 | 0 | 0 | 0 | 0 | 0 | 0 |  | apr | 0.25 | 1026.6895 | 1026.6663 | 1026.6663 | 1026.6663 | 1026.6663 | 1026.6663 | 1026.6663 | 1027.6312 |  | 0.25 | 0.19466 | 0.0048204 | 0.076548 | 0.14771 | 0.19563 | 0.24602 | 0.28784 | 0.34381 |  | 0.25 | 310.7126 | 0 | 0 | 309.343 | 328.4518 | 368.8512 | 408.6356 | 438.5432
0.33333 | 0.030284 | 0.0078723 | 0.011208 | 0.019153 | 0.028829 | 0.039016 | 0.053035 | 0.074083 |  | 0.33333 | 1143.6577 | 1142.8105 | 1143.2725 | 1143.5042 | 1143.6125 | 1143.8727 | 1144.1201 | 1144.363 |  | 0.33333 | 6000 | 6000 | 6000 | 6000 | 6000 | 6000 | 6000 | 6000 |  | 0.33333 | 0.2 | 0.2 | 0.2 | 0.2 | 0.2 | 0.2 | 0.2 | 0.2 |  | may | 0.33333 | 1026.6325 | 1026.5831 | 1026.5831 | 1026.5831 | 1026.5831 | 1026.5831 | 1026.8901 | 1027.8916 |  | 0.33333 | 0.12267 | 0.0007614 | 0.0059164 | 0.082598 | 0.12828 | 0.17175 | 0.21408 | 0.2454 |  | 0.33333 | 6665.0404 | 4224.7088 | 4432.1648 | 4628.0541 | 7814.5721 | 7881.6071 | 8057.2083 | 8151.4653
0.41667 | 0.03209 | 0.01551 | 0.01779 | 0.026906 | 0.032065 | 0.036828 | 0.045421 | 0.055938 |  | 0.41667 | 1142.877 | 1141.6016 | 1142.114 | 1142.6051 | 1142.8174 | 1143.2629 | 1143.6123 | 1143.8937 |  | 0.41667 | 6000 | 6000 | 6000 | 6000 | 6000 | 6000 | 6000 | 6000 |  | 0.41667 | 0.2 | 0.2 | 0.2 | 0.2 | 0.2 | 0.2 | 0.2 | 0.2 |  | jun | 0.41667 | 1027.6468 | 1026.5432 | 1026.5437 | 1026.5438 | 1026.5442 | 1029.4474 | 1029.4474 | 1029.4474 |  | 0.41667 | 0.15876 | 0.1007 | 0.10984 | 0.13477 | 0.15784 | 0.18399 | 0.21367 | 0.25631 |  | 0.41667 | 8348.9854 | 7490.3363 | 7609.5475 | 7683.1523 | 7770.6506 | 9343.5252 | 9481.2484 | 9562.5944
0.5 | 0.03566 | 0.015536 | 0.024235 | 0.029986 | 0.034575 | 0.04096 | 0.048051 | 0.057504 |  | 0.5 | 1142.1967 | 1140.8281 | 1141.4404 | 1141.8138 | 1141.9727 | 1142.7329 | 1143.3041 | 1143.6509 |  | 0.5 | 6000 | 6000 | 6000 | 6000 | 6000 | 6000 | 6000 | 6000 |  | 0.5 | 0.2 | 0.2 | 0.2 | 0.2 | 0.2 | 0.2 | 0.2 | 0.2 |  | jul | 0.5 | 1027.0889 | 1026.5216 | 1026.5219 | 1026.522 | 1026.5221 | 1028.0145 | 1028.0145 | 1028.0145 |  | 0.5 | 0.15424 | 0.065041 | 0.091095 | 0.12411 | 0.14831 | 0.17742 | 0.23433 | 0.28059 |  | 0.5 | 7656.3399 | 4096.6074 | 5067.9414 | 7529.5534 | 7605.2574 | 8368.9777 | 8463.3386 | 8564.4517
0.58333 | 0.035288 | 0.013655 | 0.014986 | 0.024658 | 0.035294 | 0.043497 | 0.058039 | 0.088661 |  | 0.58333 | 1141.5241 | 1139.9242 | 1140.7338 | 1141.1659 | 1141.3787 | 1141.9148 | 1142.7014 | 1143.3176 |  | 0.58333 | 5995.5676 | 5834.4269 | 6000 | 6000 | 6000 | 6000 | 6000 | 6000 |  | 0.58333 | 0.2 | 0.2 | 0.2 | 0.2 | 0.2 | 0.2 | 0.2 | 0.2 |  | aug | 0.58333 | 1026.9668 | 1026.5109 | 1026.5109 | 1026.511 | 1026.5111 | 1027.2678 | 1029.4309 | 1029.4451 |  | 0.58333 | 0.14873 | 0.017917 | 0.062434 | 0.096174 | 0.14655 | 0.17997 | 0.27505 | 0.29958 |  | 0.58333 | 6730.0632 | 3800.2543 | 3904.8231 | 5007.4753 | 7353.1369 | 7712.3593 | 8021.234 | 9248.518
0.66667 | 0.047407 | 0.036633 | 0.039082 | 0.044088 | 0.047408 | 0.05073 | 0.055245 | 0.058355 |  | 0.66667 | 1140.8499 | 1138.9274 | 1139.922 | 1140.4868 | 1140.7312 | 1141.3463 | 1141.8899 | 1142.6776 |  | 0.66667 | 5902.2205 | 2736.1868 | 6000 | 6000 | 6000 | 6000 | 6000 | 6000 |  | 0.66667 | 0.2 | 0.2 | 0.2 | 0.2 | 0.2 | 0.2 | 0.2 | 0.2 |  | sep | 0.66667 | 1027.4995 | 1026.5054 | 1026.5055 | 1026.5055 | 1026.8896 | 1029.4545 | 1029.4597 | 1029.4597 |  | 0.66667 | 0.21788 | 0.1706 | 0.18262 | 0.19283 | 0.22717 | 0.23337 | 0.24201 | 0.25494 |  | 0.66667 | 7846.4021 | 3595.3691 | 7140.7763 | 7341.5859 | 7558.5158 | 8945.1758 | 9280.4865 | 9329.8499
0.75 | 0.051281 | 0.015837 | 0.02171 | 0.038837 | 0.050186 | 0.064519 | 0.079935 | 0.1 |  | 0.75 | 1140.1868 | 1138.9723 | 1139.0341 | 1139.6965 | 1140.0387 | 1140.7831 | 1141.376 | 1141.9335 |  | 0.75 | 5352.0069 | 0 | 0 | 5233.1059 | 6000 | 6000 | 6000 | 6000 |  | 0.75 | 0.19 | 0 | 0 | 0.2 | 0.2 | 0.2 | 0.2 | 0.2 |  | oct | 0.75 | 1027.0206 | 1026.5027 | 1026.5027 | 1026.5028 | 1026.6948 | 1028.0181 | 1028.0208 | 1028.0208 |  | 0.75 | 0.19811 | 0.011676 | 0.057605 | 0.14563 | 0.2003 | 0.25132 | 0.32363 | 0.39483 |  | 0.75 | 6162.1816 | 589.5556 | 815.2511 | 5531.5646 | 6969.4827 | 7206.3724 | 7979.8935 | 8144.0273
0.83333 | 0.048129 | 0.022216 | 0.024586 | 0.030336 | 0.05311 | 0.061977 | 0.067353 | 0.069035 |  | 0.83333 | 1139.5587 | 1138.9962 | 1138.9962 | 1138.9962 | 1139.1787 | 1140.0736 | 1140.7537 | 1141.3809 |  | 0.83333 | 2859.6869 | 0 | 0 | 0 | 2805.4317 | 6000 | 6000 | 6000 |  | 0.83333 | 0.126 | 0 | 0 | 0 | 0.2 | 0.2 | 0.2 | 0.2 |  | nov | 0.83333 | 1027.1301 | 1026.5013 | 1026.5013 | 1026.5013 | 1026.5974 | 1027.271 | 1029.4979 | 1029.4979 |  | 0.83333 | 0.17721 | 0.12315 | 0.13657 | 0.17249 | 0.17788 | 0.18165 | 0.2168 | 0.27485 |  | 0.83333 | 3717.6792 | 298.514 | 402.3107 | 867.3301 | 3554.0231 | 6587.1346 | 7028.1892 | 7116.4848
0.91667 | 0.029468 | 0.017549 | 0.01974 | 0.023292 | 0.02636 | 0.036758 | 0.042926 | 0.046881 |  | 0.91667 | 1139.4503 | 1139 | 1139 | 1139 | 1139.4197 | 1139.7397 | 1140.417 | 1140.6775 |  | 0.91667 | 426.8401 | 0 | 0 | 0 | 0 | 1515.384 | 1725.549 | 1884.06 |  | 0.91667 | 0.0042073 | 0 | 0 | 0 | 0 | 0.01243 | 0.017839 | 0.019503 |  | dec | 0.91667 | 1026.822 | 1026.5007 | 1026.5007 | 1026.5007 | 1026.5487 | 1026.8914 | 1028.0403 | 1028.0403 |  | 0.91667 | 0.17977 | 0.11405 | 0.14534 | 0.17088 | 0.17904 | 0.18847 | 0.20963 | 0.26134 |  | 0.91667 | 1011.4126 | 240.2728 | 320.6147 | 396.4082 | 589.9227 | 1995.1297 | 2360.1475 | 2662.1715
1 | 0.025958 | 0.01956 | 0.020694 | 0.023822 | 0.025754 | 0.028081 | 0.031589 | 0.036385 |  | 1 | 1139.9525 | 1139.2249 | 1139.3132 | 1139.6304 | 1139.72 | 1140.2988 | 1140.7042 | 1140.9441 |  | 1 | 0 | 0 | 0 | 0 | 0 | 0 | 0 | 0 |  | 1 | 0 | 0 | 0 | 0 | 0 | 0 | 0 | 0 |  | jan | 1 | 1026.6632 | 1026.5004 | 1026.5004 | 1026.5004 | 1026.5243 | 1026.6957 | 1027.2811 | 1027.3528 |  | 1 | 0.19741 | 0.14732 | 0.16309 | 0.17837 | 0.20108 | 0.21063 | 0.23827 | 0.29162 |  | 1 | 410.9075 | 199.6072 | 261.7226 | 311.4814 | 365.7462 | 429.0201 | 816.7876 | 860.647
1.0833 | 0.024474 | 0.016492 | 0.018501 | 0.021486 | 0.024608 | 0.027336 | 0.030555 | 0.032808 |  | 1.0833 | 1140.4709 | 1139.8101 | 1139.9856 | 1140.1924 | 1140.3713 | 1140.7047 | 1141.1588 | 1141.3754 |  | 1.0833 | 0 | 0 | 0 | 0 | 0 | 0 | 0 | 0 |  | 1.0833 | 0 | 0 | 0 | 0 | 0 | 0 | 0 | 0 |  | feb | 1.0833 | 1026.5831 | 1026.5001 | 1026.5001 | 1026.5001 | 1026.5122 | 1026.5978 | 1026.8966 | 1026.934 |  | 1.0833 | 0.10843 | 1.117e-05 | 0.0051507 | 0.073566 | 0.10579 | 0.14545 | 0.21089 | 0.26171 |  | 1.0833 | 154.3113 | 0 | 0 | 0 | 186.1045 | 261.6386 | 488.3804 | 510.4942
1.1667 | 0.027054 | 0.012793 | 0.016566 | 0.022376 | 0.027488 | 0.030935 | 0.036991 | 0.042072 |  | 1.1667 | 1140.8306 | 1140.2335 | 1140.3827 | 1140.5459 | 1140.7817 | 1141.0393 | 1141.5071 | 1141.7245 |  | 1.1667 | 0 | 0 | 0 | 0 | 0 | 0 | 0 | 0 |  | 1.1667 | 0 | 0 | 0 | 0 | 0 | 0 | 0 | 0 |  | mar | 1.1667 | 1026.6524 | 1026.5001 | 1026.5001 | 1026.5061 | 1026.6882 | 1026.7383 | 1026.9307 | 1027.1145 |  | 1.1667 | 0.11831 | 0.00045249 | 0.0054178 | 0.069473 | 0.11617 | 0.16282 | 0.23383 | 0.26958 |  | 1.1667 | 159.3512 | 0 | 0 | 0 | 205.6247 | 275.6775 | 382.5122 | 432.6801
1.25 | 0.026385 | 0.017508 | 0.01927 | 0.023362 | 0.026277 | 0.029411 | 0.033932 | 0.035965 |  | 1.25 | 1141.1971 | 1140.6149 | 1140.6932 | 1140.9165 | 1141.1672 | 1141.3899 | 1141.8916 | 1142.1245 |  | 1.25 | 0 | 0 | 0 | 0 | 0 | 0 | 0 | 0 |  | 1.25 | 0 | 0 | 0 | 0 | 0 | 0 | 0 | 0 |  | apr | 1.25 | 1026.7111 | 1026.5 | 1026.5 | 1026.5033 | 1026.6061 | 1026.9248 | 1027.1079 | 1027.3202 |  | 1.25 | 0.094215 | 0.00036268 | 0.00058486 | 0.043423 | 0.085269 | 0.14526 | 0.22001 | 0.26399 |  | 1.25 | 109.345 | 0 | 0 | 0 | 0 | 239.296 | 322.8232 | 707.3253
1.3333 | 0.028989 | 0.0069938 | 0.0078647 | 0.016603 | 0.027011 | 0.039496 | 0.05774 | 0.063617 |  | 1.3333 | 1141.6044 | 1140.9166 | 1141.0032 | 1141.2766 | 1141.5677 | 1141.7786 | 1142.5614 | 1142.7827 |  | 1.3333 | 6000 | 6000 | 6000 | 6000 | 6000 | 6000 | 6000 | 6000 |  | 1.3333 | 0.2 | 0.2 | 0.2 | 0.2 | 0.2 | 0.2 | 0.2 | 0.2 |  | may | 1.3333 | 1026.8339 | 1026.5 | 1026.5 | 1026.5132 | 1026.7987 | 1027.1238 | 1027.3196 | 1027.4822 |  | 1.3333 | 0.040554 | 0.00037005 | 0.00058118 | 0.00087788 | 0.02051 | 0.073353 | 0.13846 | 0.20948 |  | 1.3333 | 5307.5212 | 4135.1241 | 4325.4219 | 4611.7396 | 4984.5863 | 5344.8957 | 7911.4764 | 8029.5223
1.4167 | 0.030382 | 0.016497 | 0.017244 | 0.023773 | 0.029911 | 0.036253 | 0.048974 | 0.052147 |  | 1.4167 | 1140.9211 | 1140.1165 | 1140.2344 | 1140.6152 | 1140.92 | 1141.2174 | 1141.6531 | 1141.9254 |  | 1.4167 | 6000 | 6000 | 6000 | 6000 | 6000 | 6000 | 6000 | 6000 |  | 1.4167 | 0.2 | 0.2 | 0.2 | 0.2 | 0.2 | 0.2 | 0.2 | 0.2 |  | jun | 1.4167 | 1028.979 | 1026.5 | 1026.5005 | 1029.4409 | 1029.4438 | 1029.4463 | 1029.4481 | 1029.4481 |  | 1.4167 | 0.14305 | 0.10668 | 0.11322 | 0.12416 | 0.13683 | 0.15308 | 0.1986 | 0.22712 |  | 1.4167 | 9103.8297 | 7576.6546 | 7680.8717 | 9243.5335 | 9328.5725 | 9411.9715 | 9543.706 | 9562.1589
1.5 | 0.036561 | 0.017429 | 0.022839 | 0.031017 | 0.037617 | 0.042205 | 0.048976 | 0.055261 |  | 1.5 | 1140.3879 | 1139.2643 | 1139.3378 | 1140.0591 | 1140.4202 | 1140.848 | 1141.1711 | 1141.611 |  | 1.5 | 5832.8456 | 3863.0473 | 4499.6045 | 6000 | 6000 | 6000 | 6000 | 6000 |  | 1.5 | 0.2 | 0.2 | 0.2 | 0.2 | 0.2 | 0.2 | 0.2 | 0.2 |  | jul | 1.5 | 1027.779 | 1026.5 | 1026.5 | 1028.0111 | 1028.0128 | 1028.0145 | 1028.0149 | 1028.1865 |  | 1.5 | 0.16088 | 0.06551 | 0.092378 | 0.13702 | 0.16209 | 0.1896 | 0.22807 | 0.2357 |  | 1.5 | 7807.2006 | 4105.6553 | 5792.0103 | 7538.487 | 8345.1453 | 8391.4968 | 8462.0207 | 8563.8169
1.5833 | 0.034622 | 0.014484 | 0.01934 | 0.027991 | 0.035143 | 0.041043 | 0.049494 | 0.060224 |  | 1.5833 | 1139.7563 | 1138.9017 | 1138.9019 | 1139.2395 | 1139.7621 | 1140.3 | 1140.6797 | 1141.1411 |  | 1.5833 | 5123.9605 | 2612.5448 | 2985.1173 | 4236.5338 | 6000 | 6000 | 6000 | 6000 |  | 1.5833 | 0.2 | 0.2 | 0.2 | 0.2 | 0.2 | 0.2 | 0.2 | 0.2 |  | aug | 1.5833 | 1027.3667 | 1026.5 | 1026.5002 | 1027.2662 | 1027.2671 | 1027.2679 | 1029.4309 | 1029.4453 |  | 1.5833 | 0.15658 | 0.021746 | 0.076541 | 0.11908 | 0.15932 | 0.18879 | 0.24837 | 0.30301 |  | 1.5833 | 6471.6598 | 1622.4304 | 3873.9207 | 5072.41 | 6774.4975 | 7873.5105 | 9153.7659 | 9302.3868
1.6667 | 0.040649 | 0.032141 | 0.035155 | 0.037885 | 0.040202 | 0.042431 | 0.049328 | 0.051904 |  | 1.6667 | 1139.2607 | 1138.9275 | 1138.9277 | 1138.9279 | 1139.0005 | 1139.5759 | 1140.1646 | 1140.6165 |  | 1.6667 | 4246.4201 | 2647.2095 | 2884.1287 | 3294.5354 | 3594.8832 | 5723.5474 | 6000 | 6000 |  | 1.6667 | 0.2 | 0.2 | 0.2 | 0.2 | 0.2 | 0.2 | 0.2 | 0.2 |  | sep | 1.6667 | 1027.3577 | 1026.5 | 1026.5007 | 1026.8888 | 1026.8894 | 1026.936 | 1029.4545 | 1029.4597 |  | 1.6667 | 0.21708 | 0.12846 | 0.17886 | 0.21279 | 0.22268 | 0.22801 | 0.23927 | 0.24725 |  | 1.6667 | 6090.6173 | 3716.9765 | 4149.3535 | 4803.8565 | 5859.974 | 7576.7131 | 8510.5139 | 9350.4615
1.75 | 0.028165 | 0.014206 | 0.01729 | 0.022273 | 0.025151 | 0.029773 | 0.054154 | 0.068263 |  | 1.75 | 1139.0564 | 1138.9613 | 1138.972 | 1138.9722 | 1138.9723 | 1138.9723 | 1139.4795 | 1140.0983 |  | 1.75 | 822.5412 | 0 | 0 | 0 | 0 | 0 | 5141.7507 | 6000 |  | 1.75 | 0.034 | 0 | 0 | 0 | 0 | 0 | 0.2 | 0.2 |  | oct | 1.75 | 1026.937 | 1026.5 | 1026.5004 | 1026.6945 | 1026.6948 | 1026.719 | 1028.0181 | 1028.0208 |  | 1.75 | 0.18881 | 0.0032241 | 0.055127 | 0.15249 | 0.18918 | 0.23254 | 0.30519 | 0.34571 |  | 1.75 | 1865.5729 | 0 | 0 | 915.7428 | 1034.4444 | 1762.153 | 6976.7025 | 7705.884
1.8333 | 0.027462 | 0.015534 | 0.0199 | 0.02476 | 0.026784 | 0.028704 | 0.042081 | 0.051453 |  | 1.8333 | 1139.8698 | 1138.9962 | 1138.9962 | 1139.9612 | 1140.0271 | 1140.0774 | 1140.1194 | 1140.1528 |  | 1.8333 | 199.1509 | 0 | 0 | 0 | 0 | 0 | 0 | 4418.6931 |  | 1.8333 | 0.01 | 0 | 0 | 0 | 0 | 0 | 0 | 0.2 |  | nov | 1.8333 | 1026.842 | 1026.5 | 1026.5009 | 1026.5973 | 1026.5974 | 1027.2654 | 1027.4982 | 1029.4979 |  | 1.8333 | 0.16761 | 0.0057563 | 0.071107 | 0.1497 | 0.16981 | 0.19553 | 0.25466 | 0.30941 |  | 1.8333 | 761.3616 | 0 | 0 | 486.4835 | 538.0956 | 743.6132 | 2722.3837 | 5156.1496
1.9167 | 0.02396 | 0.014599 | 0.017607 | 0.021501 | 0.024122 | 0.026726 | 0.029515 | 0.036588 |  | 1.9167 | 1140.5326 | 1139 | 1139.3997 | 1140.5381 | 1140.6873 | 1140.7805 | 1140.9055 | 1140.9598 |  | 1.9167 | 18.5111 | 0 | 0 | 0 | 0 | 0 | 0 | 1851.1102 |  | 1.9167 | 0.00014099 | 0 | 0 | 0 | 0 | 0 | 0 | 0.014099 |  | dec | 1.9167 | 1026.7795 | 1026.5 | 1026.5004 | 1026.5487 | 1026.5496 | 1026.8906 | 1027.9192 | 1029.5 |  | 1.9167 | 0.16046 | 0.0039148 | 0.065005 | 0.13892 | 0.16734 | 0.18527 | 0.24788 | 0.29902 |  | 1.9167 | 450.8975 | 0 | 0 | 381.9622 | 418.8207 | 525.7335 | 661.1413 | 2532.2364
2 | 0.025533 | 0.017588 | 0.020046 | 0.02344 | 0.025264 | 0.027643 | 0.03206 | 0.035882 |  | 2 | 1141.0684 | 1139.3302 | 1140.1504 | 1140.9526 | 1141.179 | 1141.3037 | 1141.5061 | 1141.574 |  | 2 | 0 | 0 | 0 | 0 | 0 | 0 | 0 | 0 |  | 2 | 0 | 0 | 0 | 0 | 0 | 0 | 0 | 0 |  | jan | 2 | 1026.7494 | 1026.5 | 1026.5002 | 1026.5243 | 1026.5258 | 1026.6953 | 1028.2673 | 1029.5 |  | 2 | 0.18944 | 0.038713 | 0.091152 | 0.16839 | 0.19538 | 0.21395 | 0.27236 | 0.31838 |  | 2 | 377.1155 | 0 | 0 | 303.2939 | 336.7696 | 401.0764 | 595.9688 | 2017.6772
2.0833 | 0.024941 | 0.019192 | 0.019792 | 0.022941 | 0.024513 | 0.026875 | 0.031005 | 0.036229 |  | 2.0833 | 1141.5359 | 1139.8695 | 1140.699 | 1141.3691 | 1141.6409 | 1141.7902 | 1142.0183 | 1142.2528 |  | 2.0833 | 0 | 0 | 0 | 0 | 0 | 0 | 0 | 0 |  | 2.0833 | 0 | 0 | 0 | 0 | 0 | 0 | 0 | 0 |  | feb | 2.0833 | 1026.7012 | 1026.5 | 1026.5094 | 1026.5122 | 1026.5131 | 1026.5977 | 1028.4364 | 1028.868 |  | 2.0833 | 0.11023 | 9.411e-06 | 0.00032065 | 0.056787 | 0.10961 | 0.15725 | 0.21363 | 0.28749 |  | 2.0833 | 140.3125 | 0 | 0 | 0 | 197.8764 | 235.1445 | 328.5602 | 769.4151
2.1667 | 0.028586 | 0.016812 | 0.018969 | 0.024978 | 0.028231 | 0.031631 | 0.037893 | 0.047975 |  | 2.1667 | 1141.9664 | 1140.285 | 1141.053 | 1141.6798 | 1141.9478 | 1142.3506 | 1142.7483 | 1143.0857 |  | 2.1667 | 0 | 0 | 0 | 0 | 0 | 0 | 0 | 0 |  | 2.1667 | 0 | 0 | 0 | 0 | 0 | 0 | 0 | 0 |  | mar | 2.1667 | 1026.7839 | 1026.5 | 1026.5061 | 1026.5061 | 1026.5488 | 1026.7532 | 1028.6473 | 1029.1442 |  | 2.1667 | 0.11621 | 0.00040665 | 0.00056837 | 0.065188 | 0.11004 | 0.17082 | 0.23583 | 0.2636 |  | 2.1667 | 177.1799 | 0 | 0 | 0 | 208.4853 | 268.1134 | 419.2281 | 1416.176
2.25 | 0.026672 | 0.018126 | 0.021413 | 0.023952 | 0.026694 | 0.028651 | 0.033484 | 0.035663 |  | 2.25 | 1142.4759 | 1140.6272 | 1141.3812 | 1142.0104 | 1142.5361 | 1143.0421 | 1143.3297 | 1143.6523 |  | 2.25 | 0 | 0 | 0 | 0 | 0 | 0 | 0 | 0 |  | 2.25 | 0 | 0 | 0 | 0 | 0 | 0 | 0 | 0 |  | apr | 2.25 | 1026.8273 | 1026.5 | 1026.5031 | 1026.5032 | 1026.579 | 1026.9255 | 1028.5981 | 1029.4044 |  | 2.25 | 0.10234 | 0.00046728 | 0.00063892 | 0.049629 | 0.10873 | 0.14625 | 0.20308 | 0.28665 |  | 2.25 | 155.7235 | 0 | 0 | 0 | 194.0158 | 259.8005 | 355.8071 | 1276.3875
2.3333 | 0.026478 | 0.0076614 | 0.0078753 | 0.014277 | 0.025728 | 0.03597 | 0.050731 | 0.068963 |  | 2.3333 | 1142.9902 | 1140.9944 | 1141.7339 | 1142.6437 | 1143.1135 | 1143.4739 | 1143.8474 | 1144.2412 |  | 2.3333 | 6000 | 6000 | 6000 | 6000 | 6000 | 6000 | 6000 | 6000 |  | 2.3333 | 0.2 | 0.2 | 0.2 | 0.2 | 0.2 | 0.2 | 0.2 | 0.2 |  | may | 2.3333 | 1026.9081 | 1026.5 | 1026.5015 | 1026.5017 | 1026.5714 | 1027.1323 | 1028.5867 | 1029.4536 |  | 2.3333 | 0.046602 | 0.00043192 | 0.00062795 | 0.00086164 | 0.034133 | 0.076664 | 0.12756 | 0.21738 |  | 2.3333 | 5365.5962 | 4148.0993 | 4327.874 | 4465.071 | 4857.3607 | 5464.6894 | 7989.1294 | 8122.6815
2.4167 | 0.030206 | 0.015067 | 0.018408 | 0.022065 | 0.028277 | 0.036815 | 0.047956 | 0.058419 |  | 2.4167 | 1142.1233 | 1140.3412 | 1140.9949 | 1141.6604 | 1141.9896 | 1142.7334 | 1143.2739 | 1143.7673 |  | 2.4167 | 6000 | 6000 | 6000 | 6000 | 6000 | 6000 | 6000 | 6000 |  | 2.4167 | 0.2 | 0.2 | 0.2 | 0.2 | 0.2 | 0.2 | 0.2 | 0.2 |  | jun | 2.4167 | 1029.0136 | 1026.5 | 1026.5007 | 1029.4362 | 1029.4437 | 1029.448 | 1029.4481 | 1029.4481 |  | 2.4167 | 0.14544 | 0.090017 | 0.10257 | 0.12459 | 0.13655 | 0.16707 | 0.19512 | 0.22239 |  | 2.4167 | 9071.6881 | 6949.2938 | 7618.6809 | 9285.4399 | 9351.4091 | 9412.3324 | 9502.7906 | 9558.2977
2.5 | 0.036703 | 0.015995 | 0.024721 | 0.032276 | 0.035529 | 0.042468 | 0.048208 | 0.067019 |  | 2.5 | 1141.5762 | 1139.7371 | 1140.3467 | 1141.0693 | 1141.489 | 1142.0029 | 1142.9785 | 1143.557 |  | 2.5 | 6000 | 6000 | 6000 | 6000 | 6000 | 6000 | 6000 | 6000 |  | 2.5 | 0.2 | 0.2 | 0.2 | 0.2 | 0.2 | 0.2 | 0.2 | 0.2 |  | jul | 2.5 | 1027.844 | 1026.5 | 1026.5004 | 1028.0105 | 1028.0129 | 1028.0148 | 1028.1368 | 1029.411 |  | 2.5 | 0.1579 | 0.08446 | 0.10354 | 0.13334 | 0.15323 | 0.1835 | 0.21231 | 0.24563 |  | 2.5 | 8132.5888 | 4198.9587 | 6493.8492 | 8259.4411 | 8360.2557 | 8393.3079 | 8551.2545 | 9279.3774
2.5833 | 0.036369 | 0.0077487 | 0.014432 | 0.027746 | 0.037802 | 0.044525 | 0.054177 | 0.064193 |  | 2.5833 | 1140.9596 | 1139.0591 | 1139.454 | 1140.4221 | 1140.9396 | 1141.4685 | 1142.3301 | 1143.2903 |  | 2.5833 | 5894.598 | 4037.0455 | 4451.2157 | 6000 | 6000 | 6000 | 6000 | 6000 |  | 2.5833 | 0.2 | 0.2 | 0.2 | 0.2 | 0.2 | 0.2 | 0.2 | 0.2 |  | aug | 2.5833 | 1027.2999 | 1026.5 | 1026.5002 | 1027.2659 | 1027.2675 | 1027.2679 | 1027.9957 | 1029.4453 |  | 2.5833 | 0.15358 | 0.0078819 | 0.042484 | 0.1073 | 0.1631 | 0.19692 | 0.24808 | 0.28895 |  | 2.5833 | 7064.8884 | 2811.3407 | 4604.5675 | 6415.3634 | 7703.9916 | 7860.2812 | 8224.5712 | 9310.3804
2.6667 | 0.046594 | 0.03517 | 0.038736 | 0.043386 | 0.046645 | 0.050202 | 0.054163 | 0.055956 |  | 2.6667 | 1140.3297 | 1138.9275 | 1138.9279 | 1139.6224 | 1140.2882 | 1140.9393 | 1141.7863 | 1142.7914 |  | 2.6667 | 5591.6069 | 2751.192 | 3555.8085 | 5481.0293 | 6000 | 6000 | 6000 | 6000 |  | 2.6667 | 0.2 | 0.2 | 0.2 | 0.2 | 0.2 | 0.2 | 0.2 | 0.2 |  | sep | 2.6667 | 1027.4442 | 1026.5001 | 1026.5001 | 1026.8888 | 1026.8896 | 1027.2582 | 1029.4545 | 1029.4597 |  | 2.6667 | 0.21834 | 0.13392 | 0.17914 | 0.21675 | 0.22757 | 0.23091 | 0.23959 | 0.2451 |  | 2.6667 | 7488.7599 | 3607.5798 | 5010.4872 | 7379.6419 | 7572.6124 | 7820.2817 | 9244.4725 | 9286.7672
2.75 | 0.044387 | 0.015443 | 0.020788 | 0.027622 | 0.043799 | 0.058623 | 0.070169 | 0.08082 |  | 2.75 | 1139.7924 | 1138.9612 | 1138.972 | 1138.9722 | 1139.5581 | 1140.5035 | 1141.365 | 1142.2178 |  | 2.75 | 3676.6068 | 0 | 0 | 0 | 4921.8779 | 6000 | 6000 | 6000 |  | 2.75 | 0.136 | 0 | 0 | 0 | 0.2 | 0.2 | 0.2 | 0.2 |  | oct | 2.75 | 1026.9844 | 1026.5 | 1026.5 | 1026.6945 | 1026.6948 | 1026.8846 | 1028.0181 | 1028.1664 |  | 2.75 | 0.20953 | 0.074177 | 0.1052 | 0.15902 | 0.21285 | 0.23967 | 0.32423 | 0.43813 |  | 2.75 | 4803.3763 | 0 | 784.7176 | 1069.0495 | 5880.9772 | 7153.727 | 7906.3468 | 8012.0066
2.8333 | 0.040437 | 0.01838 | 0.022426 | 0.026497 | 0.032075 | 0.055653 | 0.06577 | 0.068678 |  | 2.8333 | 1139.7001 | 1138.9962 | 1138.9962 | 1138.9962 | 1139.9463 | 1140.0254 | 1140.7373 | 1141.5696 |  | 2.8333 | 2024.0518 | 0 | 0 | 0 | 0 | 5219.2851 | 6000 | 6000 |  | 2.8333 | 0.084 | 0 | 0 | 0 | 0 | 0.2 | 0.2 | 0.2 |  | nov | 2.8333 | 1026.8174 | 1026.5 | 1026.5 | 1026.5972 | 1026.5974 | 1026.9342 | 1027.271 | 1029.4978 |  | 2.8333 | 0.18029 | 0.071727 | 0.11381 | 0.17024 | 0.17791 | 0.18976 | 0.23027 | 0.40549 |  | 2.8333 | 2668.3007 | 0 | 324.4958 | 509.0147 | 896.4049 | 6059.6749 | 6897.51 | 7525.5538
2.9167 | 0.027302 | 0.014163 | 0.018777 | 0.022816 | 0.024931 | 0.029589 | 0.042757 | 0.046344 |  | 2.9167 | 1139.8331 | 1139 | 1139 | 1139.0599 | 1139.7618 | 1140.5706 | 1140.7053 | 1140.8658 |  | 2.9167 | 330.2155 | 0 | 0 | 0 | 0 | 0 | 1652.8034 | 1877.8404 |  | 2.9167 | 0.0030205 | 0 | 0 | 0 | 0 | 0 | 0.016381 | 0.020092 |  | dec | 2.9167 | 1026.6878 | 1026.5 | 1026.5 | 1026.5486 | 1026.5487 | 1026.8883 | 1027.0012 | 1028.0403 |  | 2.9167 | 0.1797 | 0.066209 | 0.11912 | 0.16973 | 0.18148 | 0.19262 | 0.2234 | 0.39916 |  | 2.9167 | 807.9057 | 0 | 295.8151 | 399.4382 | 447.4981 | 655.1034 | 2321.8295 | 2466.5985
3 | 0.026088 | 0.014751 | 0.020881 | 0.024151 | 0.026213 | 0.028439 | 0.031197 | 0.039762 |  | 3 | 1140.3325 | 1139.2599 | 1139.4849 | 1139.7175 | 1140.3387 | 1140.9958 | 1141.1881 | 1141.3055 |  | 3 | 0 | 0 | 0 | 0 | 0 | 0 | 0 | 0 |  | 3 | 0 | 0 | 0 | 0 | 0 | 0 | 0 | 0 |  | jan | 3 | 1026.6202 | 1026.5 | 1026.5 | 1026.5243 | 1026.5244 | 1026.6941 | 1026.7506 | 1028.16 |  | 3 | 0.19977 | 0.091285 | 0.1529 | 0.17502 | 0.20141 | 0.21623 | 0.25507 | 0.42457 |  | 3 | 376.1604 | 0 | 269.4647 | 313.6591 | 345.3101 | 405.6471 | 524.0612 | 1160.9388
3.0833 | 0.025351 | 0.01738 | 0.019169 | 0.022356 | 0.025308 | 0.027713 | 0.031126 | 0.036713 |  | 3.0833 | 1140.8322 | 1139.8226 | 1140.0098 | 1140.3345 | 1140.79 | 1141.4329 | 1141.6892 | 1141.844 |  | 3.0833 | 0 | 0 | 0 | 0 | 0 | 0 | 0 | 0 |  | 3.0833 | 0 | 0 | 0 | 0 | 0 | 0 | 0 | 0 |  | feb | 3.0833 | 1026.5717 | 1026.5 | 1026.5 | 1026.5122 | 1026.5122 | 1026.597 | 1026.6254 | 1028.4299 |  | 3.0833 | 0.12497 | 2.596e-05 | 0.019587 | 0.076655 | 0.11396 | 0.16661 | 0.26478 | 0.40016 |  | 3.0833 | 164.1252 | 0 | 0 | 0 | 215.3285 | 272.581 | 335.9182 | 640.4165
3.1667 | 0.029004 | 0.012108 | 0.019026 | 0.025545 | 0.029258 | 0.032583 | 0.039152 | 0.042818 |  | 3.1667 | 1141.1999 | 1140.2404 | 1140.3755 | 1140.728 | 1141.1349 | 1141.7471 | 1142.1531 | 1142.4688 |  | 3.1667 | 0 | 0 | 0 | 0 | 0 | 0 | 0 | 0 |  | 3.1667 | 0 | 0 | 0 | 0 | 0 | 0 | 0 | 0 |  | mar | 3.1667 | 1026.6349 | 1026.5 | 1026.5 | 1026.5061 | 1026.5488 | 1026.7241 | 1026.8276 | 1028.6157 |  | 3.1667 | 0.13108 | 0.00061242 | 0.013813 | 0.078871 | 0.11859 | 0.18101 | 0.26827 | 0.31632 |  | 3.1667 | 158.3906 | 0 | 0 | 0 | 204.9072 | 253.8815 | 399.672 | 527.7207
3.25 | 0.026873 | 0.014979 | 0.019809 | 0.023631 | 0.027041 | 0.030044 | 0.033613 | 0.038517 |  | 3.25 | 1141.6196 | 1140.6144 | 1140.691 | 1141.1096 | 1141.4717 | 1142.1382 | 1142.9019 | 1143.178 |  | 3.25 | 0 | 0 | 0 | 0 | 0 | 0 | 0 | 0 |  | 3.25 | 0 | 0 | 0 | 0 | 0 | 0 | 0 | 0 |  | apr | 3.25 | 1026.6966 | 1026.5 | 1026.5031 | 1026.5031 | 1026.5712 | 1026.9014 | 1027.0146 | 1028.802 |  | 3.25 | 0.10619 | 0.00044188 | 0.00066131 | 0.047036 | 0.090981 | 0.15481 | 0.24601 | 0.32582 |  | 3.25 | 126.9424 | 0 | 0 | 0 | 0 | 251.6831 | 318.0487 | 486.124
3.3333 | 0.02742 | 0.0076987 | 0.0078709 | 0.014498 | 0.025633 | 0.038296 | 0.055347 | 0.062573 |  | 3.3333 | 1142.0854 | 1140.9889 | 1141.0315 | 1141.5371 | 1141.8762 | 1142.761 | 1143.4146 | 1143.7236 |  | 3.3333 | 6000 | 6000 | 6000 | 6000 | 6000 | 6000 | 6000 | 6000 |  | 3.3333 | 0.2 | 0.2 | 0.2 | 0.2 | 0.2 | 0.2 | 0.2 | 0.2 |  | may | 3.3333 | 1026.8051 | 1026.5 | 1026.5015 | 1026.5015 | 1026.6765 | 1027.1073 | 1027.2766 | 1029.0007 |  | 3.3333 | 0.051559 | 0.00055833 | 0.00067192 | 0.00089316 | 0.035657 | 0.081246 | 0.16806 | 0.24099 |  | 3.3333 | 5417.6157 | 4135.1231 | 4346.9372 | 4537.9927 | 5025.2886 | 5428.2895 | 7882.4947 | 8064.1125
3.4167 | 0.03158 | 0.015862 | 0.018521 | 0.025361 | 0.031524 | 0.036883 | 0.046897 | 0.053675 |  | 3.4167 | 1141.3362 | 1140.2782 | 1140.334 | 1140.8895 | 1141.2864 | 1141.7555 | 1142.6749 | 1143.2323 |  | 3.4167 | 6000 | 6000 | 6000 | 6000 | 6000 | 6000 | 6000 | 6000 |  | 3.4167 | 0.2 | 0.2 | 0.2 | 0.2 | 0.2 | 0.2 | 0.2 | 0.2 |  | jun | 3.4167 | 1028.8856 | 1026.5 | 1026.5007 | 1029.4413 | 1029.4436 | 1029.4478 | 1029.4481 | 1029.4481 |  | 3.4167 | 0.14672 | 0.094518 | 0.11202 | 0.12478 | 0.14201 | 0.16016 | 0.1943 | 0.2596 |  | 3.4167 | 9022.6656 | 7555.8908 | 7643.2951 | 9233.9121 | 9341.0527 | 9416.6065 | 9545.3206 | 9563.0215
3.5 | 0.037309 | 0.019379 | 0.022853 | 0.032263 | 0.037901 | 0.04217 | 0.049568 | 0.061391 |  | 3.5 | 1140.8484 | 1139.3348 | 1139.6951 | 1140.4114 | 1140.9004 | 1141.2988 | 1142.097 | 1142.8999 |  | 3.5 | 5948.3049 | 4187.7241 | 6000 | 6000 | 6000 | 6000 | 6000 | 6000 |  | 3.5 | 0.2 | 0.2 | 0.2 | 0.2 | 0.2 | 0.2 | 0.2 | 0.2 |  | jul | 3.5 | 1027.7537 | 1026.5 | 1026.5004 | 1028.0114 | 1028.0125 | 1028.0146 | 1028.0149 | 1029.405 |  | 3.5 | 0.16631 | 0.061031 | 0.1079 | 0.14166 | 0.1644 | 0.18979 | 0.23133 | 0.27016 |  | 3.5 | 8060.6582 | 4142.0387 | 6108.4761 | 7893.4108 | 8360.3936 | 8439.5469 | 8524.244 | 9246.2543
3.5833 | 0.034732 | 0.010849 | 0.015555 | 0.026766 | 0.035818 | 0.042966 | 0.0542 | 0.067572 |  | 3.5833 | 1140.2685 | 1138.9017 | 1138.9408 | 1139.8059 | 1140.3615 | 1140.762 | 1141.512 | 1142.1973 |  | 3.5833 | 5561.8109 | 2731.9892 | 3455.4337 | 6000 | 6000 | 6000 | 6000 | 6000 |  | 3.5833 | 0.2 | 0.2 | 0.2 | 0.2 | 0.2 | 0.2 | 0.2 | 0.2 |  | aug | 3.5833 | 1027.2307 | 1026.5 | 1026.5002 | 1027.2661 | 1027.2668 | 1027.2679 | 1027.9924 | 1029.4453 |  | 3.5833 | 0.14952 | 0.002114 | 0.048819 | 0.10807 | 0.1539 | 0.18886 | 0.26464 | 0.2939 |  | 3.5833 | 6665.7051 | 1375.3132 | 3945.8851 | 5153.7197 | 7584.5347 | 7929.2897 | 8148.4185 | 9235.7355
3.6667 | 0.044046 | 0.033164 | 0.036694 | 0.041008 | 0.043051 | 0.047992 | 0.053303 | 0.057475 |  | 3.6667 | 1139.7387 | 1138.9276 | 1138.9279 | 1139.0411 | 1139.675 | 1140.2104 | 1141.0825 | 1141.6733 |  | 3.6667 | 5170.9983 | 2771.1556 | 3090.6476 | 3744.1778 | 6000 | 6000 | 6000 | 6000 |  | 3.6667 | 0.2 | 0.2 | 0.2 | 0.2 | 0.2 | 0.2 | 0.2 | 0.2 |  | sep | 3.6667 | 1027.4376 | 1026.5 | 1026.5001 | 1026.8889 | 1026.8895 | 1027.2566 | 1029.4597 | 1029.4597 |  | 3.6667 | 0.21681 | 0.14924 | 0.1735 | 0.21138 | 0.22369 | 0.22951 | 0.23972 | 0.27274 |  | 3.6667 | 7072.9134 | 3840.8669 | 4361.1189 | 6325.6823 | 7551.2544 | 7771.1659 | 9212.0533 | 9353.7256
3.75 | 0.034576 | 0.014081 | 0.018899 | 0.024568 | 0.030284 | 0.043562 | 0.060121 | 0.074125 |  | 3.75 | 1139.3314 | 1138.972 | 1138.972 | 1138.9723 | 1139.0205 | 1139.5286 | 1140.7329 | 1141.2721 |  | 3.75 | 2476.9191 | 0 | 0 | 0 | 0 | 4886.1813 | 6000 | 6000 |  | 3.75 | 0.1 | 0 | 0 | 0 | 0 | 0.2 | 0.2 | 0.2 |  | oct | 3.75 | 1026.9779 | 1026.5 | 1026.5 | 1026.6945 | 1026.6947 | 1026.8838 | 1028.0208 | 1028.0208 |  | 3.75 | 0.18787 | 0.049522 | 0.07163 | 0.13574 | 0.19079 | 0.22699 | 0.30865 | 0.32951 |  | 3.75 | 3426.0721 | 0 | 695.3858 | 976.9439 | 1843.6851 | 5842.651 | 7671.6995 | 8143.1298
3.8333 | 0.031223 | 0.019505 | 0.02169 | 0.025494 | 0.027195 | 0.031725 | 0.058112 | 0.064393 |  | 3.8333 | 1139.6122 | 1138.9962 | 1138.9962 | 1138.9962 | 1139.9585 | 1140.0317 | 1140.2458 | 1140.6565 |  | 3.8333 | 661.2652 | 0 | 0 | 0 | 0 | 0 | 5819.1469 | 6000 |  | 3.8333 | 0.028 | 0 | 0 | 0 | 0 | 0 | 0.2 | 0.2 |  | nov | 3.8333 | 1026.97 | 1026.5 | 1026.5 | 1026.5973 | 1026.5974 | 1027.2697 | 1029.4978 | 1029.4978 |  | 3.8333 | 0.1765 | 0.088096 | 0.10943 | 0.15955 | 0.17486 | 0.18945 | 0.27342 | 0.28025 |  | 3.8333 | 1388.7085 | 0 | 351.2191 | 501.9239 | 575.1417 | 927.5478 | 6630.9036 | 7039.2432
3.9167 | 0.025431 | 0.015269 | 0.017528 | 0.021997 | 0.025074 | 0.02784 | 0.037023 | 0.043939 |  | 3.9167 | 1140.169 | 1139 | 1139 | 1139.8008 | 1140.1362 | 1140.6694 | 1140.8781 | 1140.9268 |  | 3.9167 | 96.5351 | 0 | 0 | 0 | 0 | 0 | 1439.9554 | 1748.0166 |  | 3.9167 | 0.00096308 | 0 | 0 | 0 | 0 | 0 | 0.012925 | 0.019262 |  | dec | 3.9167 | 1026.7726 | 1026.5 | 1026.5 | 1026.5486 | 1026.5487 | 1026.8906 | 1028.0403 | 1029.3738 |  | 3.9167 | 0.17045 | 0.087513 | 0.098901 | 0.15355 | 0.1697 | 0.18559 | 0.24592 | 0.27545 |  | 3.9167 | 593.4199 | 0 | 222.1534 | 394.4307 | 438.6563 | 579.5089 | 1974.1847 | 2402.0846
4 | 0.026125 | 0.01625 | 0.021161 | 0.024089 | 0.026275 | 0.028306 | 0.031246 | 0.032768 |  | 4 | 1140.717 | 1139.2697 | 1139.7546 | 1140.3995 | 1140.6631 | 1141.147 | 1141.4702 | 1141.5476 |  | 4 | 0 | 0 | 0 | 0 | 0 | 0 | 0 | 0 |  | 4 | 0 | 0 | 0 | 0 | 0 | 0 | 0 | 0 |  | jan | 4 | 1026.6917 | 1026.5 | 1026.5 | 1026.5243 | 1026.5244 | 1026.6953 | 1027.2811 | 1029.5 |  | 4 | 0.19745 | 0.11159 | 0.13037 | 0.1776 | 0.19551 | 0.21582 | 0.27068 | 0.29933 |  | 4 | 426.9599 | 186.1373 | 266.2189 | 317.7317 | 362.3701 | 408.7601 | 799.5271 | 2180.6863
4.0833 | 0.024905 | 0.016477 | 0.018473 | 0.021821 | 0.02526 | 0.028135 | 0.03054 | 0.033792 |  | 4.0833 | 1141.1916 | 1139.9843 | 1140.2842 | 1140.8737 | 1141.1035 | 1141.5848 | 1141.9399 | 1142.3507 |  | 4.0833 | 0 | 0 | 0 | 0 | 0 | 0 | 0 | 0 |  | 4.0833 | 0 | 0 | 0 | 0 | 0 | 0 | 0 | 0 |  | feb | 4.0833 | 1026.5996 | 1026.5 | 1026.5 | 1026.5122 | 1026.5122 | 1026.5977 | 1026.8966 | 1028.0414 |  | 4.0833 | 0.12168 | 4.4479e-06 | 0.0047463 | 0.067944 | 0.12872 | 0.17449 | 0.23809 | 0.35023 |  | 4.0833 | 163.2484 | 0 | 0 | 0 | 219.6889 | 261.7283 | 336.1831 | 821.6891
4.1667 | 0.029707 | 0.013337 | 0.019926 | 0.0262 | 0.029578 | 0.033314 | 0.039532 | 0.0443 |  | 4.1667 | 1141.5765 | 1140.3785 | 1140.6008 | 1141.2148 | 1141.4866 | 1141.9109 | 1142.6571 | 1143.1566 |  | 4.1667 | 0 | 0 | 0 | 0 | 0 | 0 | 0 | 0 |  | 4.1667 | 0 | 0 | 0 | 0 | 0 | 0 | 0 | 0 |  | mar | 4.1667 | 1026.6608 | 1026.5 | 1026.5 | 1026.5061 | 1026.5488 | 1026.7268 | 1027.1238 | 1028.3188 |  | 4.1667 | 0.13281 | 1.6841e-05 | 0.0026279 | 0.081323 | 0.13852 | 0.18168 | 0.24907 | 0.38381 |  | 4.1667 | 168.4606 | 0 | 0 | 0 | 208.003 | 266.6141 | 330.5746 | 521.1838
4.25 | 0.026721 | 0.015753 | 0.020938 | 0.024424 | 0.026442 | 0.028731 | 0.033276 | 0.035422 |  | 4.25 | 1142.0136 | 1140.6813 | 1140.9794 | 1141.5854 | 1141.8999 | 1142.4397 | 1143.2947 | 1143.7347 |  | 4.25 | 0 | 0 | 0 | 0 | 0 | 0 | 0 | 0 |  | 4.25 | 0 | 0 | 0 | 0 | 0 | 0 | 0 | 0 |  | apr | 4.25 | 1026.711 | 1026.5 | 1026.5 | 1026.5031 | 1026.5244 | 1026.9062 | 1027.3491 | 1028.5848 |  | 4.25 | 0.11081 | 0.0005043 | 0.00066406 | 0.049517 | 0.11183 | 0.15779 | 0.23897 | 0.37384 |  | 4.25 | 138.9335 | 0 | 0 | 0 | 180.7868 | 267.2404 | 347.6595 | 423.4532
4.3333 | 0.030896 | 0.0077628 | 0.010754 | 0.021868 | 0.029079 | 0.039364 | 0.055243 | 0.079396 |  | 4.3333 | 1142.5183 | 1141.0059 | 1141.3918 | 1141.9563 | 1142.5963 | 1143.0519 | 1143.8281 | 1144.3361 |  | 4.3333 | 6000 | 6000 | 6000 | 6000 | 6000 | 6000 | 6000 | 6000 |  | 4.3333 | 0.2 | 0.2 | 0.2 | 0.2 | 0.2 | 0.2 | 0.2 | 0.2 |  | may | 4.3333 | 1026.8061 | 1026.5 | 1026.5 | 1026.5015 | 1026.5889 | 1027.1099 | 1027.5712 | 1028.8688 |  | 4.3333 | 0.053565 | 0.00035444 | 0.00067746 | 0.00085766 | 0.039161 | 0.085546 | 0.17751 | 0.2797 |  | 4.3333 | 5448.5023 | 4253.1388 | 4306.4111 | 4563.0125 | 4899.3247 | 5756.1433 | 7908.371 | 8025.0423
4.4167 | 0.032954 | 0.016302 | 0.019597 | 0.026809 | 0.03156 | 0.038574 | 0.046421 | 0.061632 |  | 4.4167 | 1141.7045 | 1140.3215 | 1140.7278 | 1141.1997 | 1141.6792 | 1141.9452 | 1143.271 | 1143.8633 |  | 4.4167 | 6000 | 6000 | 6000 | 6000 | 6000 | 6000 | 6000 | 6000 |  | 4.4167 | 0.2 | 0.2 | 0.2 | 0.2 | 0.2 | 0.2 | 0.2 | 0.2 |  | jun | 4.4167 | 1028.8516 | 1026.5 | 1026.5007 | 1029.438 | 1029.4441 | 1029.4481 | 1029.4481 | 1029.4481 |  | 4.4167 | 0.14453 | 0.076055 | 0.11136 | 0.12584 | 0.1402 | 0.15231 | 0.20578 | 0.26719 |  | 4.4167 | 8948.129 | 4179.7344 | 7567.9605 | 9244.2751 | 9339.4164 | 9421.095 | 9532.1772 | 9563.0215
4.5 | 0.036664 | 0.021688 | 0.023799 | 0.030887 | 0.035789 | 0.041677 | 0.051534 | 0.06766 |  | 4.5 | 1141.2066 | 1139.6683 | 1140.13 | 1140.7683 | 1141.1692 | 1141.535 | 1142.9141 | 1143.6522 |  | 4.5 | 6000 | 6000 | 6000 | 6000 | 6000 | 6000 | 6000 | 6000 |  | 4.5 | 0.2 | 0.2 | 0.2 | 0.2 | 0.2 | 0.2 | 0.2 | 0.2 |  | jul | 4.5 | 1027.7826 | 1026.5 | 1026.5004 | 1028.0103 | 1028.0133 | 1028.0148 | 1028.0149 | 1029.4376 |  | 4.5 | 0.15993 | 0.081317 | 0.10522 | 0.13509 | 0.15402 | 0.18754 | 0.21825 | 0.27366 |  | 4.5 | 8114.2377 | 4087.2119 | 7043.6104 | 8232.4892 | 8364.6488 | 8427.3454 | 8564.6643 | 9310.4229
4.5833 | 0.036296 | 0.01205 | 0.014117 | 0.029849 | 0.036358 | 0.042847 | 0.054964 | 0.060698 |  | 4.5833 | 1140.6123 | 1138.9205 | 1139.2632 | 1140.2317 | 1140.5726 | 1141.0831 | 1142.2184 | 1143.3854 |  | 4.5833 | 5729.4253 | 3419.0331 | 4099.2891 | 6000 | 6000 | 6000 | 6000 | 6000 |  | 4.5833 | 0.2 | 0.2 | 0.2 | 0.2 | 0.2 | 0.2 | 0.2 | 0.2 |  | aug | 4.5833 | 1027.2594 | 1026.5 | 1026.5002 | 1027.2661 | 1027.2673 | 1027.2679 | 1028.0094 | 1029.4453 |  | 4.5833 | 0.15685 | 0.01005 | 0.048167 | 0.11457 | 0.15376 | 0.20169 | 0.24939 | 0.344 |  | 4.5833 | 7041.3196 | 2722.8768 | 4733.9434 | 6323.9298 | 7669.6206 | 7831.0652 | 8029.8501 | 9228.0924
4.6667 | 0.045428 | 0.035414 | 0.03769 | 0.042102 | 0.045381 | 0.048873 | 0.0531 | 0.056538 |  | 4.6667 | 1140.0298 | 1138.9276 | 1138.9277 | 1139.4336 | 1139.9114 | 1140.5493 | 1141.6843 | 1142.9451 |  | 4.6667 | 5332.915 | 2769.2614 | 3100.3233 | 4945.0673 | 6000 | 6000 | 6000 | 6000 |  | 4.6667 | 0.2 | 0.2 | 0.2 | 0.2 | 0.2 | 0.2 | 0.2 | 0.2 |  | sep | 4.6667 | 1027.2754 | 1026.5 | 1026.5001 | 1026.8889 | 1026.8895 | 1026.8898 | 1029.4545 | 1029.4597 |  | 4.6667 | 0.22064 | 0.1665 | 0.17759 | 0.21919 | 0.22666 | 0.23153 | 0.23833 | 0.24682 |  | 4.6667 | 7129.8248 | 3625.5223 | 4375.2358 | 6573.6724 | 7551.2242 | 7780.7027 | 9263.8636 | 9350.4568
4.75 | 0.040745 | 0.015887 | 0.018935 | 0.026147 | 0.039101 | 0.054603 | 0.068925 | 0.098444 |  | 4.75 | 1139.5714 | 1138.963 | 1138.972 | 1138.9723 | 1139.2269 | 1139.9962 | 1141.2354 | 1142.3712 |  | 4.75 | 3187.5687 | 0 | 0 | 0 | 4083.9501 | 6000 | 6000 | 6000 |  | 4.75 | 0.122 | 0 | 0 | 0 | 0.2 | 0.2 | 0.2 | 0.2 |  | oct | 4.75 | 1026.9001 | 1026.5 | 1026.5 | 1026.6945 | 1026.6948 | 1026.6948 | 1028.0181 | 1028.1696 |  | 4.75 | 0.2038 | 0.014577 | 0.063007 | 0.1511 | 0.20257 | 0.25493 | 0.34467 | 0.42192 |  | 4.75 | 4152.2333 | 0 | 641.6901 | 961.7083 | 5002.3028 | 7046.5212 | 7905.3232 | 7956.8018
4.8333 | 0.035823 | 0.018652 | 0.021395 | 0.025563 | 0.02818 | 0.051892 | 0.063477 | 0.069116 |  | 4.8333 | 1139.6194 | 1138.9962 | 1138.9962 | 1138.9962 | 1139.8152 | 1140.0024 | 1140.5885 | 1141.6559 |  | 4.8333 | 1367.3095 | 0 | 0 | 0 | 0 | 2923.9481 | 6000 | 6000 |  | 4.8333 | 0.06 | 0 | 0 | 0 | 0 | 0.2 | 0.2 | 0.2 |  | nov | 4.8333 | 1026.8722 | 1026.5 | 1026.5 | 1026.5972 | 1026.5974 | 1026.8873 | 1027.4967 | 1029.4979 |  | 4.8333 | 0.17919 | 0.047963 | 0.11024 | 0.16251 | 0.17779 | 0.18964 | 0.265 | 0.33199 |  | 4.8333 | 2042.5029 | 0 | 324.4798 | 500.9391 | 549.3222 | 3760.8562 | 6737.3276 | 8356.8858
4.9167 | 0.025473 | 0.014243 | 0.019438 | 0.022138 | 0.024178 | 0.027212 | 0.039834 | 0.045892 |  | 4.9167 | 1139.9586 | 1139 | 1139 | 1139.5688 | 1139.8796 | 1140.6169 | 1140.7063 | 1140.9523 |  | 4.9167 | 139.881 | 0 | 0 | 0 | 0 | 0 | 1684.6586 | 1924.4425 |  | 4.9167 | 0.0012702 | 0 | 0 | 0 | 0 | 0 | 0.014698 | 0.021474 |  | dec | 4.9167 | 1026.7158 | 1026.5 | 1026.5 | 1026.5486 | 1026.5487 | 1026.6937 | 1027.912 | 1028.0403 |  | 4.9167 | 0.17541 | 0.049725 | 0.11293 | 0.15701 | 0.17607 | 0.19065 | 0.24662 | 0.31702 |  | 4.9167 | 627.152 | 0 | 253.2728 | 382.0682 | 426.9773 | 589.1461 | 2319.9702 | 3061.0653
5 | 0.025733 | 0.013838 | 0.019792 | 0.022916 | 0.025499 | 0.028921 | 0.031941 | 0.033103 |  | 5 | 1140.5045 | 1139.3203 | 1139.6406 | 1139.99 | 1140.5247 | 1141.0491 | 1141.1934 | 1141.238 |  | 5 | 0 | 0 | 0 | 0 | 0 | 0 | 0 | 0 |  | 5 | 0 | 0 | 0 | 0 | 0 | 0 | 0 | 0 |  | jan | 5 | 1026.6389 | 1026.5 | 1026.5 | 1026.5243 | 1026.5244 | 1026.5968 | 1027.2811 | 1028.2355 |  | 5 | 0.20074 | 0.080493 | 0.14209 | 0.17854 | 0.19966 | 0.21656 | 0.27232 | 0.34461 |  | 5 | 384.3234 | 0 | 261.6755 | 307.4755 | 342.8265 | 393.2402 | 736.0174 | 1291.6499
5.0833 | 0.025041 | 0.017777 | 0.019271 | 0.021708 | 0.024299 | 0.027741 | 0.032448 | 0.036544 |  | 5.0833 | 1140.9895 | 1139.83 | 1140.2579 | 1140.5291 | 1141.0027 | 1141.446 | 1141.6653 | 1141.8254 |  | 5.0833 | 0 | 0 | 0 | 0 | 0 | 0 | 0 | 0 |  | 5.0833 | 0 | 0 | 0 | 0 | 0 | 0 | 0 | 0 |  | feb | 5.0833 | 1026.5816 | 1026.5 | 1026.5 | 1026.5122 | 1026.5122 | 1026.5485 | 1026.8966 | 1028.4407 |  | 5.0833 | 0.12222 | 2.1997e-06 | 3.2833e-05 | 0.073521 | 0.11711 | 0.16881 | 0.26865 | 0.38069 |  | 5.0833 | 154.6666 | 0 | 0 | 0 | 214.314 | 250.2086 | 377.22 | 472.5631
5.1667 | 0.029952 | 0.017432 | 0.020464 | 0.02518 | 0.02971 | 0.034256 | 0.039673 | 0.043887 |  | 5.1667 | 1141.3483 | 1140.2122 | 1140.5756 | 1140.9379 | 1141.3766 | 1141.7502 | 1142.0266 | 1142.5015 |  | 5.1667 | 0 | 0 | 0 | 0 | 0 | 0 | 0 | 0 |  | 5.1667 | 0 | 0 | 0 | 0 | 0 | 0 | 0 | 0 |  | mar | 5.1667 | 1026.652 | 1026.5 | 1026.5 | 1026.5061 | 1026.5488 | 1026.7214 | 1026.8536 | 1028.6036 |  | 5.1667 | 0.13037 | 0.00051826 | 0.00069389 | 0.055329 | 0.13229 | 0.19076 | 0.28096 | 0.38148 |  | 5.1667 | 168.4226 | 0 | 0 | 0 | 211.1435 | 267.1671 | 386.1869 | 799.7637
5.25 | 0.026352 | 0.016281 | 0.018603 | 0.022993 | 0.02652 | 0.029671 | 0.033692 | 0.037591 |  | 5.25 | 1141.7673 | 1140.548 | 1140.908 | 1141.2922 | 1141.7827 | 1142.1753 | 1142.6892 | 1143.2023 |  | 5.25 | 0 | 0 | 0 | 0 | 0 | 0 | 0 | 0 |  | 5.25 | 0 | 0 | 0 | 0 | 0 | 0 | 0 | 0 |  | apr | 5.25 | 1026.7035 | 1026.5 | 1026.5 | 1026.5031 | 1026.5969 | 1026.8842 | 1027.0242 | 1028.7615 |  | 5.25 | 0.10957 | 0.00046027 | 0.00057453 | 0.037399 | 0.10235 | 0.16612 | 0.25119 | 0.33819 |  | 5.25 | 138.176 | 0 | 0 | 0 | 139.2779 | 256.616 | 361.8964 | 465.3288
5.3333 | 0.028279 | 0.0076588 | 0.0090544 | 0.01939 | 0.027563 | 0.036375 | 0.051455 | 0.055909 |  | 5.3333 | 1142.2666 | 1140.8839 | 1141.2495 | 1141.6478 | 1142.2598 | 1142.7996 | 1143.2397 | 1143.7527 |  | 5.3333 | 6000 | 6000 | 6000 | 6000 | 6000 | 6000 | 6000 | 6000 |  | 5.3333 | 0.2 | 0.2 | 0.2 | 0.2 | 0.2 | 0.2 | 0.2 | 0.2 |  | may | 5.3333 | 1026.8014 | 1026.5 | 1026.5 | 1026.5015 | 1026.631 | 1027.0708 | 1027.2834 | 1028.9197 |  | 5.3333 | 0.05773 | 0.00051653 | 0.00056942 | 0.00082054 | 0.040824 | 0.10253 | 0.17787 | 0.26194 |  | 5.3333 | 5614.4037 | 4135.3329 | 4384.0962 | 4615.9721 | 5030.4295 | 7325.1854 | 7956.2851 | 8113.1537
5.4167 | 0.031379 | 0.011282 | 0.018808 | 0.024882 | 0.030169 | 0.038905 | 0.045886 | 0.052427 |  | 5.4167 | 1141.4716 | 1140.2161 | 1140.5679 | 1141.0188 | 1141.541 | 1141.8026 | 1142.2537 | 1143.2645 |  | 5.4167 | 6000 | 6000 | 6000 | 6000 | 6000 | 6000 | 6000 | 6000 |  | 5.4167 | 0.2 | 0.2 | 0.2 | 0.2 | 0.2 | 0.2 | 0.2 | 0.2 |  | jun | 5.4167 | 1028.7041 | 1026.5 | 1026.5007 | 1026.5248 | 1029.4431 | 1029.4468 | 1029.4481 | 1029.4481 |  | 5.4167 | 0.15061 | 0.086267 | 0.10647 | 0.13095 | 0.14676 | 0.16812 | 0.20282 | 0.2391 |  | 5.4167 | 8863.9033 | 4323.7062 | 7578.6664 | 7885.1428 | 9322.6395 | 9405.6493 | 9517.6875 | 9563.0205
5.5 | 0.036712 | 0.015671 | 0.022204 | 0.03091 | 0.036314 | 0.043006 | 0.050069 | 0.058575 |  | 5.5 | 1140.9923 | 1139.3557 | 1139.9729 | 1140.6284 | 1141.0459 | 1141.3972 | 1141.7139 | 1142.9572 |  | 5.5 | 5978.7923 | 4247.7263 | 6000 | 6000 | 6000 | 6000 | 6000 | 6000 |  | 5.5 | 0.2 | 0.2 | 0.2 | 0.2 | 0.2 | 0.2 | 0.2 | 0.2 |  | jul | 5.5 | 1027.683 | 1026.5 | 1026.5004 | 1027.7197 | 1028.0123 | 1028.0144 | 1028.0149 | 1029.4374 |  | 5.5 | 0.15988 | 0.065976 | 0.10045 | 0.13229 | 0.1611 | 0.18657 | 0.2228 | 0.23979 |  | 5.5 | 8056.9842 | 5292.9976 | 6628.0391 | 7669.1241 | 8356.2981 | 8395.4978 | 8476.3989 | 9299.1029
5.5833 | 0.033912 | 0.007601 | 0.015464 | 0.026369 | 0.03542 | 0.041978 | 0.05053 | 0.061754 |  | 5.5833 | 1140.4125 | 1138.9016 | 1139.2275 | 1140.1201 | 1140.4946 | 1140.8628 | 1141.2332 | 1142.2578 |  | 5.5833 | 5711.0172 | 2728.5076 | 4288.9804 | 6000 | 6000 | 6000 | 6000 | 6000 |  | 5.5833 | 0.2 | 0.2 | 0.2 | 0.2 | 0.2 | 0.2 | 0.2 | 0.2 |  | aug | 5.5833 | 1027.1874 | 1026.5 | 1026.5002 | 1027.1201 | 1027.2667 | 1027.2678 | 1027.9924 | 1029.4309 |  | 5.5833 | 0.14436 | 0.0036026 | 0.039193 | 0.10111 | 0.14621 | 0.17672 | 0.259 | 0.31385 |  | 5.5833 | 6712.2764 | 2483.0388 | 3447.8039 | 5244.74 | 7580.6924 | 7863.9865 | 8020.2165 | 9209.2824
5.6667 | 0.045499 | 0.031628 | 0.038729 | 0.042458 | 0.045536 | 0.048376 | 0.052775 | 0.056231 |  | 5.6667 | 1139.8368 | 1138.9277 | 1138.9277 | 1139.3945 | 1139.7549 | 1140.2617 | 1140.7744 | 1141.7096 |  | 5.6667 | 5348.144 | 2764.6652 | 3101.8817 | 4842.922 | 6000 | 6000 | 6000 | 6000 |  | 5.6667 | 0.2 | 0.2 | 0.2 | 0.2 | 0.2 | 0.2 | 0.2 | 0.2 |  | sep | 5.6667 | 1027.4762 | 1026.5 | 1026.5001 | 1026.8888 | 1026.8894 | 1028.006 | 1029.4572 | 1029.4597 |  | 5.6667 | 0.21631 | 0.13366 | 0.17427 | 0.20428 | 0.2265 | 0.23076 | 0.24091 | 0.2515 |  | 5.6667 | 7268.1175 | 3623.9152 | 4372.6723 | 6645.8638 | 7550.9681 | 7790.3269 | 9124.8857 | 9350.4568
5.75 | 0.038146 | 0.016727 | 0.020155 | 0.026024 | 0.034701 | 0.048793 | 0.066811 | 0.081917 |  | 5.75 | 1139.3738 | 1138.972 | 1138.972 | 1138.9723 | 1139.1064 | 1139.6838 | 1140.4016 | 1141.3108 |  | 5.75 | 2746.5969 | 0 | 0 | 0 | 3753.4002 | 5339.2167 | 6000 | 6000 |  | 5.75 | 0.11 | 0 | 0 | 0 | 0.2 | 0.2 | 0.2 | 0.2 |  | oct | 5.75 | 1026.9989 | 1026.5 | 1026.5 | 1026.6945 | 1026.6947 | 1027.2634 | 1028.0194 | 1028.073 |  | 5.75 | 0.2044 | 0.025267 | 0.10335 | 0.15197 | 0.1946 | 0.25259 | 0.33283 | 0.41677 |  | 5.75 | 3830.68 | 0 | 750.8257 | 993.324 | 4573.0737 | 6308.8931 | 7294.0162 | 7956.9256
5.8333 | 0.032815 | 0.020891 | 0.023055 | 0.025801 | 0.027944 | 0.031374 | 0.05774 | 0.061523 |  | 5.8333 | 1139.5638 | 1138.9962 | 1138.9962 | 1138.9962 | 1139.7466 | 1140.0121 | 1140.1173 | 1140.6973 |  | 5.8333 | 841.5312 | 0 | 0 | 0 | 0 | 0 | 5472.6995 | 6000 |  | 5.8333 | 0.038 | 0 | 0 | 0 | 0 | 0 | 0.2 | 0.2 |  | nov | 5.8333 | 1026.8681 | 1026.5 | 1026.5 | 1026.5972 | 1026.5974 | 1027.2697 | 1027.271 | 1029.4979 |  | 5.8333 | 0.18345 | 0.086358 | 0.11478 | 0.16625 | 0.17719 | 0.20052 | 0.26849 | 0.35913 |  | 5.8333 | 1535.2552 | 0 | 394.0638 | 503.9169 | 605.0808 | 932.4142 | 6537.5077 | 8354.4162
5.9167 | 0.024941 | 0.013565 | 0.019413 | 0.022232 | 0.024507 | 0.026386 | 0.031549 | 0.046548 |  | 5.9167 | 1140.0605 | 1139 | 1139 | 1139.7703 | 1139.9049 | 1140.6516 | 1140.884 | 1140.9177 |  | 5.9167 | 50.8765 | 0 | 0 | 0 | 0 | 0 | 0 | 1762.6033 |  | 5.9167 | 0.00046291 | 0 | 0 | 0 | 0 | 0 | 0 | 0.01729 |  | dec | 5.9167 | 1026.696 | 1026.5 | 1026.5 | 1026.5486 | 1026.5487 | 1026.8906 | 1026.8914 | 1028.0403 |  | 5.9167 | 0.1781 | 0.078669 | 0.11436 | 0.15871 | 0.17454 | 0.18516 | 0.2638 | 0.33286 |  | 5.9167 | 550.7121 | 0 | 314.2367 | 400.3065 | 469.7133 | 581.4366 | 1295.4615 | 3131.892
6 | 0.025663 | 0.018281 | 0.020043 | 0.023445 | 0.025788 | 0.027821 | 0.031511 | 0.033707 |  | 6 | 1140.6309 | 1139.6849 | 1139.7441 | 1140.3584 | 1140.5598 | 1141.1229 | 1141.4797 | 1141.5262 |  | 6 | 0 | 0 | 0 | 0 | 0 | 0 | 0 | 0 |  | 6 | 0 | 0 | 0 | 0 | 0 | 0 | 0 | 0 |  | jan | 6 | 1026.6086 | 1026.5 | 1026.5 | 1026.5243 | 1026.5243 | 1026.6953 | 1026.6957 | 1028.2064 |  | 6 | 0.20596 | 0.10117 | 0.14815 | 0.18644 | 0.20354 | 0.21465 | 0.28579 | 0.35286 |  | 6 | 380.1783 | 199.5489 | 277.2096 | 309.7917 | 353.9789 | 410.1385 | 631.0815 | 1155.2125
6.0833 | 0.02557 | 0.017729 | 0.018653 | 0.023031 | 0.025234 | 0.027866 | 0.033262 | 0.036635 |  | 6.0833 | 1141.1108 | 1140.2161 | 1140.2759 | 1140.8032 | 1141.0508 | 1141.5065 | 1141.9568 | 1142.2988 |  | 6.0833 | 0 | 0 | 0 | 0 | 0 | 0 | 0 | 0 |  | 6.0833 | 0 | 0 | 0 | 0 | 0 | 0 | 0 | 0 |  | feb | 6.0833 | 1026.5553 | 1026.5 | 1026.5 | 1026.5122 | 1026.5122 | 1026.5977 | 1026.6106 | 1027.3671 |  | 6.0833 | 0.12675 | 1.3974e-05 | 0.007103 | 0.062144 | 0.12377 | 0.16783 | 0.26196 | 0.3469 |  | 6.0833 | 168.0279 | 0 | 0 | 0 | 221.9122 | 260.9589 | 326.3918 | 617.238
6.1667 | 0.029013 | 0.012599 | 0.01905 | 0.024808 | 0.029438 | 0.032774 | 0.039225 | 0.041739 |  | 6.1667 | 1141.4895 | 1140.5168 | 1140.5889 | 1141.1152 | 1141.4314 | 1141.8235 | 1142.5983 | 1143.1201 |  | 6.1667 | 0 | 0 | 0 | 0 | 0 | 0 | 0 | 0 |  | 6.1667 | 0 | 0 | 0 | 0 | 0 | 0 | 0 | 0 |  | mar | 6.1667 | 1026.6125 | 1026.5 | 1026.5 | 1026.5061 | 1026.5121 | 1026.7117 | 1026.8451 | 1027.0933 |  | 6.1667 | 0.13505 | 0.00037169 | 0.00071299 | 0.072381 | 0.1366 | 0.18699 | 0.28926 | 0.39634 |  | 6.1667 | 165.4366 | 0 | 0 | 0 | 211.7829 | 253.474 | 337.5078 | 542.3332
6.25 | 0.02725 | 0.018984 | 0.020863 | 0.024084 | 0.027233 | 0.02967 | 0.033746 | 0.043288 |  | 6.25 | 1141.9102 | 1140.8221 | 1140.9297 | 1141.4432 | 1141.8496 | 1142.2639 | 1143.1908 | 1143.6935 |  | 6.25 | 0 | 0 | 0 | 0 | 0 | 0 | 0 | 0 |  | 6.25 | 0 | 0 | 0 | 0 | 0 | 0 | 0 | 0 |  | apr | 6.25 | 1026.6664 | 1026.5 | 1026.5 | 1026.5031 | 1026.5244 | 1026.8889 | 1027.0391 | 1027.2565 |  | 6.25 | 0.11288 | 0.00043092 | 0.00057922 | 0.062071 | 0.10468 | 0.15811 | 0.25797 | 0.39943 |  | 6.25 | 143.2519 | 0 | 0 | 0 | 200.0827 | 257.024 | 340.2898 | 484.7204
6.3333 | 0.02752 | 0.0079329 | 0.0084923 | 0.018232 | 0.025629 | 0.035333 | 0.052006 | 0.060262 |  | 6.3333 | 1142.4091 | 1141.1499 | 1141.2896 | 1141.7939 | 1142.4673 | 1142.8289 | 1143.6587 | 1144.2896 |  | 6.3333 | 6000 | 6000 | 6000 | 6000 | 6000 | 6000 | 6000 | 6000 |  | 6.3333 | 0.2 | 0.2 | 0.2 | 0.2 | 0.2 | 0.2 | 0.2 | 0.2 |  | may | 6.3333 | 1026.7607 | 1026.5 | 1026.5 | 1026.5015 | 1026.6478 | 1027.0699 | 1027.3112 | 1027.4426 |  | 6.3333 | 0.054548 | 0.00042576 | 0.00062324 | 0.00093171 | 0.032792 | 0.080577 | 0.19111 | 0.32484 |  | 6.3333 | 5364.0398 | 4135.1212 | 4371.9873 | 4538.183 | 4811.4159 | 5439.0951 | 7949.9779 | 8113.1414
6.4167 | 0.032293 | 0.016435 | 0.018933 | 0.025274 | 0.031335 | 0.038035 | 0.04764 | 0.058307 |  | 6.4167 | 1141.6133 | 1140.4658 | 1140.6064 | 1141.1687 | 1141.6472 | 1141.8539 | 1143.053 | 1143.8143 |  | 6.4167 | 6000 | 6000 | 6000 | 6000 | 6000 | 6000 | 6000 | 6000 |  | 6.4167 | 0.2 | 0.2 | 0.2 | 0.2 | 0.2 | 0.2 | 0.2 | 0.2 |  | jun | 6.4167 | 1028.8809 | 1026.5 | 1026.5007 | 1029.4409 | 1029.444 | 1029.4481 | 1029.4481 | 1029.4481 |  | 6.4167 | 0.15105 | 0.081399 | 0.11544 | 0.12747 | 0.14476 | 0.16794 | 0.20985 | 0.25982 |  | 6.4167 | 9014.2713 | 4254.4379 | 7633.7077 | 9232.7349 | 9343.7661 | 9406.1094 | 9531.9164 | 9563.0215
6.5 | 0.036533 | 0.018392 | 0.024588 | 0.031467 | 0.0362 | 0.042084 | 0.048917 | 0.055709 |  | 6.5 | 1141.1213 | 1139.8448 | 1140.0452 | 1140.6702 | 1141.1382 | 1141.4473 | 1142.491 | 1143.6016 |  | 6.5 | 6000 | 6000 | 6000 | 6000 | 6000 | 6000 | 6000 | 6000 |  | 6.5 | 0.2 | 0.2 | 0.2 | 0.2 | 0.2 | 0.2 | 0.2 | 0.2 |  | jul | 6.5 | 1027.7536 | 1026.5 | 1026.5004 | 1028.0111 | 1028.0128 | 1028.0148 | 1028.0149 | 1029.4376 |  | 6.5 | 0.15896 | 0.057935 | 0.096873 | 0.1346 | 0.15784 | 0.187 | 0.22169 | 0.24615 |  | 6.5 | 8065.6545 | 4179.4387 | 6622.4698 | 7883.815 | 8362.8868 | 8395.7463 | 8475.2283 | 8564.67
6.5833 | 0.035668 | 0.012637 | 0.016564 | 0.026534 | 0.035588 | 0.043975 | 0.053288 | 0.074789 |  | 6.5833 | 1140.5325 | 1139.0974 | 1139.282 | 1140.1184 | 1140.5725 | 1140.9653 | 1141.8278 | 1143.3333 |  | 6.5833 | 5721.2023 | 3958.9204 | 4224.8222 | 6000 | 6000 | 6000 | 6000 | 6000 |  | 6.5833 | 0.2 | 0.2 | 0.2 | 0.2 | 0.2 | 0.2 | 0.2 | 0.2 |  | aug | 6.5833 | 1027.2661 | 1026.5 | 1026.5002 | 1027.2661 | 1027.2672 | 1027.2679 | 1029.4165 | 1029.4453 |  | 6.5833 | 0.15295 | 0.016683 | 0.056195 | 0.10748 | 0.15339 | 0.1963 | 0.26853 | 0.30759 |  | 6.5833 | 6885.1144 | 2021.2788 | 4110.0503 | 5812.3471 | 7640.0168 | 7856.3104 | 8019.1017 | 9264.6033
6.6667 | 0.044905 | 0.032839 | 0.038676 | 0.041997 | 0.04452 | 0.047949 | 0.052437 | 0.056184 |  | 6.6667 | 1139.956 | 1138.9276 | 1138.9277 | 1139.3635 | 1139.8721 | 1140.4363 | 1141.3279 | 1142.8583 |  | 6.6667 | 5296.5174 | 2762.6918 | 3097.7732 | 4770.8057 | 6000 | 6000 | 6000 | 6000 |  | 6.6667 | 0.2 | 0.2 | 0.2 | 0.2 | 0.2 | 0.2 | 0.2 | 0.2 |  | sep | 6.6667 | 1027.4153 | 1026.5 | 1026.5001 | 1026.8889 | 1026.8894 | 1026.9154 | 1029.4597 | 1029.4597 |  | 6.6667 | 0.21834 | 0.14178 | 0.17706 | 0.21492 | 0.22583 | 0.23259 | 0.23711 | 0.26564 |  | 6.6667 | 7179.0369 | 3832.3062 | 4498.3239 | 6542.7926 | 7551.8921 | 7771.1664 | 9267.789 | 9353.72
6.75 | 0.037596 | 0.014593 | 0.019271 | 0.02495 | 0.03217 | 0.049135 | 0.066982 | 0.072152 |  | 6.75 | 1139.5074 | 1138.972 | 1138.972 | 1138.9723 | 1139.1819 | 1139.8811 | 1140.8669 | 1142.2816 |  | 6.75 | 3002.8904 | 0 | 0 | 0 | 3934.0037 | 6000 | 6000 | 6000 |  | 6.75 | 0.114 | 0 | 0 | 0 | 0.2 | 0.2 | 0.2 | 0.2 |  | oct | 6.75 | 1026.9675 | 1026.5 | 1026.5 | 1026.6945 | 1026.6947 | 1026.7076 | 1028.0208 | 1028.1376 |  | 6.75 | 0.1931 | 0.030181 | 0.069762 | 0.15714 | 0.19343 | 0.24535 | 0.30563 | 0.34544 |  | 6.75 | 3965.0178 | 0 | 695.2664 | 969.67 | 4526.6282 | 7120.6479 | 7915.9049 | 8023.8953
6.8333 | 0.035793 | 0.019356 | 0.022131 | 0.025945 | 0.028718 | 0.050619 | 0.06046 | 0.068152 |  | 6.8333 | 1139.6149 | 1138.9962 | 1138.9962 | 1138.9962 | 1139.8463 | 1140.014 | 1140.2548 | 1141.6041 |  | 6.8333 | 1255.877 | 0 | 0 | 0 | 0 | 3040.6582 | 5694.5851 | 6000 |  | 6.8333 | 0.06 | 0 | 0 | 0 | 0 | 0.2 | 0.2 | 0.2 |  | nov | 6.8333 | 1026.9465 | 1026.5 | 1026.5 | 1026.5973 | 1026.5974 | 1027.2697 | 1029.4978 | 1029.4979 |  | 6.8333 | 0.17774 | 0.033178 | 0.099225 | 0.16452 | 0.17629 | 0.18863 | 0.2699 | 0.31691 |  | 6.8333 | 1961.3316 | 0 | 292.5777 | 507.5799 | 565.571 | 3921.2049 | 6578.1368 | 8440.3575
6.9167 | 0.025632 | 0.012446 | 0.019149 | 0.022278 | 0.0252 | 0.027538 | 0.035501 | 0.044531 |  | 6.9167 | 1139.9826 | 1139 | 1139 | 1139 | 1139.844 | 1140.6526 | 1140.7664 | 1140.8994 |  | 6.9167 | 88.2102 | 0 | 0 | 0 | 0 | 0 | 0 | 1902.7876 |  | 6.9167 | 0.000744 | 0 | 0 | 0 | 0 | 0 | 0 | 0.018019 |  | dec | 6.9167 | 1026.769 | 1026.5 | 1026.5 | 1026.5486 | 1026.5487 | 1026.8906 | 1028.0403 | 1028.2151 |  | 6.9167 | 0.17414 | 0.035317 | 0.10182 | 0.15707 | 0.17281 | 0.1897 | 0.25765 | 0.31101 |  | 6.9167 | 595.2925 | 0 | 266.5899 | 396.8601 | 443.6177 | 592.3527 | 1714.088 | 3431.393
7 | 0.025864 | 0.015773 | 0.020755 | 0.023678 | 0.025972 | 0.028394 | 0.032019 | 0.033863 |  | 7 | 1140.5447 | 1139.6284 | 1139.662 | 1139.8252 | 1140.5061 | 1141.1162 | 1141.2236 | 1141.4985 |  | 7 | 0 | 0 | 0 | 0 | 0 | 0 | 0 | 0 |  | 7 | 0 | 0 | 0 | 0 | 0 | 0 | 0 | 0 |  | jan | 7 | 1026.6761 | 1026.5 | 1026.5 | 1026.5243 | 1026.5244 | 1026.6953 | 1027.2811 | 1028.4629 |  | 7 | 0.20105 | 0.066435 | 0.13397 | 0.18528 | 0.20107 | 0.21816 | 0.28526 | 0.33659 |  | 7 | 378.2113 | 0 | 227.9414 | 311.6309 | 347.4114 | 401.9452 | 742.2619 | 1258.6581
7.0833 | 0.025309 | 0.015755 | 0.019267 | 0.022528 | 0.025177 | 0.027328 | 0.032492 | 0.04362 |  | 7.0833 | 1141.0274 | 1140.1337 | 1140.2493 | 1140.4456 | 1141.0591 | 1141.5122 | 1141.7085 | 1141.9655 |  | 7.0833 | 0 | 0 | 0 | 0 | 0 | 0 | 0 | 0 |  | 7.0833 | 0 | 0 | 0 | 0 | 0 | 0 | 0 | 0 |  | feb | 7.0833 | 1026.6228 | 1026.5 | 1026.5 | 1026.5122 | 1026.5122 | 1026.5977 | 1026.8966 | 1028.7341 |  | 7.0833 | 0.12811 | 2.1913e-05 | 0.01253 | 0.082704 | 0.12585 | 0.16568 | 0.2577 | 0.35055 |  | 7.0833 | 192.9935 | 0 | 0 | 0 | 222.0632 | 259.4099 | 428.585 | 1501.1976
7.1667 | 0.028851 | 0.010589 | 0.021691 | 0.024572 | 0.029125 | 0.033004 | 0.037261 | 0.041495 |  | 7.1667 | 1141.3869 | 1140.4652 | 1140.5568 | 1140.8884 | 1141.4697 | 1141.8181 | 1142.197 | 1142.5537 |  | 7.1667 | 0 | 0 | 0 | 0 | 0 | 0 | 0 | 0 |  | 7.1667 | 0 | 0 | 0 | 0 | 0 | 0 | 0 | 0 |  | mar | 7.1667 | 1026.6569 | 1026.5 | 1026.5 | 1026.5061 | 1026.5488 | 1026.7142 | 1027.1241 | 1028.6895 |  | 7.1667 | 0.13196 | 0.00047355 | 0.010555 | 0.070319 | 0.13786 | 0.17357 | 0.25687 | 0.33718 |  | 7.1667 | 173.6869 | 0 | 0 | 0 | 211.5011 | 248.8927 | 389.2563 | 867.9559
7.25 | 0.026714 | 0.018838 | 0.020134 | 0.024069 | 0.026913 | 0.029063 | 0.034196 | 0.037983 |  | 7.25 | 1141.8157 | 1140.798 | 1140.8804 | 1141.27 | 1141.877 | 1142.2703 | 1142.9243 | 1143.1555 |  | 7.25 | 0 | 0 | 0 | 0 | 0 | 0 | 0 | 0 |  | 7.25 | 0 | 0 | 0 | 0 | 0 | 0 | 0 | 0 |  | apr | 7.25 | 1026.7021 | 1026.5 | 1026.5 | 1026.5031 | 1026.5244 | 1026.8965 | 1027.0933 | 1028.8577 |  | 7.25 | 0.10828 | 0.00046531 | 0.0046342 | 0.058862 | 0.10063 | 0.15221 | 0.22077 | 0.30592 |  | 7.25 | 132.1179 | 0 | 0 | 0 | 133.2782 | 244.4733 | 333.7656 | 554.721
7.3333 | 0.028304 | 0.0075782 | 0.0077721 | 0.015848 | 0.026145 | 0.039014 | 0.054414 | 0.07382 |  | 7.3333 | 1142.3112 | 1141.134 | 1141.2014 | 1141.6473 | 1142.5005 | 1142.9109 | 1143.4188 | 1143.6973 |  | 7.3333 | 6000 | 6000 | 6000 | 6000 | 6000 | 6000 | 6000 | 6000 |  | 7.3333 | 0.2 | 0.2 | 0.2 | 0.2 | 0.2 | 0.2 | 0.2 | 0.2 |  | may | 7.3333 | 1026.8025 | 1026.5 | 1026.5 | 1026.5015 | 1026.6619 | 1027.0967 | 1027.3455 | 1029.03 |  | 7.3333 | 0.050301 | 0.00053298 | 0.00061092 | 0.00089695 | 0.033983 | 0.07664 | 0.15101 | 0.22646 |  | 7.3333 | 5439.9372 | 4135.1241 | 4354.1164 | 4548.0996 | 4965.7531 | 5507.9198 | 7882.9089 | 7978.4187
7.4167 | 0.031141 | 0.016339 | 0.017389 | 0.022931 | 0.030474 | 0.036551 | 0.047099 | 0.056991 |  | 7.4167 | 1141.4989 | 1140.2695 | 1140.5161 | 1141.0122 | 1141.5815 | 1141.8694 | 1142.541 | 1143.1953 |  | 7.4167 | 6000 | 6000 | 6000 | 6000 | 6000 | 6000 | 6000 | 6000 |  | 7.4167 | 0.2 | 0.2 | 0.2 | 0.2 | 0.2 | 0.2 | 0.2 | 0.2 |  | jun | 7.4167 | 1028.8501 | 1026.5 | 1026.5007 | 1029.4352 | 1029.443 | 1029.4481 | 1029.4481 | 1029.4481 |  | 7.4167 | 0.14565 | 0.096496 | 0.11459 | 0.12503 | 0.13769 | 0.1592 | 0.195 | 0.27206 |  | 7.4167 | 9012.52 | 7470.3047 | 7620.5293 | 9227.3224 | 9338.9431 | 9402.9284 | 9543.9157 | 9563.0224
7.5 | 0.038342 | 0.021443 | 0.02801 | 0.032224 | 0.038278 | 0.042755 | 0.054679 | 0.059616 |  | 7.5 | 1141.0072 | 1139.3253 | 1139.9185 | 1140.6084 | 1141.1006 | 1141.4403 | 1141.8583 | 1142.8251 |  | 7.5 | 5981.6039 | 4160.3877 | 6000 | 6000 | 6000 | 6000 | 6000 | 6000 |  | 7.5 | 0.2 | 0.2 | 0.2 | 0.2 | 0.2 | 0.2 | 0.2 | 0.2 |  | jul | 7.5 | 1027.7221 | 1026.5 | 1026.5004 | 1028.0082 | 1028.0122 | 1028.0148 | 1028.0149 | 1029.4048 |  | 7.5 | 0.16536 | 0.10037 | 0.11215 | 0.14221 | 0.16021 | 0.18739 | 0.22944 | 0.30141 |  | 7.5 | 8178.1656 | 6044.6009 | 7458.4249 | 8203.9048 | 8357.5225 | 8398.5002 | 8483.8785 | 9146.8257
7.5833 | 0.03683 | 0.0099059 | 0.018951 | 0.028947 | 0.037458 | 0.042993 | 0.054238 | 0.075331 |  | 7.5833 | 1140.4168 | 1138.9019 | 1139.1648 | 1140.103 | 1140.5391 | 1140.9119 | 1141.3115 | 1142.1216 |  | 7.5833 | 5670.3216 | 2734.4066 | 4131.8595 | 6000 | 6000 | 6000 | 6000 | 6000 |  | 7.5833 | 0.2 | 0.2 | 0.2 | 0.2 | 0.2 | 0.2 | 0.2 | 0.2 |  | aug | 7.5833 | 1027.1234 | 1026.5 | 1026.5002 | 1027.2645 | 1027.2667 | 1027.2679 | 1027.2679 | 1027.9924 |  | 7.5833 | 0.15848 | 0.0071427 | 0.057877 | 0.11344 | 0.15537 | 0.20323 | 0.26365 | 0.33999 |  | 7.5833 | 6857.5224 | 998.6343 | 3673.9463 | 6030.3663 | 7657.1673 | 7826.9942 | 7984.2431 | 8021.2028
7.6667 | 0.04525 | 0.03406 | 0.038394 | 0.041508 | 0.045596 | 0.049107 | 0.052298 | 0.054696 |  | 7.6667 | 1139.8514 | 1138.9276 | 1138.9277 | 1139.3977 | 1139.7953 | 1140.3018 | 1140.7371 | 1141.6301 |  | 7.6667 | 5315.4427 | 2773.7719 | 3098.7385 | 4929.4486 | 6000 | 6000 | 6000 | 6000 |  | 7.6667 | 0.2 | 0.2 | 0.2 | 0.2 | 0.2 | 0.2 | 0.2 | 0.2 |  | sep | 7.6667 | 1027.2424 | 1026.5 | 1026.5001 | 1026.8888 | 1026.8894 | 1026.8898 | 1029.4545 | 1029.4597 |  | 7.6667 | 0.21959 | 0.13913 | 0.18133 | 0.21941 | 0.22706 | 0.23082 | 0.23691 | 0.24915 |  | 7.6667 | 7086.0246 | 3633.2544 | 4748.3627 | 6519.9499 | 7519.1234 | 7736.2559 | 9156.5113 | 9350.4615
7.75 | 0.036807 | 0.012549 | 0.019147 | 0.024333 | 0.032151 | 0.048768 | 0.064784 | 0.084839 |  | 7.75 | 1139.3915 | 1138.972 | 1138.972 | 1138.9723 | 1139.1345 | 1139.6416 | 1140.4045 | 1141.228 |  | 7.75 | 2876.3886 | 0 | 0 | 0 | 3809.541 | 5161.6339 | 6000 | 6000 |  | 7.75 | 0.116 | 0 | 0 | 0 | 0.2 | 0.2 | 0.2 | 0.2 |  | oct | 7.75 | 1026.8797 | 1026.5 | 1026.5 | 1026.6943 | 1026.6947 | 1026.6948 | 1028.0182 | 1028.1666 |  | 7.75 | 0.19666 | 0.015815 | 0.049177 | 0.13107 | 0.19571 | 0.26117 | 0.34292 | 0.43077 |  | 7.75 | 3627.7113 | 0 | 674.4144 | 988.813 | 3865.0875 | 5653.0707 | 7385.0431 | 8029.0641
7.8333 | 0.033378 | 0.018997 | 0.021744 | 0.025492 | 0.028019 | 0.035776 | 0.05536 | 0.062472 |  | 7.8333 | 1139.5323 | 1138.9962 | 1138.9962 | 1138.9962 | 1139.4381 | 1140.0076 | 1140.1132 | 1140.6117 |  | 7.8333 | 906.4085 | 0 | 0 | 0 | 0 | 0 | 5661.7454 | 6000 |  | 7.8333 | 0.042 | 0 | 0 | 0 | 0 | 0 | 0.2 | 0.2 |  | nov | 7.8333 | 1027.0341 | 1026.5 | 1026.5 | 1026.5973 | 1026.5974 | 1027.2697 | 1029.4978 | 1029.4979 |  | 7.8333 | 0.18254 | 0.040608 | 0.10054 | 0.15756 | 0.17426 | 0.19395 | 0.29088 | 0.39957 |  | 7.8333 | 1650.2673 | 0 | 349.046 | 501.0054 | 555.5835 | 2193.9031 | 6460.8594 | 8122.3754
7.9167 | 0.025408 | 0.015509 | 0.018096 | 0.022128 | 0.024537 | 0.027762 | 0.035232 | 0.046845 |  | 7.9167 | 1140.0072 | 1139 | 1139 | 1139.7397 | 1139.8352 | 1140.6274 | 1140.8225 | 1140.9012 |  | 7.9167 | 67.2841 | 0 | 0 | 0 | 0 | 0 | 0 | 1752.8202 |  | 7.9167 | 0.00055946 | 0 | 0 | 0 | 0 | 0 | 0 | 0.016268 |  | dec | 7.9167 | 1026.8229 | 1026.5 | 1026.5 | 1026.5486 | 1026.5487 | 1026.8906 | 1028.0403 | 1029.5 |  | 7.9167 | 0.17869 | 0.043332 | 0.095414 | 0.15374 | 0.17226 | 0.18917 | 0.27834 | 0.38844 |  | 7.9167 | 582.6394 | 0 | 199.9008 | 394.9924 | 425.5838 | 528.3021 | 1405.359 | 2340.5051
8 | 0.026552 | 0.016563 | 0.020366 | 0.02424 | 0.026222 | 0.028738 | 0.033505 | 0.036279 |  | 8 | 1140.5699 | 1139.3064 | 1139.7017 | 1140.3264 | 1140.4817 | 1141.1008 | 1141.3712 | 1141.5078 |  | 8 | 0 | 0 | 0 | 0 | 0 | 0 | 0 | 0 |  | 8 | 0 | 0 | 0 | 0 | 0 | 0 | 0 | 0 |  | jan | 8 | 1026.7214 | 1026.5 | 1026.5 | 1026.5243 | 1026.5244 | 1026.6953 | 1027.375 | 1029.5 |  | 8 | 0.20596 | 0.074612 | 0.12122 | 0.1792 | 0.1998 | 0.21722 | 0.30334 | 0.41719 |  | 8 | 420.6515 | 0 | 261.541 | 313.8448 | 357.5381 | 409.1784 | 814.9102 | 2078.9088
8.0833 | 0.026127 | 0.014396 | 0.019914 | 0.022938 | 0.026333 | 0.028697 | 0.032834 | 0.038208 |  | 8.0833 | 1141.0503 | 1139.8082 | 1140.2642 | 1140.7766 | 1141.0205 | 1141.4668 | 1141.8546 | 1142.2556 |  | 8.0833 | 0 | 0 | 0 | 0 | 0 | 0 | 0 | 0 |  | 8.0833 | 0 | 0 | 0 | 0 | 0 | 0 | 0 | 0 |  | feb | 8.0833 | 1026.634 | 1026.5 | 1026.5 | 1026.5122 | 1026.5122 | 1026.5977 | 1026.9456 | 1028.4293 |  | 8.0833 | 0.13315 | 2.006e-05 | 0.027487 | 0.080311 | 0.12531 | 0.1785 | 0.28877 | 0.41817 |  | 8.0833 | 175.4625 | 0 | 0 | 0 | 221.2052 | 269.4938 | 450.2345 | 506.2825
8.1667 | 0.029491 | 0.015887 | 0.019446 | 0.025191 | 0.029568 | 0.034077 | 0.038337 | 0.049037 |  | 8.1667 | 1141.4165 | 1140.1912 | 1140.574 | 1141.0781 | 1141.4099 | 1141.7808 | 1142.3547 | 1143.0876 |  | 8.1667 | 0 | 0 | 0 | 0 | 0 | 0 | 0 | 0 |  | 8.1667 | 0 | 0 | 0 | 0 | 0 | 0 | 0 | 0 |  | mar | 8.1667 | 1026.6821 | 1026.5 | 1026.5 | 1026.5061 | 1026.512 | 1026.7144 | 1027.1448 | 1028.6149 |  | 8.1667 | 0.13972 | 0.00054013 | 0.019312 | 0.071591 | 0.1353 | 0.19211 | 0.27488 | 0.38539 |  | 8.1667 | 167.5 | 0 | 0 | 0 | 211.7318 | 256.0431 | 359.5575 | 608.7982
8.25 | 0.026615 | 0.013012 | 0.01981 | 0.024087 | 0.026654 | 0.029937 | 0.033401 | 0.035144 |  | 8.25 | 1141.8367 | 1140.5394 | 1140.9064 | 1141.3564 | 1141.8333 | 1142.2189 | 1142.9917 | 1143.6548 |  | 8.25 | 0 | 0 | 0 | 0 | 0 | 0 | 0 | 0 |  | 8.25 | 0 | 0 | 0 | 0 | 0 | 0 | 0 | 0 |  | apr | 8.25 | 1026.732 | 1026.5 | 1026.5 | 1026.5031 | 1026.5189 | 1026.8945 | 1027.4048 | 1028.8011 |  | 8.25 | 0.11446 | 0.00038977 | 0.00062722 | 0.037366 | 0.11446 | 0.17389 | 0.24566 | 0.30551 |  | 8.25 | 150.3899 | 0 | 0 | 0 | 205.8973 | 260.5339 | 319.8326 | 474.7825
8.3333 | 0.029986 | 0.0075953 | 0.0084503 | 0.019853 | 0.029677 | 0.039581 | 0.05543 | 0.067976 |  | 8.3333 | 1142.3402 | 1140.8943 | 1141.238 | 1141.7385 | 1142.4387 | 1142.8434 | 1143.385 | 1144.2441 |  | 8.3333 | 6000 | 6000 | 6000 | 6000 | 6000 | 6000 | 6000 | 6000 |  | 8.3333 | 0.2 | 0.2 | 0.2 | 0.2 | 0.2 | 0.2 | 0.2 | 0.2 |  | may | 8.3333 | 1026.8178 | 1026.5 | 1026.5 | 1026.5015 | 1026.5505 | 1027.0906 | 1027.6157 | 1028.9998 |  | 8.3333 | 0.059545 | 0.0003426 | 0.00055133 | 0.00082159 | 0.040323 | 0.10283 | 0.17557 | 0.24268 |  | 8.3333 | 5666.1435 | 4273.6943 | 4352.7011 | 4516.6734 | 5042.9101 | 7609.7899 | 7979.0971 | 8040.5088
8.4167 | 0.032778 | 0.015776 | 0.019758 | 0.026677 | 0.032496 | 0.038386 | 0.047496 | 0.063222 |  | 8.4167 | 1141.5326 | 1140.2009 | 1140.5605 | 1141.101 | 1141.6041 | 1141.8564 | 1142.6221 | 1143.7662 |  | 8.4167 | 6000 | 6000 | 6000 | 6000 | 6000 | 6000 | 6000 | 6000 |  | 8.4167 | 0.2 | 0.2 | 0.2 | 0.2 | 0.2 | 0.2 | 0.2 | 0.2 |  | jun | 8.4167 | 1028.6743 | 1026.5 | 1026.5007 | 1026.5369 | 1029.4427 | 1029.4479 | 1029.4481 | 1029.4481 |  | 8.4167 | 0.15288 | 0.091538 | 0.11132 | 0.12654 | 0.14799 | 0.17165 | 0.21507 | 0.26228 |  | 8.4167 | 8878.2936 | 4326.0615 | 7626.3849 | 7805.888 | 9323.5219 | 9401.5018 | 9533.5669 | 9561.37
8.5 | 0.037164 | 0.017804 | 0.021995 | 0.032483 | 0.036331 | 0.042419 | 0.053584 | 0.06004 |  | 8.5 | 1141.0453 | 1139.3131 | 1139.959 | 1140.6628 | 1141.1331 | 1141.4545 | 1141.8767 | 1143.5515 |  | 8.5 | 5978.2451 | 4117.1856 | 6000 | 6000 | 6000 | 6000 | 6000 | 6000 |  | 8.5 | 0.2 | 0.2 | 0.2 | 0.2 | 0.2 | 0.2 | 0.2 | 0.2 |  | jul | 8.5 | 1027.6694 | 1026.5 | 1026.5004 | 1026.5406 | 1028.0122 | 1028.0148 | 1028.0149 | 1029.4374 |  | 8.5 | 0.16688 | 0.07417 | 0.1002 | 0.14134 | 0.16697 | 0.19365 | 0.2202 | 0.25596 |  | 8.5 | 8014.8502 | 4179.441 | 6289.3036 | 7604.4331 | 8322.7537 | 8395.8493 | 8523.6554 | 9265.5037
8.5833 | 0.035273 | 0.011547 | 0.016064 | 0.027208 | 0.034529 | 0.043218 | 0.056381 | 0.063628 |  | 8.5833 | 1140.464 | 1138.9016 | 1139.1929 | 1140.1056 | 1140.5729 | 1140.9243 | 1141.3413 | 1143.2817 |  | 8.5833 | 5683.6392 | 2727.7929 | 4237.7993 | 6000 | 6000 | 6000 | 6000 | 6000 |  | 8.5833 | 0.2 | 0.2 | 0.2 | 0.2 | 0.2 | 0.2 | 0.2 | 0.2 |  | aug | 8.5833 | 1027.2094 | 1026.5 | 1026.5002 | 1027.0863 | 1027.2666 | 1027.2679 | 1028.0093 | 1029.4453 |  | 8.5833 | 0.148 | 0.016477 | 0.041665 | 0.10934 | 0.14824 | 0.18626 | 0.24089 | 0.29495 |  | 8.5833 | 6928.094 | 990.0762 | 4482.1068 | 5974.5677 | 7570.6955 | 7863.9558 | 8109.7677 | 9264.6033
8.6667 | 0.045118 | 0.033212 | 0.038014 | 0.041711 | 0.044887 | 0.04818 | 0.052918 | 0.055965 |  | 8.6667 | 1139.8998 | 1138.9276 | 1138.9277 | 1139.3501 | 1139.897 | 1140.3771 | 1140.8145 | 1142.7721 |  | 8.6667 | 5285.6844 | 2766.2937 | 3098.1901 | 4810.7234 | 6000 | 6000 | 6000 | 6000 |  | 8.6667 | 0.2 | 0.2 | 0.2 | 0.2 | 0.2 | 0.2 | 0.2 | 0.2 |  | sep | 8.6667 | 1027.2861 | 1026.5 | 1026.5001 | 1026.8881 | 1026.8896 | 1026.9077 | 1029.4545 | 1029.4597 |  | 8.6667 | 0.22076 | 0.1186 | 0.17653 | 0.21919 | 0.22718 | 0.23385 | 0.24202 | 0.24657 |  | 8.6667 | 7088.2561 | 3632.1374 | 4501.1596 | 6187.1579 | 7553.3706 | 7771.618 | 9246.0626 | 9326.6755
8.75 | 0.039859 | 0.014997 | 0.018308 | 0.026229 | 0.036765 | 0.05118 | 0.069396 | 0.083485 |  | 8.75 | 1139.4517 | 1138.972 | 1138.972 | 1138.9723 | 1139.2008 | 1139.824 | 1140.4131 | 1142.1924 |  | 8.75 | 3032.9529 | 0 | 0 | 0 | 3845.781 | 6000 | 6000 | 6000 |  | 8.75 | 0.118 | 0 | 0 | 0 | 0.2 | 0.2 | 0.2 | 0.2 |  | oct | 8.75 | 1026.9021 | 1026.5 | 1026.5 | 1026.694 | 1026.6948 | 1026.7168 | 1028.0181 | 1028.1681 |  | 8.75 | 0.19926 | 0.041561 | 0.06991 | 0.14381 | 0.20114 | 0.24554 | 0.32308 | 0.42699 |  | 8.75 | 4030.0059 | 0 | 0 | 977.2044 | 4792.6933 | 7064.95 | 7880.1725 | 8142.407
8.8333 | 0.033692 | 0.017376 | 0.020416 | 0.025049 | 0.027881 | 0.047137 | 0.059369 | 0.062462 |  | 8.8333 | 1139.5441 | 1138.9962 | 1138.9962 | 1138.9962 | 1139.4956 | 1140.0062 | 1140.1167 | 1141.5524 |  | 8.8333 | 1041.6942 | 0 | 0 | 0 | 0 | 2473.2913 | 5100.9666 | 6000 |  | 8.8333 | 0.052 | 0 | 0 | 0 | 0 | 0.2 | 0.2 | 0.2 |  | nov | 8.8333 | 1026.8454 | 1026.5 | 1026.5 | 1026.5972 | 1026.5974 | 1026.8893 | 1027.4421 | 1029.4979 |  | 8.8333 | 0.1751 | 0.04338 | 0.089849 | 0.16226 | 0.17445 | 0.1905 | 0.25703 | 0.3799 |  | 8.8333 | 1662.6697 | 0 | 0 | 481.9595 | 556.165 | 3114.5076 | 6226.0487 | 7115.6704
8.9167 | 0.02486 | 0.016423 | 0.018658 | 0.022199 | 0.024481 | 0.026849 | 0.032808 | 0.041505 |  | 8.9167 | 1139.9824 | 1139 | 1139 | 1139.7222 | 1139.8689 | 1140.6404 | 1140.7822 | 1140.9172 |  | 8.9167 | 72.38 | 0 | 0 | 0 | 0 | 0 | 0 | 1946.1369 |  | 8.9167 | 0.00059641 | 0 | 0 | 0 | 0 | 0 | 0 | 0.015933 |  | dec | 8.9167 | 1026.7336 | 1026.5 | 1026.5 | 1026.5486 | 1026.5487 | 1026.8906 | 1027.8243 | 1028.3729 |  | 8.9167 | 0.17092 | 0.049967 | 0.081316 | 0.15456 | 0.17387 | 0.18609 | 0.2475 | 0.36267 |  | 8.9167 | 526.9282 | 0 | 0 | 381.9708 | 431.132 | 523.556 | 1330.4954 | 2723.832
9 | 0.025786 | 0.01715 | 0.020048 | 0.02372 | 0.025695 | 0.027936 | 0.031004 | 0.034141 |  | 9 | 1140.5494 | 1139.2765 | 1139.667 | 1140.2994 | 1140.5217 | 1141.1035 | 1141.2227 | 1141.5394 |  | 9 | 0 | 0 | 0 | 0 | 0 | 0 | 0 | 0 |  | 9 | 0 | 0 | 0 | 0 | 0 | 0 | 0 | 0 |  | jan | 9 | 1026.6844 | 1026.5 | 1026.5 | 1026.5243 | 1026.5244 | 1026.6953 | 1027.9749 | 1028.699 |  | 9 | 0.19803 | 0.075978 | 0.11124 | 0.18256 | 0.20109 | 0.21473 | 0.27312 | 0.38536 |  | 9 | 381.3016 | 0 | 220.7851 | 309.31 | 343.2487 | 407.5494 | 790.9527 | 1182.2849
9.0833 | 0.02567 | 0.017993 | 0.020832 | 0.023654 | 0.025358 | 0.027755 | 0.031914 | 0.035779 |  | 9.0833 | 1141.0324 | 1139.7615 | 1140.2444 | 1140.7012 | 1141.0267 | 1141.4973 | 1141.746 | 1142.337 |  | 9.0833 | 0 | 0 | 0 | 0 | 0 | 0 | 0 | 0 |  | 9.0833 | 0 | 0 | 0 | 0 | 0 | 0 | 0 | 0 |  | feb | 9.0833 | 1026.6296 | 1026.5 | 1026.5 | 1026.5122 | 1026.5122 | 1026.5977 | 1027.2477 | 1028.9702 |  | 9.0833 | 0.12862 | 1.9783e-05 | 0.022312 | 0.080833 | 0.13166 | 0.165 | 0.24905 | 0.28975 |  | 9.0833 | 168.0631 | 0 | 0 | 0 | 220.9155 | 263.5583 | 323.8551 | 437.4512
9.1667 | 0.028704 | 0.0144 | 0.017517 | 0.024712 | 0.029564 | 0.032674 | 0.038425 | 0.042342 |  | 9.1667 | 1141.397 | 1140.1322 | 1140.575 | 1141.0132 | 1141.4028 | 1141.8267 | 1142.3274 | 1143.1487 |  | 9.1667 | 0 | 0 | 0 | 0 | 0 | 0 | 0 | 0 |  | 9.1667 | 0 | 0 | 0 | 0 | 0 | 0 | 0 | 0 |  | mar | 9.1667 | 1026.6857 | 1026.5 | 1026.5 | 1026.5061 | 1026.5242 | 1026.7079 | 1027.4487 | 1029.1525 |  | 9.1667 | 0.13881 | 0.00040443 | 0.023178 | 0.084815 | 0.13411 | 0.19226 | 0.28486 | 0.37928 |  | 9.1667 | 169.9836 | 0 | 0 | 0 | 212.2969 | 267.7755 | 329.5636 | 735.3961
9.25 | 0.026675 | 0.018574 | 0.019995 | 0.023599 | 0.026969 | 0.029723 | 0.033688 | 0.037217 |  | 9.25 | 1141.8197 | 1140.4811 | 1140.9023 | 1141.3303 | 1141.8252 | 1142.2491 | 1143.0742 | 1143.7264 |  | 9.25 | 0 | 0 | 0 | 0 | 0 | 0 | 0 | 0 |  | 9.25 | 0 | 0 | 0 | 0 | 0 | 0 | 0 | 0 |  | apr | 9.25 | 1026.7345 | 1026.5 | 1026.5 | 1026.5031 | 1026.5244 | 1026.8491 | 1027.5945 | 1029.3347 |  | 9.25 | 0.11899 | 0.00052863 | 0.0063146 | 0.05817 | 0.11113 | 0.16908 | 0.25441 | 0.35688 |  | 9.25 | 144.0083 | 0 | 0 | 0 | 198.9915 | 258.1494 | 327.2356 | 470.7925
9.3333 | 0.027143 | 0.0075051 | 0.0081185 | 0.01657 | 0.02649 | 0.034268 | 0.051971 | 0.064305 |  | 9.3333 | 1142.3165 | 1140.8235 | 1141.2517 | 1141.6875 | 1142.3733 | 1142.8451 | 1143.5828 | 1144.3284 |  | 9.3333 | 6000 | 6000 | 6000 | 6000 | 6000 | 6000 | 6000 | 6000 |  | 9.3333 | 0.2 | 0.2 | 0.2 | 0.2 | 0.2 | 0.2 | 0.2 | 0.2 |  | may | 9.3333 | 1026.8263 | 1026.5 | 1026.5 | 1026.5015 | 1026.5483 | 1027.0117 | 1027.8257 | 1029.4541 |  | 9.3333 | 0.058655 | 0.00043722 | 0.00061314 | 0.00092494 | 0.035122 | 0.095952 | 0.18248 | 0.28791 |  | 9.3333 | 5575.1204 | 4253.35 | 4390.3013 | 4530.3199 | 4942.61 | 7481.4254 | 7945.9296 | 8106.548
9.4167 | 0.032302 | 0.017824 | 0.019222 | 0.025354 | 0.032251 | 0.037325 | 0.046724 | 0.068447 |  | 9.4167 | 1141.5153 | 1140.1108 | 1140.5669 | 1141.0911 | 1141.6014 | 1141.8779 | 1142.9343 | 1143.8477 |  | 9.4167 | 6000 | 6000 | 6000 | 6000 | 6000 | 6000 | 6000 | 6000 |  | 9.4167 | 0.2 | 0.2 | 0.2 | 0.2 | 0.2 | 0.2 | 0.2 | 0.2 |  | jun | 9.4167 | 1028.7267 | 1026.5 | 1026.5007 | 1028.282 | 1029.4431 | 1029.4478 | 1029.4481 | 1029.4481 |  | 9.4167 | 0.15141 | 0.1 | 0.11565 | 0.13079 | 0.14547 | 0.16433 | 0.20257 | 0.24633 |  | 9.4167 | 8958.7577 | 7467.5635 | 7620.1104 | 8858.0214 | 9322.6924 | 9404.7045 | 9520.0343 | 9563.0205
9.5 | 0.035626 | 0.014901 | 0.021678 | 0.029373 | 0.036491 | 0.042563 | 0.048943 | 0.053355 |  | 9.5 | 1141.0296 | 1139.3107 | 1139.9796 | 1140.6274 | 1141.0847 | 1141.4172 | 1142.3256 | 1143.6292 |  | 9.5 | 5975.195 | 4109.603 | 6000 | 6000 | 6000 | 6000 | 6000 | 6000 |  | 9.5 | 0.2 | 0.2 | 0.2 | 0.2 | 0.2 | 0.2 | 0.2 | 0.2 |  | jul | 9.5 | 1027.6455 | 1026.5 | 1026.5004 | 1027.4062 | 1028.0122 | 1028.0146 | 1028.0149 | 1028.184 |  | 9.5 | 0.15313 | 0.049956 | 0.094476 | 0.12417 | 0.15441 | 0.17769 | 0.21297 | 0.25018 |  | 9.5 | 7824.0154 | 3978.0296 | 4145.3071 | 7625.0245 | 8347.5724 | 8391.527 | 8473.0204 | 8564.67
9.5833 | 0.035452 | 0.012496 | 0.015703 | 0.028875 | 0.036471 | 0.043613 | 0.054477 | 0.06676 |  | 9.5833 | 1140.4418 | 1138.9017 | 1139.2224 | 1140.0103 | 1140.5212 | 1140.9032 | 1141.6963 | 1143.3569 |  | 9.5833 | 5666.4443 | 2727.4669 | 4322.3217 | 6000 | 6000 | 6000 | 6000 | 6000 |  | 9.5833 | 0.2 | 0.2 | 0.2 | 0.2 | 0.2 | 0.2 | 0.2 | 0.2 |  | aug | 9.5833 | 1027.3467 | 1026.5 | 1026.5002 | 1027.2646 | 1027.267 | 1027.2679 | 1029.4452 | 1029.4453 |  | 9.5833 | 0.15056 | 0.0098411 | 0.052324 | 0.1118 | 0.15183 | 0.18754 | 0.25319 | 0.30205 |  | 9.5833 | 6864.0243 | 1730.7154 | 3790.1679 | 5884.9683 | 7672.4445 | 7846.0678 | 8607.061 | 9319.2242
9.6667 | 0.045029 | 0.03444 | 0.03677 | 0.042046 | 0.044574 | 0.04876 | 0.052725 | 0.057207 |  | 9.6667 | 1139.8809 | 1138.9276 | 1138.9277 | 1139.3108 | 1139.8257 | 1140.304 | 1141.1721 | 1142.8898 |  | 9.6667 | 5271.0984 | 2765.92 | 3100.8191 | 4716.2075 | 6000 | 6000 | 6000 | 6000 |  | 9.6667 | 0.2 | 0.2 | 0.2 | 0.2 | 0.2 | 0.2 | 0.2 | 0.2 |  | sep | 9.6667 | 1027.4478 | 1026.5 | 1026.5001 | 1026.8889 | 1026.8898 | 1028.006 | 1029.4545 | 1029.4597 |  | 9.6667 | 0.21637 | 0.16935 | 0.17469 | 0.21153 | 0.22313 | 0.22997 | 0.23689 | 0.24486 |  | 9.6667 | 7166.4894 | 3622.2841 | 4514.5694 | 6313.648 | 7551.5265 | 7797.4334 | 9221.2515 | 9350.454
9.75 | 0.040922 | 0.014131 | 0.021223 | 0.026964 | 0.039128 | 0.051889 | 0.069231 | 0.095967 |  | 9.75 | 1139.4361 | 1138.9657 | 1138.972 | 1138.9723 | 1139.1746 | 1139.6921 | 1140.8041 | 1142.3052 |  | 9.75 | 2957.042 | 0 | 0 | 0 | 3755.9489 | 5619.3539 | 6000 | 6000 |  | 9.75 | 0.118 | 0 | 0 | 0 | 0.2 | 0.2 | 0.2 | 0.2 |  | oct | 9.75 | 1026.9847 | 1026.5 | 1026.5 | 1026.6945 | 1026.6948 | 1027.2634 | 1028.0181 | 1028.127 |  | 9.75 | 0.21638 | 0.015949 | 0.092518 | 0.16479 | 0.22276 | 0.27027 | 0.31758 | 0.40207 |  | 9.75 | 4027.4529 | 0 | 734.4488 | 986.059 | 4933.1492 | 6984.1056 | 7695.8417 | 8142.5374
9.8333 | 0.033284 | 0.018084 | 0.021968 | 0.025432 | 0.028846 | 0.03547 | 0.058457 | 0.061775 |  | 9.8333 | 1139.5519 | 1138.9962 | 1138.9962 | 1138.9962 | 1139.4355 | 1140.0085 | 1140.325 | 1141.6139 |  | 9.8333 | 864.1129 | 0 | 0 | 0 | 0 | 0 | 5825.1683 | 6000 |  | 9.8333 | 0.04 | 0 | 0 | 0 | 0 | 0 | 0.2 | 0.2 |  | nov | 9.8333 | 1026.8647 | 1026.5 | 1026.5 | 1026.5973 | 1026.5974 | 1026.8893 | 1027.4346 | 1029.4978 |  | 9.8333 | 0.18744 | 0.021807 | 0.12658 | 0.16835 | 0.17814 | 0.20987 | 0.27874 | 0.30627 |  | 9.8333 | 1525.3223 | 0 | 376.9228 | 515.8702 | 600.4841 | 931.8208 | 6612.2273 | 7115.7626
9.9167 | 0.026232 | 0.016159 | 0.020964 | 0.023138 | 0.02499 | 0.028206 | 0.03935 | 0.042971 |  | 9.9167 | 1140.0474 | 1139 | 1139 | 1139.7631 | 1139.9247 | 1140.634 | 1140.8304 | 1140.9067 |  | 9.9167 | 104.8353 | 0 | 0 | 0 | 0 | 0 | 1583.557 | 1943.8077 |  | 9.9167 | 0.00096088 | 0 | 0 | 0 | 0 | 0 | 0.014544 | 0.016921 |  | dec | 9.9167 | 1026.7182 | 1026.5 | 1026.5 | 1026.5486 | 1026.5487 | 1026.7009 | 1027.9122 | 1029.0668 |  | 9.9167 | 0.18189 | 0.026378 | 0.12039 | 0.16225 | 0.18028 | 0.19687 | 0.26558 | 0.29231 |  | 9.9167 | 585.5311 | 0 | 295.9461 | 402.4602 | 449.0958 | 576.871 | 2170.2411 | 2678.6119
10 | 0.026403 | 0.016396 | 0.021119 | 0.023518 | 0.026463 | 0.028688 | 0.031756 | 0.035917 |  | 10 | 1140.5979 | 1139.2565 | 1139.6904 | 1140.3525 | 1140.5674 | 1141.115 | 1141.2402 | 1141.4908 |  | 10 | 0 | 0 | 0 | 0 | 0 | 0 | 0 | 0 |  | 10 | 0 | 0 | 0 | 0 | 0 | 0 | 0 | 0 |  | jan | 10 | 1026.6465 | 1026.5 | 1026.5 | 1026.5243 | 1026.5244 | 1026.6012 | 1027.2811 | 1029.3503 |  | 10 | 0.2076 | 0.053735 | 0.14912 | 0.18532 | 0.20703 | 0.22246 | 0.29247 | 0.3155 |  | 10 | 387.0849 | 0 | 286.2675 | 313.8414 | 348.2905 | 408.1225 | 555.7563 | 1957.2839
Note on A2: GoldSim Version: 10.50.200 Model: C:\Projects\Faro\Model\Current Model\FMC_WB_WQModel_V2.0\X14Analysis\FMC_WB_WQModel_V2.07_S6f.gsm Element ID: \Faro_SWWQM\Results\SingleWQ_4Dash\SingleWQ_X14\R_SingleWQ Element Description: Simulated on: 6/17/2013 17:10:32 Exported on: 6/17/2013 17:11:16 # of Realizations: 100 # of Time Values: 121 Time Display Units: yr
Note on L2: GoldSim Version: 10.50.200 Model: C:\Projects\Faro\Model\Current Model\FMC_WB_WQModel_V2.0\X14Analysis\FMC_WB_WQModel_V2.07_S6f.gsm Element ID: \Faro_SWWQM\Results\StorageResults\R_Elev_FaroPit Element Description: Simulated on: 6/17/2013 17:10:32 Exported on: 6/17/2013 17:11:21 # of Realizations: 100 # of Time Values: 121 Time Display Units: yr
Note on W2: GoldSim Version: 10.50.200 Model: C:\Projects\Faro\Model\Current Model\FMC_WB_WQModel_V2.0\X14Analysis\FMC_WB_WQModel_V2.07_S6f.gsm Element ID: \Faro_SWWQM\Results\FlowsResults\R_Faro_WTP Element Description: Simulated on: 6/17/2013 17:10:32 Exported on: 6/17/2013 17:11:19 # of Realizations: 100 # of Time Values: 121 Time Display Units: yr
Note on AH2: GoldSim Version: 10.50.200 Model: C:\Projects\Faro\Model\Current Model\FMC_WB_WQModel_V2.0\X14Analysis\FMC_WB_WQModel_V2.07_S6f.gsm Element ID: \Faro_SWWQM\Results\SingleWQ_4Dash\SingleWQ_EfluentWTP_Faro\R_SingleWQ Element Description: Simulated on: 6/17/2013 17:10:32 Exported on: 6/17/2013 17:11:18 # of Realizations: 100 # of Time Values: 121 Time Display Units: yr
Note on AS2: GoldSim Version: 10.50.200 Model: C:\Projects\Faro\Model\Current Model\FMC_WB_WQModel_V2.0\X14Analysis\FMC_WB_WQModel_V2.07_S6f.gsm Element ID: \Faro_SWWQM\Results\StorageResults\R_Elev_CVD Element Description: Simulated on: 6/17/2013 17:10:32 Exported on: 6/17/2013 17:11:22 # of Realizations: 100 # of Time Values: 121 Time Display Units: yr
Note on BD2: GoldSim Version: 10.50.200 Model: C:\Projects\Faro\Model\Current Model\FMC_WB_WQModel_V2.0\X14Analysis\FMC_WB_WQModel_V2.07_S6f.gsm Element ID: \Faro_SWWQM\Results\SingleWQ_4Dash\SingleWQ_CVD\R_SingleWQ Element Description: Simulated on: 6/17/2013 17:10:32 Exported on: 6/17/2013 17:11:17 # of Realizations: 100 # of Time Values: 121 Time Display Units: yr
Note on BO2: GoldSim Version: 10.50.200 Model: C:\Projects\Faro\Model\Current Model\FMC_WB_WQModel_V2.0\X14Analysis\FMC_WB_WQModel_V2.07_S6f.gsm Element ID: \Faro_SWWQM\Results\FlowsResults\R_Q_CVPOUT Element Description: Simulated on: 6/17/2013 17:10:32 Exported on: 6/17/2013 17:11:20 # of Realizations: 100 # of Time Values: 121 Time Display Units: yr
Note on AH4: GoldSim Version: 10.50.200 Model: C:\Projects\Faro\Model\Current Model\FMC_WB_WQModel_V2.0\X14Analysis\FMC_WB_WQModel_V2.04_S4.gsm Element ID: \Faro_SWWQM\Results\SingleWQ_4Dash\SingleWQ_EfluentWTP_Faro\R_SingleWQ Element Description: Simulated on: 5/10/2013 12:06:40 Exported on: 5/10/2013 12:10:14 # of Realizations: 100 # of Time Values: 121 Time Display Units: yr

## Calcs
| C-6f | - Scenario C-6f
|  | Plot A- Zinc Concentrations at X14 | [6 empty] | Plot C - Faro Pit Elevation |  |  |  | Plot B - CVP Operation |  |  |  | Plot D - CVP Zinc Concentration |  |  |  | Plot D - CVP Discharges
|  | Plot A- Zinc Concentrations at X14 - Scenario C-6f | [6 empty] | Plot C - Faro Pit Elevation - Scenario C-6f |  |  |  | Plot B - CVP Operation - Scenario C-6f |  |  |  | Plot D - CVP Zinc Concentration - Scenario C-6f |  |  |  | Plot D - CVP Discharges | [7 empty] | X2 Zinc
[9 empty] | 2004-01-15 | 1141.6951 |  |  | 2004-02-12 | 1030.329 |  |  | 2004-04-14 | 0.2415 |  |  | 2005-01-31 |  | 0 |  | Date/Time | CVP_Outflow [l/s] | 31778 | 1987-01-01 | 0.05
[9 empty] | 2004-01-30 | 1141.7956 |  |  | 2004-02-23 | 1030.23 |  |  | 2004-07-12 | 0.11 |  |  | 2005-02-28 | 110.2678 | 1747.7804 |  | 2004-02-12 | 0 |  | 1987-02-01 | 0.07
| 27395 | 1975-01-01 | [6 empty] | 2004-02-15 | 1141.884 |  |  | 2004-02-29 | 1030.065 |  |  | 2004-08-09 | 0.17 |  |  | 2005-03-31 | 267.8995 | 4246.2935 |  | 2004-02-13 | 21.343 |  | 1987-03-01 | 0.06
| 27548 | 1975-06-03 | 0.1 | 0-0.1 | 0.1 | 750 | 84.55% |  | 2004-02-29 | 1141.945 |  |  | 2004-03-04 | 1030.038 |  |  | 2004-10-12 | 0.4 |  |  | 2005-04-30 | 0 | 0 |  | 2004-02-14 | 21.343 |  | 1987-04-01 | 0.04 | 0.04
|  | 1975-06-11 | 0.08 | 0.1-0.2 | 0.2 | 117 | 13.19% |  | 2004-03-15 | 1142.0364 |  |  | 2004-03-08 | 1029.715 |  |  | 2004-10-26 |  |  |  | 2005-05-31 | 297.432 | 4714.3939 |  | 2004-02-15 | 21.343 |  | 1987-05-01 | 0.1
|  | 1975-06-17 | 0.04 | 0.2-0.3 | 0.3 | 8 | 0.9019% |  | 2004-03-31 | 1142.1248 |  |  | 2004-04-19 | 1030.165 |  |  | 2004-11-15 | 0.52 |  |  | 2005-06-30 | 435.828 | 6908.0151 |  | 2004-02-16 | 21.343 |  | 1987-06-01 | 0.03
|  | 1975-07-02 | 0.05 | 0.3-0.4 | 0.4 | 4 | 0.451% |  | 2004-04-15 | 1142.1858 |  |  | 2004-04-22 | 1030.3 |  |  | 2005-01-21 | 0.4 |  |  | 2005-07-31 | 351.6432 | 5573.6583 |  | 2004-02-17 | 21.343 |  | 1987-07-01 | 0.03
|  | 1975-07-08 | 0.1 | 0.4-0.5 | 0.5 | 0 | 0% |  | 2004-04-30 | 1142.2742 |  |  | 2004-04-23 | 1030.27 |  |  | 2005-02-08 | 0.27 |  |  | 2005-08-31 | 273.2532 | 4331.1515 |  | 2004-02-18 | 21.343 |  | 1987-08-01 | 0.05
|  | 1975-07-16 | 0.02 | 0.5-1 | 1 | 7 | 0.7892% |  | 2004-05-15 | 1142.4662 |  |  | 2004-04-26 | 1030.15 |  |  | 2005-04-11 | 0.22 |  |  | 2005-09-30 | 274.1472 | 4345.3219 |  | 2004-02-19 | 21.343 |  | 1987-08-11 | 0.05
|  | 1975-07-24 | 0.02 | 1-2 | 2 | 1 | 0.1127% |  | 2004-05-18 | 1142.515 |  |  | 2004-04-30 | 1029.882 |  |  | 2005-05-31 | 0.2 |  |  | 2005-10-31 | 36.7835 | 583.0308 |  | 2004-02-20 | 21.343 |  | 1987-09-01 | 0.04
|  | 1975-07-28 | 0.01 |  | 10 | 0 | 0% |  | 2004-05-23 | 1142.4754 |  |  | 2004-05-03 | 1029.795 |  |  | 2005-11-02 | 0.65 |  |  | 2005-11-30 | 0 | 0 |  | 2004-02-21 | 21.343 |  | 1987-09-08 | 0.04
|  | 1975-08-05 | 0.01 |  | 20 | 0 | 0% |  | 2004-05-25 | 1142.4357 |  |  | 2004-05-06 | 1029.702 |  |  | 2005-12-15 | 0.61 |  |  | 2005-12-31 | 0 | 0 |  | 2004-02-22 | 21.343 |  | 1987-10-01 | 0.06
|  | 1975-08-12 | 0.01 | [5 empty] | 2004-05-31 | 1142.326 |  |  | 2004-05-10 | 1029.61 |  |  | 2006-01-23 | 0.39 |  |  | 2006-01-31 | 0 | 0 |  | 2004-02-23 | 21.343 |  | 1987-10-06 | 0.06
|  | 1975-08-19 | 0.07 |  |  | 887 |  |  | 2004-06-07 | 1142.2711 |  |  | 2004-05-11 | 1029.644 |  |  | 2006-02-14 |  |  |  | 2006-02-28 | 0 | 0 |  | 2004-02-24 | 65.213 |  | 1987-11-01 | 0.05
|  | 1975-08-27 | 0.01 | [5 empty] | 2004-06-14 | 1142.1949 |  |  | 2004-05-12 | 1029.645 |  |  | 2006-03-24 | 0.59 |  |  | 2006-03-31 | 0 | 0 |  | 2004-02-25 | 65.213 |  | 1987-11-10 | 0.05
|  | 1975-09-02 | 146 | [5 empty] | 2004-06-21 | 1142.0608 |  |  | 2004-05-13 | 1029.658 |  |  | 2006-04-25 | 0.049 |  |  | 2006-04-30 | 0 | 0 |  | 2004-02-26 | 65.213 |  | 1987-12-01 | 0.02
|  | 1975-09-09 | 0.03 | [5 empty] | 2004-06-28 | 1142.0944 |  |  | 2004-05-16 | 1029.642 |  |  | 2006-05-18 | 0.047 |  |  | 2006-05-31 | 286.9323 | 4547.9689 |  | 2004-02-27 | 65.213 |  | 1987-12-09 | 0.02
|  | 1975-09-16 | 0.08 | [5 empty] | 2004-07-05 | 1142.1462 |  |  | 2004-05-21 | 1029.61 |  |  | 2006-09-12 | 0.23 |  |  | 2006-06-30 | 286.3384 | 4538.5554 |  | 2004-02-28 | 65.213 |  | 1988-01-27 | 0.045
|  | 1975-09-24 | 0.01 | [5 empty] | 2004-07-09 | 1142.1797 |  |  | 2004-05-28 | 1029.73 |  |  | 2006-10-17 | 0.49 |  |  | 2006-07-31 | 314.195 | 4980.0929 |  | 2004-02-29 | 65.213 |  | 1988-02-17 | 0.036
|  | 1975-10-14 | 0.01 | [5 empty] | 2004-07-12 | 1142.1949 |  |  | 2004-06-02 | 1029.803 |  |  | 2006-11-14 | 0.5 |  |  | 2006-08-31 | 234.7973 | 3721.6128 |  | 2004-03-01 | 16.007 |  | 1988-03-24 | 0.035
|  | 1977-01-04 | 0.02 | [5 empty] | 2004-07-19 | 1142.0669 |  |  | 2004-06-07 | 1029.868 |  |  | 2006-12-13 | 0.35 |  |  | 2006-09-30 | 93.8675 | 1487.8302 |  | 2004-03-02 | 16.007 |  | 1988-04-25 | 0.15 | 0.15
|  | 1977-01-11 | 0.1 | [5 empty] | 2004-07-26 | 1142.1157 |  |  | 2004-06-21 | 1029.698 |  |  | 2007-01-16 | 0.39 |  |  | 2006-10-31 | 0 | 0 |  | 2004-03-03 | 16.007 |  | 1988-05-25 | 0.017
|  | 1977-01-13 | 0.03 | [5 empty] | 2004-07-31 | 1142.1553 |  |  | 2004-07-08 | 1029.868 |  |  | 2007-02-15 | 0.3 |  |  | 2006-11-30 | 0 | 0 |  | 2004-03-04 | 16.007 |  | 1988-06-07 | 0.015
|  | 1977-01-17 | 0.06 | [5 empty] | 2004-08-15 | 1142.2407 |  |  | 2004-07-16 | 1029.805 |  |  | 2007-03-12 | 0.29 |  |  | 2006-12-31 | 0 | 0 |  | 2004-03-05 | 188.19 |  | 1988-07-11 | 0.027
|  | 1977-01-24 | 0.04 | [5 empty] | 2004-08-23 | 1142.2711 |  |  | 2004-07-30 | 1029.74 |  |  | 2007-04-19 | 0.24 |  |  | 2007-01-31 | 0 | 0 |  | 2004-03-06 | 188.19 |  | 1988-08-16 | 0.013
|  | 1977-01-27 | 0.04 | [5 empty] | 2004-08-31 | 1142.0334 |  |  | 2004-08-12 | 1029.868 |  |  | 2007-05-15 | 0.032 |  |  | 2007-02-28 | 0 | 0 |  | 2004-03-07 | 188.19 |  | 1988-09-13 | 0.025
|  | 1977-02-01 | 0.03 | [5 empty] | 2004-09-07 | 1141.8597 |  |  | 2004-08-19 | 1029.93 |  |  | 2007-11-14 | 0.19 |  |  | 2007-03-31 | 0 | 0 |  | 2004-03-08 | 188.19 |  | 1988-10-06 | 0.082
|  | 1977-02-08 | 0.04 | [5 empty] | 2004-09-15 | 1141.689 |  |  | 2004-09-17 | 1028.902 |  |  | 2007-12-10 | 0.21 |  |  | 2007-04-30 | 75.8628 | 1202.4505 |  | 2004-03-09 | 0 |  | 1988-11-01 | 0.021
|  | 1977-02-14 | 0.06 | [5 empty] | 2004-09-18 | 1141.6798 |  |  | 2004-09-24 | 1029.03 |  |  | 2007-12-11 |  |  |  | 2007-05-31 | 182.2493 | 2888.7098 |  | 2004-03-10 | 0 |  | 1988-11-30 | 0.022
|  | 1977-02-21 | 0.05 | [5 empty] | 2004-09-30 | 1141.7499 |  |  | 2004-10-05 | 1029.202 |  |  | 2008-01-08 | 0.16 |  |  | 2007-06-30 | 223.0797 | 3535.8851 |  | 2004-03-11 | 0 |  | 1989-02-07 | 0.025
|  | 1977-03-01 | 0.02 | [5 empty] | 2004-10-15 | 1141.8566 |  |  | 2004-10-08 | 1029.252 |  |  | 2008-02-19 | 0.12 |  |  | 2007-07-31 | 225.2206 | 3569.8185 |  | 2004-03-12 | 0 |  | 1989-05-09 | 0.024
|  | 1977-03-07 | 0.03 | [5 empty] | 2004-10-31 | 1141.9511 |  |  | 2004-10-14 | 1029.345 |  |  | 2008-03-18 | 0.12 |  |  | 2007-08-31 | 239.9144 | 3802.7214 |  | 2004-03-13 | 0 |  | 1989-05-31 | 0.0145
|  | 1977-03-15 | 0.1 | [5 empty] | 2004-11-15 | 1142.0395 |  |  | 2004-10-21 | 1029.261 |  |  | 2008-11-04 | 0.17 |  |  | 2007-09-30 | 119.7801 | 1898.5539 |  | 2004-03-14 | 0 |  | 1989-06-13 | 0.024
|  | 1977-03-21 | 0.02 | [5 empty] | 2004-11-30 | 1142.1248 |  |  | 2004-10-25 | 1028.782 |  |  | 2008-11-04 10:30 |  |  |  | 2007-10-31 | 49.5412 | 785.2439 |  | 2004-03-15 | 0 |  | 1989-07-10 | 0.037
|  | 1977-03-28 | 0.01 | [5 empty] | 2004-12-15 | 1142.2346 |  |  | 2004-10-26 | 1028.748 |  |  | 2008-12-01 | 0.19 |  |  | 2007-11-30 | 0 | 0 |  | 2004-03-16 | 0 |  | 1989-07-25 | 0.012
|  | 1977-04-04 | 0.12 | [5 empty] | 2004-12-31 | 1142.3351 |  |  | 2004-10-28 | 1028.795 |  |  | 2008-12-01 12:10 |  |  |  | 2007-12-31 | 0 | 0 |  | 2004-03-17 | 0 |  | 1989-07-28 | 0.042
|  | 1977-04-11 | 0.24 | [5 empty] | 2005-01-15 | 1142.4144 |  |  | 2004-10-28 | 1028.795 |  |  | 2008-12-03 |  |  |  | 2010-04-01 | 96.996 | 1537.4179 |  | 2004-03-18 | 0 |  | 1989-08-14 | 0.017
|  | 1977-04-18 | 0.05 | [5 empty] | 2005-01-31 | 1142.4845 |  |  | 2004-11-04 | 1028.929 |  |  | 2009-01-12 | 0.18 |  |  | 2010-05-01 | 325 | 5151.355 |  | 2004-03-19 | 0 |  | 1989-09-06
|  | 1977-04-25 | 0.16 | [5 empty] | 2005-02-15 | 1142.5576 |  |  | 2004-11-09 | 1029.02 |  |  | 2009-02-02 | 0.17 |  |  | 2010-06-01 | 391.801 | 6210.1724 |  | 2004-03-20 | 0 |  | 1989-09-11 | 0.013
|  | 1977-05-02 | 0.16 | [5 empty] | 2005-03-15 | 1142.675 |  |  | 2004-11-17 | 1029.135 |  |  | 2009-03-03 16:30 | 0.19 |  |  | 2010-07-01 | 417.278 | 6613.9911 |  | 2004-03-21 | 0 |  | 1989-09-18 | 0.013
|  | 1977-05-09 | 0.26 | [5 empty] | 2005-03-31 | 1142.7466 |  |  | 2004-11-24 | 1029.24 |  |  | 2009-03-24 |  |  |  | 2010-08-01 | 293.398 | 4650.4531 |  | 2004-03-22 | 0 |  | 1989-10-16 | 0.017
|  | 1977-05-16 | 0.14 | [5 empty] | 2005-04-15 | 1142.8045 |  |  | 2004-12-01 | 1029.33 |  |  | 2009-03-24 14:15 |  |  |  | 2010-09-01 | 248.33 | 3936.1107 |  | 2004-03-23 | 0 |  | 1989-11-06 | 0.021
|  | 1977-05-24 | 0.1 | [5 empty] | 2005-04-30 | 1142.96 |  |  | 2004-12-15 | 1029.515 |  |  | 2009-04-06 14:50 | 0.0927 |  |  | 2010-11-01 | 195 | 3090.813 |  | 2004-03-24 | 0 |  | 1989-12-11 | 0.024
|  | 1977-05-31 | 0.04 | [5 empty] | 2005-05-07 | 1142.9752 |  |  | 2004-12-22 | 1029.58 |  |  | 2009-05-04 13:45 | 0.009 |  |  | 2010-12-01 | 179.583 | 2846.4486 |  | 2004-03-25 | 0 |  | 1990-01-15 | 0.029
|  | 1977-06-06 | 0.05 | [5 empty] | 2005-05-15 | 1143.0118 |  |  | 2005-01-17 | 1029.878 |  |  | 2009-06-08 00:10 |  |  |  | 2011-03-01 | 123.935 | 1964.4098 |  | 2004-03-26 | 0 |  | 1990-02-12 | 0.057
|  | 1977-06-14 | 0.06 | [5 empty] | 2005-05-18 | 1143.0606 |  |  | 2005-01-25 | 1029.94 |  |  | 2009-06-08 12:10 | 0.0435 |  |  | 2011-04-01 | 138.125 | 2189.3259 |  | 2004-03-27 | 0 |  | 1990-03-12 | 0.097
|  | 1977-06-22 | 0.08 | [5 empty] | 2005-05-31 | 1142.9356 |  |  | 2005-02-03 | 1030.03 |  |  | 2009-07-13 10:20 | 0.185 |  |  | 2011-05-01 | 312.34 | 4950.6899 |  | 2004-03-28 | 0 |  | 1990-04-17 | 0.093 | 0.093
|  | 1977-06-27 | 0.13 | [5 empty] | 2005-06-15 | 1142.7893 |  |  | 2005-02-10 | 1030.09 |  |  | 2009-08-06 16:50 | 0.191 |  |  | 2011-06-01 | 273.642 | 4337.3141 |  | 2004-03-29 | 0 |  | 1990-05-01 | 0.0715
|  | 1977-07-04 | 0.11 | [5 empty] | 2005-06-20 | 1142.704 |  |  | 2005-02-17 | 1030.134 |  |  | 2009-09-03 14:45 | 0.236 |  |  | 2011-07-01 | 285.007 | 4517.453 |  | 2004-03-30 | 0 |  | 1990-05-14 | 0.035
|  | 1977-07-11 | 0.08 | [5 empty] | 2005-06-27 | 1142.5851 |  |  | 2005-02-22 | 1030.176 |  |  | 2009-09-09 11:40 |  |  |  | 2011-08-01 | 362.694 | 5748.8171 |  | 2004-03-31 | 0 |  | 1990-06-11 | 0.013
|  | 1977-07-19 | 0.12 | [5 empty] | 2005-06-30 | 1142.5455 |  |  | 2005-02-23 | 1030.045 |  |  | 2009-09-24 18:10 | 0.591 |  |  | 2011-09-01 | 357.102 | 5660.1821 |  | 2004-04-01 | 0 |  | 1990-07-06 | 0.01
|  | 1978-01-05 | 0.04 | [5 empty] | 2005-07-05 | 1142.4357 |  |  | 2005-02-24 | 1029.854 |  |  | 2009-10-04 14:20 | 0.397 |  |  | 2011-11-01 | 253 | 4010.1317 |  | 2004-04-02 | 0 |  | 1990-07-11 | 0.0045
|  | 1978-01-10 | 0.03 | [5 empty] | 2005-07-11 | 1142.3412 |  |  | 2005-02-25 | 1029.693 |  |  | 2009-11-05 09:05 | 0.293 |  |  | 2011-12-01 | 266.83 | 4229.3417 |  | 2004-04-03 | 0 |  | 1990-07-12 | 0.0065
|  | 1978-01-17 | 0.04 | [5 empty] | 2005-07-18 | 1142.2254 |  |  | 2005-02-26 | 1029.525 |  |  | 2009-11-05 21:05 |  |  |  | 2012-03-01 |  | 0 |  | 2004-04-04 | 0 |  | 1990-08-08 | 0.011
|  | 1978-01-23 | 0.07 | [5 empty] | 2005-07-25 | 1142.0944 |  |  | 2005-02-27 | 1029.355 |  |  | 2009-12-01 14:21 | 0.348 |  |  | 2012-04-01 | 191.115 | 3029.2345 |  | 2004-04-05 | 0 |  | 1990-10-02 | 0.0145
|  | 1978-01-31 | 0.07 | [5 empty] | 2005-07-31 | 1141.9938 |  |  | 2005-02-28 | 1029.185 |  |  | 2010-01-11 |  |  |  | 2012-05-01 | 240.043 | 3804.7591 |  | 2004-04-06 | 0 |  | 1991-01-02 | 0.018
|  | 1978-02-08 | 0.01 | [5 empty] | 2005-08-01 | 1141.9755 |  |  | 2005-03-02 | 1029.03 |  |  | 2010-01-11 12:12 | 0.453 |  |  | 2012-06-01 | 300.143 | 4757.3635 |  | 2004-04-07 | 0 |  | 1991-02-04 | 0.017
|  | 1978-02-15 | [6 empty] | 2005-08-08 | 1141.8353 |  |  | 2005-03-03 | 1028.94 |  |  | 2010-02-22 |  |  |  | 2012-07-01 | 368.829 | 5846.0588 |  | 2004-04-08 | 0 |  | 1991-02-27 | 0.0245 |  |  |  | 2004-01-01 | 37987
|  | 1978-02-22 | 0.08 | [5 empty] | 2005-08-15 | 1141.689 |  |  | 2005-03-06 | 1028.58 |  |  | 2010-02-22 08:50 | 0.34 |  |  | 2012-08-01 | 342.293 | 5425.4546 |  | 2004-04-09 | 0 |  | 1991-03-04 | 0.025
|  | 1978-03-01 | 0.04 | [5 empty] | 2005-08-22 | 1141.5488 |  |  | 2005-03-07 | 1028.443 |  |  | 2010-03-02 |  |  |  | 2012-09-01 |  | 0 |  | 2004-04-10 | 0 |  | 1991-04-01 | 0.047 | 0.047
|  | 1978-03-09 | 0.03 | [5 empty] | 2005-08-29 | 1141.4238 |  |  | 2005-03-08 | 1028.34 |  |  | 2010-03-02 11:30 | 0.326 |  |  | 2012-01-01 | 1046.9385 | 916.1108 | 1165.2664 | 2004-04-11 | 0 |  | 1991-05-01 | 0.096
|  | 1978-03-14 | 0.08 | [5 empty] | 2005-08-31 | 1141.3903 |  |  | 2005-03-09 | 1028.195 |  |  | 2010-04-13 |  |  |  | 2012-02-01 | 588.5939 | 0 | 689.6122 | 2004-04-12 | 0 |  | 1991-05-08 | 0.028
|  | 1978-03-22 | 0.09 | [5 empty] | 2005-09-05 | 1141.2866 |  |  | 2005-03-10 | 1028.18 |  |  | 2010-04-13 11:00 | 0.203 |  |  | 2012-03-01 | 397.9128 | 0 | 494.787 | 2004-04-13 | 0 |  | 1991-06-04 | 0.013
|  | 1978-03-28 | 0.03 | [5 empty] | 2005-09-12 | 1141.1556 |  |  | 2005-03-11 | 1028.05 |  |  | 2010-05-03 |  |  |  | 2012-04-01 | 328.4518 | 0 | 438.5432 | 2004-04-14 | 0 |  | 1991-07-02 | 0.068
|  | 1978-04-03 | 1 | [5 empty] | 2005-09-15 | 1141.0946 |  |  | 2005-03-12 | 1027.885 |  |  | 2010-05-03 15:44 | 0.0628 |  |  | 2012-05-01 | 7814.5721 | 4224.7088 | 8151.4653 | 2004-04-15 | 0 |  | 1991-07-17 | 0.068
|  | 1978-04-11 | 0.03 | [5 empty] | 2005-09-19 | 1141.0154 |  |  | 2005-03-13 | 1027.745 |  |  | 2010-05-03 15:54 |  |  |  | 2012-06-01 | 7770.6506 | 7490.3363 | 9562.5944 | 2004-04-16 | 0 |  | 1991-07-24 | 0.0035
|  | 1978-04-17 | 1 | [5 empty] | 2005-09-30 | 1141.1098 |  |  | 2005-03-14 | 1027.605 |  |  | 2010-06-04 |  |  |  | 2012-07-01 | 7605.2574 | 4096.6074 | 8564.4517 | 2004-04-17 | 0 |  | 1991-08-05 | 0.034
|  | 1978-04-25 | 0.15 | [5 empty] | 2005-10-13 | 1141.1952 |  |  | 2005-03-15 | 1027.457 |  |  | 2010-06-04 09:24 | 0.365 |  |  | 2012-08-01 | 7353.1369 | 3800.2543 | 9248.518 | 2004-04-18 | 0 |  | 1991-09-03 | 0.022
|  | 1978-05-01 | 0.33 | [5 empty] | 2005-10-17 | 1141.2165 |  |  | 2005-03-16 | 1027.28 |  |  | 2010-07-10 |  |  |  | 2012-09-01 | 7558.5158 | 3595.3691 | 9329.8499 | 2004-04-19 | 0 |  | 1991-09-10 | 0.069
|  | 1978-05-08 | 0.2 | [5 empty] | 2005-10-31 | 1141.3049 |  |  | 2005-03-18 | 1027.018 |  |  | 2010-07-10 15:12 | 0.173 |  |  | 2012-10-01 | 6969.4827 | 589.5556 | 8144.0273 | 2004-04-20 | 0 |  | 1991-10-07 | 0.025
|  | 1978-05-16 | 0.12 | [5 empty] | 2005-11-15 | 1141.4238 |  |  | 2005-03-21 | 1026.58 |  |  | 2010-08-03 |  |  |  | 2012-11-01 | 3554.0231 | 298.514 | 7116.4848 | 2004-04-21 | 0 |  | 1991-11-06 | 0.03475
|  | 1978-05-23 | 0.08 | [5 empty] | 2005-11-30 | 1141.5305 |  |  | 2005-03-22 | 1026.453 |  |  | 2010-08-03 13:47 | 0.299 |  |  | 2012-12-01 | 589.9227 | 240.2728 | 2662.1715 | 2004-04-22 | 0 |  | 1991-12-03 | 0.022
|  | 1978-05-30 | 0.07 | [5 empty] | 2005-12-15 | 1141.6158 |  |  | 2005-03-23 | 1026.307 |  |  | 2010-09-02 |  |  |  | 2013-01-01 | 365.7462 | 199.6072 | 860.647 | 2004-04-23 | 71.142 |  | 1992-01-10 | 0.023
|  | 1978-06-06 | 0.01 | [5 empty] | 2005-12-31 | 1141.7012 |  |  | 2005-04-04 | 1026.63 |  |  | 2010-09-02 12:12 | 0.229 |  |  | 2013-02-01 | 186.1045 | 0 | 510.4942 | 2004-04-24 | 94.855 |  | 1992-01-21 | 0.025333
|  | 1978-06-13 | 1 | [5 empty] | 2006-01-15 | 1141.7804 |  |  | 2005-04-07 | 1026.702 |  |  | 2010-10-20 |  |  |  | 2013-03-01 | 205.6247 | 0 | 432.6801 | 2004-04-25 | 94.855 |  | 1992-02-20 | 0.055
|  | 1978-06-20 | 1 | [5 empty] | 2006-01-31 | 1141.8658 |  |  | 2005-05-02 | 1027.923 |  |  | 2010-10-20 10:55 | 0.402 |  |  | 2013-04-01 | 0 | 0 | 707.3253 | 2004-04-26 | 94.855 |  | 1992-03-12 | 0.044
|  | 1978-06-28 | 0.05 | [5 empty] | 2006-02-15 | 1141.9511 |  |  | 2005-05-03 | 1027.847 |  |  | 2010-11-08 |  |  |  | 2013-05-01 | 4984.5863 | 4135.1241 | 8029.5223 | 2004-04-27 | 157.5 |  | 1992-04-29 | 0.048 | 0.048
|  | 1984-01-30 | 0.06 | [5 empty] | 2006-02-28 | 1142.0212 |  |  | 2005-05-04 | 1027.742 |  |  | 2010-11-08 11:55 | 0.36 |  |  | 2013-06-01 | 9328.5725 | 7576.6546 | 9562.1589 | 2004-04-28 | 157.5 |  | 1992-09-09 | 0.009
|  | 1984-02-27 | 0.1 | [5 empty] | 2006-03-15 | 1142.0944 |  |  | 2005-05-05 | 1027.626 |  |  | 2010-12-01 |  |  |  | 2013-07-01 | 8345.1453 | 4105.6553 | 8563.8169 | 2004-04-29 | 157.5 |  | 1992-10-08 | 0.026
|  | 1984-03-19 | 0.08 | [5 empty] | 2006-03-30 | 1142.1645 |  |  | 2005-05-09 | 1027.382 |  |  | 2010-12-01 08:50 | 0.433 |  |  | 2013-08-01 | 6774.4975 | 1622.4304 | 9302.3868 | 2004-04-30 | 157.5 |  | 1992-11-24 | 0.024
|  | 1984-04-30 | 0.07 | [5 empty] | 2006-04-16 | 1142.2437 |  |  | 2005-05-16 | 1027.26 |  |  | 2011-01-18 14:35 | 0.251 |  |  | 2013-09-01 | 5859.974 | 3716.9765 | 9350.4615 | 2004-05-01 | 67.435 |  | 1992-11-25 | 0.02
|  | 1984-05-22 | 0.07 | [5 empty] | 2006-04-30 | 1142.3047 |  |  | 2005-05-24 | 1028.265 |  |  | 2011-02-03 10:16 | 0.262 |  |  | 2013-10-01 | 1034.4444 | 0 | 7705.884 | 2004-05-02 | 67.435 |  | 1993-01-20 | 0.035
|  | 1984-06-18 | 0.06 | [5 empty] | 2006-05-15 | 1142.4418 |  |  | 2005-05-25 | 1028.313 |  |  | 2011-03-15 14:31 | 0.219 |  |  | 2013-11-01 | 538.0956 | 0 | 5156.1496 | 2004-05-03 | 67.435 |  | 1993-02-17 | 0.04
|  | 1984-07-16 | 0.06 | [5 empty] | 2006-05-31 | 1142.6338 |  |  | 2005-05-26 | 1028.31 |  |  | 2011-03-15 14:36 |  |  |  | 2013-12-01 | 418.8207 | 0 | 2532.2364 | 2004-05-04 | 72.086 |  | 1993-03-15 | 0.04
|  | 1984-08-27 | 0.11 | [5 empty] | 2006-06-15 | 1142.5363 |  |  | 2005-05-30 | 1028.262 |  |  | 2011-04-14 15:35 | 0.212 |  |  | 2014-01-01 | 336.7696 | 0 | 2017.6772 | 2004-05-05 | 72.086 |  | 1993-04-26 | 0.08 | 0.08
|  | 1984-09-17 | 0.05 | [5 empty] | 2006-06-30 | 1142.3351 |  |  | 2005-06-01 | 1028.213 |  |  | 2011-05-05 16:10 | 0.029 |  |  | 2014-02-01 | 197.8764 | 0 | 769.4151 | 2004-05-06 | 72.086 |  | 1993-04-27 | 0.0515 | 0.0515
|  | 1984-10-22 | 0.11 | [5 empty] | 2006-07-15 | 1142.0852 |  |  | 2005-06-06 | 1028.145 |  |  | 2011-06-20 14:32 | 0.215 |  |  | 2014-03-01 | 208.4853 | 0 | 1416.176 | 2004-05-07 | 53.483 |  | 1993-05-26 | 0.01
|  | 1985-08-12 | 0.03 | [5 empty] | 2006-07-31 | 1141.7865 |  |  | 2005-06-08 | 1028.129 |  |  | 2011-07-14 16:31 | 0.158 |  |  | 2014-04-01 | 194.0158 | 0 | 1276.3875 | 2004-05-08 | 53.483 |  | 1993-06-24 | 0.0096667
|  | 1985-09-16 | 0.04 | [5 empty] | 2006-08-15 | 1141.5244 |  |  | 2005-06-13 | 1028.134 |  |  | 2011-08-23 15:35 | 0.0511 |  |  | 2014-05-01 | 4857.3607 | 4148.0993 | 8122.6815 | 2004-05-09 | 53.483 |  | 1993-08-02 | 0.0165
|  | 1985-10-13 | 0.05 | [5 empty] | 2006-08-22 | 1141.3689 |  |  | 2005-06-20 | 1028.183 |  |  | 2011-09-21 11:07 | 0.157 |  |  | 2014-06-01 | 9351.4091 | 6949.2938 | 9558.2977 | 2004-05-10 | 53.483 |  | 1993-08-31 | 0.02
|  | 1985-10-28 | 0.04 | [5 empty] | 2006-08-31 | 1141.2013 |  |  | 2005-06-27 | 1028.343 |  |  | 2011-10-19 13:17 | 0.267 |  |  | 2014-07-01 | 8360.2557 | 4198.9587 | 9279.3774 | 2004-05-11 | 0 |  | 1993-09-01 | 0.03
|  | 1985-11-11 | 0.05 | [5 empty] | 2006-09-08 | 1141.0458 |  |  | 2005-06-29 | 1028.29 |  |  | 2011-11-15 13:30 | 0.238 |  |  | 2014-08-01 | 7703.9916 | 2811.3407 | 9310.3804 | 2004-05-12 | 0 |  | 1993-09-30 | 0.03
|  | 1985-12-08 | 0.04 | [5 empty] | 2006-09-30 | 1141.2257 |  |  | 2005-06-30 | 1028.245 |  |  | 2011-12-05 10:55 | 0.212 |  |  | 2014-09-01 | 7572.6124 | 3607.5798 | 9286.7672 | 2004-05-13 | 0 |  | 1993-10-01 | 0.04
|  | 1987-01-01 | 0.09 | [5 empty] | 2006-10-15 | 1141.311 |  |  | 2005-07-05 | 1028.07 |  |  | 2012-01-12 12:45 | 0.299 |  |  | 2014-10-01 | 5880.9772 | 0 | 8012.0066 | 2004-05-14 | 12.402 |  | 1993-10-25 | 0.04
|  | 1987-02-01 | 0.07 | [5 empty] | 2006-10-31 | 1141.4146 |  |  | 2005-07-08 | 1028.015 |  |  | 2012-02-06 11:09 | 0.106 |  |  | 2014-11-01 | 896.4049 | 0 | 7525.5538 | 2004-05-15 | 12.402 |  | 1993-11-01 | 0.05
|  | 1987-03-01 | 0.08 | [5 empty] | 2006-11-15 | 1141.5091 |  |  | 2005-07-11 | 1028.021 |  |  | 2012-03-05 14:40 | 0.159 |  |  | 2014-12-01 | 447.4981 | 0 | 2466.5985 | 2004-05-16 | 12.402 |  | 1993-11-29 | 0.1255
|  | 1987-04-01 | 0.06 | [5 empty] | 2006-11-30 | 1141.5945 |  |  | 2005-07-18 | 1027.84 |  |  | 2012-03-08 13:35 |  |  |  | 2015-01-01 | 345.3101 | 0 | 1160.9388 | 2004-05-17 | 14.882 |  | 1993-12-01 | 0.05
|  | 1987-05-01 | 0.05 | [5 empty] | 2006-12-15 | 1141.6646 |  |  | 2005-07-26 | 1027.685 |  |  | 2012-01-01 | 0.299 | 0.299 | 0.299 | 2015-02-01 | 215.3285 | 0 | 640.4165 | 2004-05-18 | 14.882 |  | 1993-12-13 | 0.12
|  | 1987-06-01 | 0.03 | [5 empty] | 2006-12-31 | 1141.7347 |  |  | 2005-08-01 | 1027.568 |  |  | 2012-02-01 | 0.22008 | 0.065281 | 0.37192 | 2015-03-01 | 204.9072 | 0 | 527.7207 | 2004-05-19 | 14.882 |  | 1994-01-01 | 0.05
|  | 1987-07-01 | 0.06 | [5 empty] | 2007-01-15 | 1141.8048 |  |  | 2005-08-08 | 1027.47 |  |  | 2012-03-01 | 0.21911 | 0.058038 | 0.3656 | 2015-04-01 | 0 | 0 | 486.124 | 2004-05-20 | 14.882 |  | 1994-01-17 | 0.0415
|  | 1987-08-01 | 0.07 | [5 empty] | 2007-01-31 | 1141.8658 |  |  | 2005-08-15 | 1027.335 |  |  | 2012-04-01 | 0.19563 | 0.0048204 | 0.34381 | 2015-05-01 | 5025.2886 | 4135.1231 | 8064.1125 | 2004-05-21 | 14.882 |  | 1994-01-31 | 0.05
|  | 1987-08-11 | 0.07 | [5 empty] | 2007-02-15 | 1141.9145 |  |  | 2005-08-22 | 1027.202 |  |  | 2012-05-01 | 0.12828 | 0.0007614 | 0.2454 | 2015-06-01 | 9341.0527 | 7555.8908 | 9563.0215 | 2004-05-22 | 0 |  | 1994-03-01 | 0.05
|  | 1987-09-01 | 0.06 | [5 empty] | 2007-02-28 | 1141.9651 |  |  | 2005-08-30 | 1027.14 |  |  | 2012-06-01 | 0.15784 | 0.1007 | 0.25631 | 2015-07-01 | 8360.3936 | 4142.0387 | 9246.2543 | 2004-05-23 | 0 |  | 1994-03-03 | 0.11
|  | 1987-09-08 | 0.06 | [5 empty] | 2007-03-15 | 1142.0151 |  |  | 2005-09-07 | 1027.395 |  |  | 2012-07-01 | 0.14831 | 0.065041 | 0.28059 | 2015-08-01 | 7584.5347 | 1375.3132 | 9235.7355 | 2004-05-24 | 0 |  | 1994-04-26 | 0.17 | 0.17
|  | 1987-10-01 | 0.11 | [5 empty] | 2007-03-31 | 1142.0791 |  |  | 2005-09-12 | 1027.54 |  |  | 2012-08-01 | 0.14655 | 0.017917 | 0.29958 | 2015-09-01 | 7551.2544 | 3840.8669 | 9353.7256 | 2004-05-25 | 0 |  | 1994-05-02 | 0.044
|  | 1987-10-06 | 0.11 | [5 empty] | 2007-04-15 | 1142.1462 |  |  | 2005-09-19 | 1027.67 |  |  | 2012-09-01 | 0.22717 | 0.1706 | 0.25494 | 2015-10-01 | 1843.6851 | 0 | 8143.1298 | 2004-05-26 | 0 |  | 1994-05-31 | 0.02
|  | 1987-11-01 | 0.12 | [5 empty] | 2007-04-30 | 1142.2346 |  |  | 2005-09-22 | 1027.525 |  |  | 2012-10-01 | 0.2003 | 0.011676 | 0.39483 | 2015-11-01 | 575.1417 | 0 | 7039.2432 | 2004-05-27 | 0 |  | 1994-06-27 | 0.01
|  | 1987-11-10 | 0.12 | [5 empty] | 2007-05-15 | 1142.3748 |  |  | 2005-09-26 | 1027.264 |  |  | 2012-11-01 | 0.17788 | 0.12315 | 0.27485 | 2015-12-01 | 438.6563 | 0 | 2402.0846 | 2004-05-28 | 0 |  | 1994-08-10 | 0.011333
|  | 1987-12-01 | 0.11 | [5 empty] | 2007-05-22 | 1142.3839 |  |  | 2005-09-27 | 1027.174 |  |  | 2012-12-01 | 0.17904 | 0.11405 | 0.26134 | 2016-01-01 | 362.3701 | 186.1373 | 2180.6863 | 2004-05-29 | 0 |  | 1994-09-25 | 0.03
|  | 1987-12-09 | 0.11 | [5 empty] | 2007-05-28 | 1142.3748 |  |  | 2005-09-29 | 1026.949 |  |  | 2013-01-01 | 0.20108 | 0.14732 | 0.29162 | 2016-02-01 | 219.6889 | 0 | 821.6891 | 2004-05-30 | 0 |  | 1994-10-12 | 0.009
|  | 1988-01-27 | 0.093 | [5 empty] | 2007-05-31 | 1142.3748 |  |  | 2005-10-03 | 1026.54 |  |  | 2013-02-01 | 0.10579 | 1.117e-05 | 0.26171 | 2016-03-01 | 208.003 | 0 | 521.1838 | 2004-05-31 | 0 |  | 1994-10-15 | 0.04
|  | 1988-02-05 | 0.035 | [5 empty] | 2007-06-04 | 1142.3717 |  |  | 2005-10-05 | 1026.325 |  |  | 2013-03-01 | 0.11617 | 0.00045249 | 0.26958 | 2016-04-01 | 180.7868 | 0 | 423.4532 | 2004-06-01 | 0 |  | 1994-11-25 | 0.01
|  | 1988-02-17 | 0.043 | [5 empty] | 2007-06-11 | 1142.3839 |  |  | 2005-10-12 | 1026.564 |  |  | 2013-04-01 | 0.085269 | 0.00036268 | 0.26399 | 2016-05-01 | 4899.3247 | 4253.1388 | 8025.0423 | 2004-06-02 | 0 |  | 1995-01-25 | 0.005
|  | 1988-03-22 | 0.1365 | [5 empty] | 2007-06-14 | 1142.39 |  |  | 2005-10-17 | 1026.714 |  |  | 2013-05-01 | 0.02051 | 0.00037005 | 0.20948 | 2016-06-01 | 9339.4164 | 4179.7344 | 9563.0215 | 2004-06-03 | 0 |  | 1995-01-31 | 0.05
|  | 1988-03-24 | 0.067 | [5 empty] | 2007-06-18 | 1142.3809 |  |  | 2005-10-24 | 1026.92 |  |  | 2013-06-01 | 0.13683 | 0.10668 | 0.22712 | 2016-07-01 | 8364.6488 | 4087.2119 | 9310.4229 | 2004-06-04 | 0 |  | 1995-02-01 | 0.05
|  | 1988-04-25 | 0.126 | [5 empty] | 2007-06-30 | 1142.3138 |  |  | 2005-10-31 | 1027.115 |  |  | 2013-07-01 | 0.16209 | 0.06551 | 0.2357 | 2016-08-01 | 7669.6206 | 2722.8768 | 9228.0924 | 2004-06-05 | 0 |  | 1995-02-22 | 0.1
|  | 1988-05-25 | 0.042 | [5 empty] | 2007-07-09 | 1142.2407 |  |  | 2005-11-16 | 1027.515 |  |  | 2013-08-01 | 0.15932 | 0.021746 | 0.30301 | 2016-09-01 | 7551.2242 | 3625.5223 | 9350.4568 | 2004-06-06 | 0 |  | 1995-02-24 | 0.1
|  | 1988-06-07 | 0.021 | [5 empty] | 2007-07-15 | 1142.1401 |  |  | 2005-11-30 | 1027.782 |  |  | 2013-09-01 | 0.22268 | 0.12846 | 0.24725 | 2016-10-01 | 5002.3028 | 0 | 7956.8018 | 2004-06-07 | 0 |  | 1995-03-06 | 0.0033333
|  | 1988-07-20 | 0.046 | [5 empty] | 2007-07-23 | 1142.0151 |  |  | 2005-12-15 | 1028.032 |  |  | 2013-10-01 | 0.18918 | 0.0032241 | 0.34571 | 2016-11-01 | 549.3222 | 0 | 8356.8858 | 2004-06-08 | 28.237 |  | 1995-03-08 | 0.03
|  | 1988-08-24 | 0.12 | [5 empty] | 2007-07-31 | 1141.8749 |  |  | 2006-01-17 | 1028.515 |  |  | 2013-11-01 | 0.16981 | 0.0057563 | 0.30941 | 2016-12-01 | 426.9773 | 0 | 3061.0653 | 2004-06-09 | 28.237 |  | 1995-04-17 | 0.07 | 0.07
|  | 1988-09-13 | 0.135 | [5 empty] | 2007-08-15 | 1141.6158 |  |  | 2006-01-30 | 1028.655 |  |  | 2013-12-01 | 0.16734 | 0.0039148 | 0.29902 | 2017-01-01 | 342.8265 | 0 | 1291.6499 | 2004-06-10 | 28.237 |  | 1995-05-08 | 0.018
|  | 1988-10-06 | 0.185 | [5 empty] | 2007-08-31 | 1141.3141 |  |  | 2006-02-13 | 1028.613 |  |  | 2014-01-01 | 0.19538 | 0.038713 | 0.31838 | 2017-02-01 | 214.314 | 0 | 472.5631 | 2004-06-11 | 28.237 |  | 1995-05-09 | 0.018
|  | 1988-11-01 | 0.02 | [5 empty] | 2007-09-10 | 1141.1312 |  |  | 2006-02-15 | 1028.615 |  |  | 2014-02-01 | 0.10961 | 9.411e-06 | 0.28749 | 2017-03-01 | 211.1435 | 0 | 799.7637 | 2004-06-12 | 28.237 |  | 1995-06-07 | 0.01
|  | 1988-11-30 | 0.175 | [5 empty] | 2007-09-11 | 1141.1403 |  |  | 2006-02-20 | 1028.602 |  |  | 2014-03-01 | 0.11004 | 0.00040665 | 0.2636 | 2017-04-01 | 139.2779 | 0 | 465.3288 | 2004-06-13 | 28.237 |  | 1995-06-21 | 0.01
|  | 1989-01-27 | 0.115 | [5 empty] | 2007-09-15 | 1141.2552 |  |  | 2006-02-21 | 1028.545 |  |  | 2014-04-01 | 0.10873 | 0.00046728 | 0.28665 | 2017-05-01 | 5030.4295 | 4135.3329 | 8113.1537 | 2004-06-14 | 28.237 |  | 1995-07-20 | 0.01
|  | 1989-02-07 | 0.0765 | [5 empty] | 2007-09-30 | 1141.3299 |  |  | 2006-02-23 | 1028.42 |  |  | 2014-05-01 | 0.034133 | 0.00043192 | 0.21738 | 2017-06-01 | 9322.6395 | 4323.7062 | 9563.0205 | 2004-06-15 | 28.237 |  | 1995-08-23 | 0.01
|  | 1989-02-13 | 0.115 | [5 empty] | 2007-10-15 | 1141.4543 |  |  | 2006-02-27 | 1028.05 |  |  | 2014-06-01 | 0.13655 | 0.090017 | 0.22239 | 2017-07-01 | 8356.2981 | 5292.9976 | 9299.1029 | 2004-06-16 | 28.237 |  | 1995-09-18 | 0.01
|  | 1989-03-14 | 0.058 | [5 empty] | 2007-10-31 | 1141.5884 |  |  | 2006-03-01 | 1027.89 |  |  | 2014-07-01 | 0.15323 | 0.08446 | 0.24563 | 2017-08-01 | 7580.6924 | 2483.0388 | 9209.2824 | 2004-06-17 | 28.237 |  | 1995-10-03 | 0.007
|  | 1989-04-12 | 0.046 | [5 empty] | 2007-11-15 | 1141.7042 |  |  | 2006-03-02 | 1027.795 |  |  | 2014-08-01 | 0.1631 | 0.0078819 | 0.28895 | 2017-09-01 | 7550.9681 | 3623.9152 | 9350.4568 | 2004-06-18 | 28.237 |  | 1995-10-16 | 0.04
|  | 1989-05-31 | 0.034 | [5 empty] | 2007-11-30 | 1141.8017 |  |  | 2006-03-04 | 1027.63 |  |  | 2014-09-01 | 0.22757 | 0.13392 | 0.2451 | 2017-10-01 | 4573.0737 | 0 | 7956.9256 | 2004-06-19 | 28.237 |  | 1995-11-14 | 0.02
|  | 1989-06-12 | 0.052 | [5 empty] | 2007-12-15 | 1141.8962 |  |  | 2006-03-06 | 1027.452 |  |  | 2014-10-01 | 0.21285 | 0.074177 | 0.43813 | 2017-11-01 | 605.0808 | 0 | 8354.4162 | 2004-06-20 | 28.237 |  | 1995-12-06 | 0.02
|  | 1989-07-10 | 0.08 | [5 empty] | 2007-12-31 | 1141.9877 |  |  | 2006-03-08 | 1027.275 |  |  | 2014-11-01 | 0.17791 | 0.071727 | 0.40549 | 2017-12-01 | 469.7133 | 0 | 3131.892 | 2004-06-21 | 28.237 |  | 1995-12-12 | 0.01
|  | 1989-07-25 | 0.0365 | [5 empty] | 2008-01-15 | 1142.0639 |  |  | 2006-03-09 | 1027.18 |  |  | 2014-12-01 | 0.18148 | 0.066209 | 0.39916 | 2018-01-01 | 353.9789 | 199.5489 | 1155.2125 | 2004-06-22 | 0 |  | 1996-01-25 | 0.02
|  | 1989-08-14 | 0.049 | [5 empty] | 2008-01-31 | 1142.1553 |  |  | 2006-03-20 | 1027.433 |  |  | 2015-01-01 | 0.20141 | 0.091285 | 0.42457 | 2018-02-01 | 221.9122 | 0 | 617.238 | 2004-06-23 | 0 |  | 1996-02-14 | 0.02
|  | 1989-09-06 | [6 empty] | 2008-02-15 | 1142.2151 |  |  | 2006-03-30 | 1027.61 |  |  | 2015-02-01 | 0.11396 | 2.596e-05 | 0.40016 | 2018-03-01 | 211.7829 | 0 | 542.3332 | 2004-06-24 | 0 |  | 1996-03-05 | 0.024
|  | 1989-09-11 | 0.046 | [5 empty] | 2008-02-29 | 1142.2849 |  |  | 2006-04-06 | 1027.725 |  |  | 2015-03-01 | 0.11859 | 0.00061242 | 0.31632 | 2018-04-01 | 200.0827 | 0 | 484.7204 | 2004-06-25 | 0 |  | 1996-03-12 | 0.02
|  | 1989-10-16 | 0.024 | [5 empty] | 2008-03-15 | 1142.3443 |  |  | 2006-04-18 | 1027.89 |  |  | 2015-04-01 | 0.090981 | 0.00044188 | 0.32582 | 2018-05-01 | 4811.4159 | 4135.1212 | 8113.1414 | 2004-06-26 | 0 |  | 1996-04-09 | 0.0075 | 0.0075
|  | 1989-11-15 | 0.131 | [5 empty] | 2008-03-31 | 1142.4113 |  |  | 2006-04-24 | 1028.16 |  |  | 2015-05-01 | 0.035657 | 0.00055833 | 0.24099 | 2018-06-01 | 9343.7661 | 4254.4379 | 9563.0215 | 2004-06-27 | 0 |  | 1996-04-23 | 0.08 | 0.08
|  | 1989-12-11 | 0.094 | [5 empty] | 2008-04-15 | 1142.4449 |  |  | 2006-05-01 | 1028.585 |  |  | 2015-06-01 | 0.14201 | 0.094518 | 0.2596 | 2018-07-01 | 8362.8868 | 4179.4387 | 8564.67 | 2004-06-28 | 0 |  | 1996-05-13 | 0.04
|  | 1990-01-15 | 0.083 | [5 empty] | 2008-04-30 | 1142.515 |  |  | 2006-05-03 | 1028.55 |  |  | 2015-07-01 | 0.1644 | 0.061031 | 0.27016 | 2018-08-01 | 7640.0168 | 2021.2788 | 9264.6033 | 2004-06-29 | 0 |  | 1996-06-11 | 0.02
|  | 1990-02-12 | 0.064 | [5 empty] | 2008-05-15 | 1142.4936 |  |  | 2006-05-08 | 1028.422 |  |  | 2015-08-01 | 0.1539 | 0.002114 | 0.2939 | 2018-09-01 | 7551.8921 | 3832.3062 | 9353.72 | 2004-06-30 | 0 |  | 1996-07-17 | 0.09
|  | 1990-03-12 | 0.027 | [5 empty] | 2008-05-31 | 1142.3961 |  |  | 2006-05-11 | 1028.065 |  |  | 2015-09-01 | 0.22369 | 0.14924 | 0.27274 | 2018-10-01 | 4526.6282 | 0 | 8023.8953 | 2004-07-01 | 0 |  | 1996-08-15 | 0.01
|  | 1990-04-17 | 0.047 | [5 empty] | 2008-06-15 | 1142.1888 |  |  | 2006-05-15 | 1027.87 |  |  | 2015-10-01 | 0.19079 | 0.049522 | 0.32951 | 2018-11-01 | 565.571 | 0 | 8440.3575 | 2004-07-02 | 0 |  | 1996-09-11 | 0.01
|  | 1990-05-01 | 0.0975 | [5 empty] | 2008-06-30 | 1141.9663 |  |  | 2006-05-23 | 1027.872 |  |  | 2015-11-01 | 0.17486 | 0.088096 | 0.28025 | 2018-12-01 | 443.6177 | 0 | 3431.393 | 2004-07-03 | 0 |  | 1996-10-21 | 0.09
|  | 1990-05-02 | 0.124 | [5 empty] | 2008-07-15 | 1141.8505 |  |  | 2006-05-25 | 1027.777 |  |  | 2015-12-01 | 0.1697 | 0.087513 | 0.27545 | 2019-01-01 | 347.4114 | 0 | 1258.6581 | 2004-07-04 | 0 |  | 1996-11-21 | 0.06
|  | 1990-05-14 | 0.083 | [5 empty] | 2008-07-31 | 1141.6768 |  |  | 2006-05-29 | 1027.585 |  |  | 2016-01-01 | 0.19551 | 0.11159 | 0.29933 | 2019-02-01 | 222.0632 | 0 | 1501.1976 | 2004-07-05 | 0 |  | 1996-12-17
|  | 1990-06-11 | 0.06 | [5 empty] | 2008-08-15 | 1141.5061 |  |  | 2006-06-01 | 1027.463 |  |  | 2016-02-01 | 0.12872 | 4.4479e-06 | 0.35023 | 2019-03-01 | 211.5011 | 0 | 867.9559 | 2004-07-06 | 0 |  | 1996-12-19 | 0.12
|  | 1990-07-11 | 0.097 | [5 empty] | 2008-08-31 | 1141.3842 |  |  | 2006-06-05 | 1027.475 |  |  | 2016-03-01 | 0.13852 | 1.6841e-05 | 0.38381 | 2019-04-01 | 133.2782 | 0 | 554.721 | 2004-07-07 | 0 |  | 1997-01-14 | 0.04
|  | 1990-08-13 | 0.039 | [5 empty] | 2008-09-11 | 1141.2074 |  |  | 2006-06-12 | 1027.522 |  |  | 2016-04-01 | 0.11183 | 0.0005043 | 0.37384 | 2019-05-01 | 4965.7531 | 4135.1241 | 7978.4187 | 2004-07-08 | 0 |  | 1997-02-26 | 0.03
|  | 1990-09-19 | 0.143 | [5 empty] | 2008-09-15 | 1141.1464 |  |  | 2006-06-21 | 1027.51 |  |  | 2016-05-01 | 0.039161 | 0.00035444 | 0.2797 | 2019-06-01 | 9338.9431 | 7470.3047 | 9563.0224 | 2004-07-09 | 18.312 |  | 1997-03-11 | 0.05
|  | 1990-10-02 | 0.0645 | [5 empty] | 2008-09-21 | 1141.065 |  |  | 2006-06-27 | 1027.272 |  |  | 2016-06-01 | 0.1402 | 0.076055 | 0.26719 | 2019-07-01 | 8357.5225 | 6044.6009 | 9146.8257 | 2004-07-10 | 18.312 |  | 1997-04-15 | 0.05 | 0.05
|  | 1990-10-04 | [6 empty] | 2008-09-30 | 1141.1949 |  |  | 2006-07-04 | 1027.52 |  |  | 2016-07-01 | 0.15402 | 0.081317 | 0.27366 | 2019-08-01 | 7657.1673 | 998.6343 | 8021.2028 | 2004-07-11 | 18.312 |  | 1997-05-12 | 0.02
|  | 1990-10-18 | 0.157 | [5 empty] | 2008-10-15 | 1141.3842 |  |  | 2006-07-06 | 1027.521 |  |  | 2016-08-01 | 0.15376 | 0.01005 | 0.344 | 2019-09-01 | 7519.1234 | 3633.2544 | 9350.4615 | 2004-07-12 | 18.312 |  | 1997-06-23 | 0.02
|  | 1990-11-14 | 0.149 | [5 empty] | 2008-10-31 | 1141.564 |  |  | 2006-07-10 | 1027.552 |  |  | 2016-09-01 | 0.22666 | 0.1665 | 0.24682 | 2019-10-01 | 3865.0875 | 0 | 8029.0641 | 2004-07-13 | 18.312 |  | 1997-07-15 | 0.12
|  | 1990-12-10 | 0.316 | [5 empty] | 2008-11-15 | 1141.7347 |  |  | 2006-07-13 | 1027.522 |  |  | 2016-10-01 | 0.20257 | 0.014577 | 0.42192 | 2019-11-01 | 555.5835 | 0 | 8122.3754 | 2004-07-14 | 18.312 |  | 1997-08-12 | 0.11
|  | 1991-01-02 | 0.249 | [5 empty] | 2008-11-30 | 1141.845 |  |  | 2006-07-19 | 1027.522 |  |  | 2016-11-01 | 0.17779 | 0.047963 | 0.33199 | 2019-12-01 | 425.5838 | 0 | 2340.5051 | 2004-07-15 | 18.312 |  | 1997-09-22 | 0.07
|  | 1991-01-14 | [6 empty] | 2008-12-15 | 1141.9663 |  |  | 2006-07-24 | 1027.518 |  |  | 2016-12-01 | 0.17607 | 0.049725 | 0.31702 | 2020-01-01 | 357.5381 | 0 | 2078.9088 | 2004-07-16 | 18.312 |  | 1997-10-20 | 0.02
|  | 1991-02-04 | 0.124 | [5 empty] | 2008-12-31 | 1142.0639 |  |  | 2006-07-31 | 1027.437 |  |  | 2017-01-01 | 0.19966 | 0.080493 | 0.34461 | 2020-02-01 | 221.2052 | 0 | 506.2825 | 2004-07-17 | 10.796 |  | 1997-11-18 | 0.03
|  | 1991-02-27 | 0.719 | [5 empty] | 2009-01-15 | 1142.1492 |  |  | 2006-08-07 | 1027.555 |  |  | 2017-02-01 | 0.11711 | 2.1997e-06 | 0.38069 | 2020-03-01 | 211.7318 | 0 | 608.7982 | 2004-07-18 | 10.796 |  | 1997-12-08 | 0.02
|  | 1991-03-04 | 0.615 | [5 empty] | 2009-01-31 | 1142.2559 |  |  | 2006-08-14 | 1027.387 |  |  | 2017-03-01 | 0.13229 | 0.00051826 | 0.38148 | 2020-04-01 | 205.8973 | 0 | 474.7825 | 2004-07-19 | 10.796 |  | 1998-01-12 | 0.03
|  | 1991-03-06 | [6 empty] | 2009-02-14 | 1142.3351 |  |  | 2006-08-22 | 1027.49 |  |  | 2017-04-01 | 0.10235 | 0.00046027 | 0.33819 | 2020-05-01 | 5042.9101 | 4273.6943 | 8040.5088 | 2004-07-20 | 10.796 |  | 1998-02-24 | 0.05
|  | 1991-04-01 | 0.139 | [5 empty] | 2009-02-26 | 1142.3961 |  |  | 2006-08-28 | 1027.57 |  |  | 2017-05-01 | 0.040824 | 0.00051653 | 0.26194 | 2020-06-01 | 9323.5219 | 4326.0615 | 9561.37 | 2004-07-21 | 10.796 |  | 1998-03-17 | 0.02
|  | 1991-05-01 | 0.069 | [5 empty] | 2009-03-15 | 1142.4799 |  |  | 2006-08-29 | 1027.525 |  |  | 2017-06-01 | 0.14676 | 0.086267 | 0.2391 | 2020-07-01 | 8322.7537 | 4179.441 | 9265.5037 | 2004-07-22 | 10.796 |  | 1998-04-13 | 0.35 | 0.35
|  | 1991-05-08 | 0.0355 | [5 empty] | 2009-03-31 | 1142.55 |  |  | 2006-09-05 | 1027.268 |  |  | 2017-07-01 | 0.1611 | 0.065976 | 0.23979 | 2020-08-01 | 7570.6955 | 990.0762 | 9264.6033 | 2004-07-23 | 10.796 |  | 1998-05-18 | 0.05
|  | 1991-06-03 | 0.048 | [5 empty] | 2009-04-15 | 1142.6201 |  |  | 2006-09-12 | 1027.473 |  |  | 2017-08-01 | 0.14621 | 0.0036026 | 0.31385 | 2020-09-01 | 7553.3706 | 3632.1374 | 9326.6755 | 2004-07-24 | 10.796 |  | 1998-06-15 | 0.06
|  | 1991-06-07 | 0.039 | [5 empty] | 2009-04-30 | 1142.71 |  |  | 2006-09-19 | 1027.45 |  |  | 2017-09-01 | 0.2265 | 0.13366 | 0.2515 | 2020-10-01 | 4792.6933 | 0 | 8142.407 | 2004-07-25 | 10.796 |  | 1998-07-21 | 0.04
|  | 1991-06-13 | 0.039 | [5 empty] | 2009-05-15 | 1142.85 |  |  | 2006-09-20 | 1027.336 |  |  | 2017-10-01 | 0.1946 | 0.025267 | 0.41677 | 2020-11-01 | 556.165 | 0 | 7115.6704 | 2004-07-26 | 10.796 |  | 1998-08-10 | 0.03
|  | 1991-06-30 | 0.039 | [5 empty] | 2009-05-31 | 1142.8701 |  |  | 2006-09-21 | 1027.227 |  |  | 2017-11-01 | 0.17719 | 0.086358 | 0.35913 | 2020-12-01 | 431.132 | 0 | 2723.832 | 2004-07-27 | 10.796 |  | 1998-09-10
|  | 1991-07-01 | 0.026 | [5 empty] | 2009-06-15 | 1142.8399 |  |  | 2006-09-26 | 1027.32 |  |  | 2017-12-01 | 0.17454 | 0.078669 | 0.33286 | 2021-01-01 | 343.2487 | 0 | 1182.2849 | 2004-07-28 | 10.796 |  | 1998-09-25 | 0.04
|  | 1991-07-02 | 0.026 | [5 empty] | 2009-06-30 | 1142.6652 |  |  | 2006-10-04 | 1027.468 |  |  | 2018-01-01 | 0.20354 | 0.10117 | 0.35286 | 2021-02-01 | 220.9155 | 0 | 437.4512 | 2004-07-29 | 10.796 |  | 1998-10-19 | 0.03
|  | 1991-07-22 | 0.053 | [5 empty] | 2009-07-13 | 1142.5052 |  |  | 2006-10-10 | 1027.601 |  |  | 2018-02-01 | 0.12377 | 1.3974e-05 | 0.3469 | 2021-03-01 | 212.2969 | 0 | 735.3961 | 2004-07-30 | 10.796 |  | 1998-11-17 | 0.03
|  | 1991-07-24 | 0.0415 | [5 empty] | 2009-07-20 | 1142.4351 |  |  | 2006-10-17 | 1027.749 |  |  | 2018-03-01 | 0.1366 | 0.00037169 | 0.39634 | 2021-04-01 | 198.9915 | 0 | 470.7925 | 2004-07-31 | 0 |  | 1998-12-21 | 0.02
|  | 1991-08-05 | 0.065 | [5 empty] | 2009-07-27 | 1142.3199 |  |  | 2006-10-24 | 1027.902 |  |  | 2018-04-01 | 0.10468 | 0.00043092 | 0.39943 | 2021-05-01 | 4942.61 | 4253.35 | 8106.548 | 2004-08-01 | 0 |  | 1999-01-18 | 0.03
|  | 1991-09-03 | 0.062 | [5 empty] | 2009-08-03 | 1142.2001 |  |  | 2006-10-31 | 1028.035 |  |  | 2018-05-01 | 0.032792 | 0.00042576 | 0.32484 | 2021-06-01 | 9322.6924 | 7467.5635 | 9563.0205 | 2004-08-02 | 0 |  | 1999-02-22 | 0.07
|  | 1991-09-27 | 0.056 | [5 empty] | 2009-08-07 | 1142.1849 |  |  | 2006-11-07 | 1028.168 |  |  | 2018-06-01 | 0.14476 | 0.081399 | 0.25982 | 2021-07-01 | 8347.5724 | 3978.0296 | 8564.67 | 2004-08-03 | 0 |  | 1999-03-17 | 0.02
|  | 1991-10-07 | 0.05 | [5 empty] | 2009-08-10 | 1142.1651 |  |  | 2006-11-14 | 1028.303 |  |  | 2018-07-01 | 0.15784 | 0.057935 | 0.24615 | 2021-08-01 | 7672.4445 | 1730.7154 | 9319.2242 | 2004-08-04 | 0 |  | 1999-04-20 | 0.02 | 0.02
|  | 1991-11-01 | 0.022 | [5 empty] | 2009-08-18 | 1142.0651 |  |  | 2006-11-21 | 1028.42 |  |  | 2018-08-01 | 0.15339 | 0.016683 | 0.30759 | 2021-09-01 | 7551.5265 | 3622.2841 | 9350.454 | 2004-08-05 | 0 |  | 1999-05-17 | 0.05
|  | 1991-11-06 | 0.053 | [5 empty] | 2009-08-24 | 1142.02 |  |  | 2006-12-07 | 1028.635 |  |  | 2018-09-01 | 0.22583 | 0.14178 | 0.26564 | 2021-10-01 | 4933.1492 | 0 | 8142.5374 | 2004-08-06 | 0 |  | 1999-07-03 | 0.05
|  | 1991-12-03 | 0.086 | [5 empty] | 2009-08-31 | 1141.845 |  |  | 2006-12-14 | 1028.732 |  |  | 2018-10-01 | 0.19343 | 0.030181 | 0.34544 | 2021-11-01 | 600.4841 | 0 | 7115.7626 | 2004-08-07 | 0 |  | 1999-07-27 | 0.0075
|  | 1992-01-21 | 0.334 | [5 empty] | 2009-09-07 | 1141.6749 |  |  | 2007-01-04 | 1028.95 |  |  | 2018-11-01 | 0.17629 | 0.033178 | 0.31691 | 2021-12-01 | 449.0958 | 0 | 2678.6119 | 2004-08-08 | 0 |  | 1999-07-29
|  | 1992-02-20 | 0.211 | [5 empty] | 2009-09-14 | 1141.5201 |  |  | 2007-01-18 | 1029.09 |  |  | 2018-12-01 | 0.17281 | 0.035317 | 0.31101 | 2022-01-01 | 348.2905 | 0 | 1957.2839 | 2004-08-09 | 0 |  | 1999-08-12 | 0.02
|  | 1992-03-12 | 0.156 | [5 empty] | 2009-09-18 | 1141.415 |  |  | 2007-02-01 | 1029.2 |  |  | 2019-01-01 | 0.20107 | 0.066435 | 0.33659 |  |  |  |  | 2004-08-10 | 0 |  | 1999-08-31
|  | 1992-04-29 | 0.058667 | [5 empty] | 2009-09-19 | 1141.3799 |  |  | 2007-02-15 | 1029.308 |  |  | 2019-02-01 | 0.12585 | 2.1913e-05 | 0.35055 |  |  |  |  | 2004-08-11 | 0 |  | 1999-09-10 | 0.0075
|  | 1992-05-12 | 0.056 | [5 empty] | 2009-09-20 | 1141.34 |  |  | 2007-03-08 | 1029.48 |  |  | 2019-03-01 | 0.13786 | 0.00047355 | 0.33718 |  |  |  |  | 2004-08-12 | 0 |  | 1999-10-29 | 0.02
|  | 1992-06-09 | 0.01 | [5 empty] | 2009-09-21 | 1141.2949 |  |  | 2007-03-29 | 1029.632 |  |  | 2019-04-01 | 0.10063 | 0.00046531 | 0.30592 |  |  |  |  | 2004-08-13 | 0 |  | 1999-11-22 | 0.0075
|  | 1992-06-26 | 0.0265 | [5 empty] | 2009-09-24 | 1141.2001 |  |  | 2007-04-02 | 1029.65 |  |  | 2019-05-01 | 0.033983 | 0.00053298 | 0.22646 |  |  |  |  | 2004-08-14 | 0 |  | 1999-12-14 | 0.09
|  | 1992-07-14 | 0.019 | [5 empty] | 2009-09-29 | 1141.24 |  |  | 2007-04-12 | 1028.75 |  |  | 2019-06-01 | 0.13769 | 0.096496 | 0.27206 |  |  |  |  | 2004-08-15 | 0 |  | 2000-01-27 | 0.09
|  | 1992-07-21 | 0.0315 | [5 empty] | 2009-10-01 | 1141.215 |  |  | 2007-04-26 | 1029.1 |  |  | 2019-07-01 | 0.16021 | 0.10037 | 0.30141 |  |  |  |  | 2004-08-16 | 0 |  | 2000-02-28 | 0.39
|  | 1992-08-10 | 0.043 | [5 empty] | 2009-10-05 | 1141.24 |  |  | 2007-05-03 | 1029.358 |  |  | 2019-08-01 | 0.15537 | 0.0071427 | 0.33999 |  |  |  |  | 2004-08-17 | 0 |  | 2000-03-23 | 0.02
|  | 1992-09-09 | 0.117 | [5 empty] | 2009-10-09 | 1141.2699 |  |  | 2007-05-07 | 1029.498 |  |  | 2019-09-01 | 0.22706 | 0.13913 | 0.24915 |  |  |  |  | 2004-08-18 | 0 |  | 2000-04-27 | 0.22 | 0.22
|  | 1992-09-10 | 0.163 | [5 empty] | 2009-10-12 | 1141.2851 |  |  | 2007-05-09 | 1029.295 |  |  | 2019-10-01 | 0.19571 | 0.015815 | 0.43077 |  |  |  |  | 2004-08-19 | 0 |  | 2000-05-15 | 0.11
|  | 1992-10-06 | 0.26 | [5 empty] | 2009-10-19 | 1141.365 |  |  | 2007-05-10 | 1029.191 |  |  | 2019-11-01 | 0.17426 | 0.040608 | 0.39957 |  |  |  |  | 2004-08-20 | 82.251 |  | 2000-06-26 | 0.33
|  | 1992-10-19 | [6 empty] | 2009-10-26 | 1141.5 |  |  | 2007-05-14 | 1028.77 |  |  | 2019-12-01 | 0.17226 | 0.043332 | 0.38844 |  |  |  |  | 2004-08-21 | 82.251 |  | 2000-07-25 | 0.5
|  | 1992-11-24 | 0.122 | [5 empty] | 2009-11-02 | 1141.6451 |  |  | 2007-05-17 | 1028.98 |  |  | 2020-01-01 | 0.1998 | 0.074612 | 0.41719 |  |  |  |  | 2004-08-22 | 82.251 |  | 2000-08-29 | 0.13
|  | 1992-11-25 | 0.129 | [5 empty] | 2009-11-09 | 1141.6792 |  |  | 2007-05-22 | 1028.933 |  |  | 2020-02-01 | 0.12531 | 2.006e-05 | 0.41817 |  |  |  |  | 2004-08-23 | 82.251 |  | 2000-09-25 | 0.022
|  | 1993-02-16 | 0.03 | [5 empty] | 2009-11-16 | 1141.7451 |  |  | 2007-05-24 | 1028.837 |  |  | 2020-03-01 | 0.1353 | 0.00054013 | 0.38539 |  |  |  |  | 2004-08-24 | 82.251 |  | 2000-10-28
|  | 1993-04-27 | 0.144 | [5 empty] | 2009-11-23 | 1141.7853 |  |  | 2007-05-28 | 1028.846 |  |  | 2020-04-01 | 0.11446 | 0.00038977 | 0.30551 |  |  |  |  | 2004-08-25 | 82.251 |  | 2000-10-29 | 0.01
|  | 1993-06-24 | 0.0155 | [5 empty] | 2009-11-30 | 1141.8252 |  |  | 2007-05-31 | 1028.84 |  |  | 2020-05-01 | 0.040323 | 0.0003426 | 0.24268 |  |  |  |  | 2004-08-26 | 82.251 |  | 2000-11-13 | 0.06
|  | 1993-08-02 | 0.04 | [5 empty] | 2009-12-07 | 1141.845 |  |  | 2007-06-04 | 1028.661 |  |  | 2020-06-01 | 0.14799 | 0.091538 | 0.26228 |  |  |  |  | 2004-08-27 | 82.251 |  | 2000-11-18 | 0.03
|  | 1993-09-20 | 0.067 | [5 empty] | 2009-12-14 | 1141.9063 |  |  | 2007-06-11 | 1028.626 |  |  | 2020-07-01 | 0.16697 | 0.07417 | 0.25596 |  |  |  |  | 2004-08-28 | 82.251 |  | 2000-12-14 | 0.022
|  | 1993-10-04 | 0.047 | [5 empty] | 2010-01-04 | 1142.0002 |  |  | 2007-06-14 | 1028.605 |  |  | 2020-08-01 | 0.14824 | 0.016477 | 0.29495 |  |  |  |  | 2004-08-29 | 82.251 |  | 2001-01-13 | 0.02
|  | 1993-10-18 | 0.04125 | [5 empty] | 2010-01-18 | 1142.0953 |  |  | 2007-06-18 | 1028.561 |  |  | 2020-09-01 | 0.22718 | 0.1186 | 0.24657 |  |  |  |  | 2004-08-30 | 82.251 |  | 2001-02-10 | 0.02
|  | 1993-11-01 | 0.0795 | [5 empty] | 2010-02-01 | 1142.1852 |  |  | 2007-06-21 | 1028.56 |  |  | 2020-10-01 | 0.20114 | 0.041561 | 0.42699 |  |  |  |  | 2004-08-31 | 82.251 |  | 2001-03-10 | 0.03
|  | 1993-11-15 | 0.0835 | [5 empty] | 2010-02-16 | 1142.28 |  |  | 2007-06-25 | 1028.88 |  |  | 2020-11-01 | 0.17445 | 0.04338 | 0.3799 |  |  |  |  | 2004-09-01 | 82.251 |  | 2001-04-16 | 0.02 | 0.02
|  | 1993-11-29 | 0.1035 | [5 empty] | 2010-03-01 | 1142.315 |  |  | 2007-06-28 | 1028.85 |  |  | 2020-12-01 | 0.17387 | 0.049967 | 0.36267 |  |  |  |  | 2004-09-02 | 82.251 |  | 2001-05-14 | 0.07
|  | 1993-12-13 | 0.0546 | [5 empty] | 2010-03-15 | 1142.34 |  |  | 2007-07-03 | 1028.787 |  |  | 2021-01-01 | 0.20109 | 0.075978 | 0.38536 |  |  |  |  | 2004-09-03 | 82.251 |  | 2001-06-17 | 0.02
|  | 1994-01-17 | 0.08475 | [5 empty] | 2010-03-29 | 1142.5302 |  |  | 2007-07-05 | 1028.789 |  |  | 2021-02-01 | 0.13166 | 1.9783e-05 | 0.28975 |  |  |  |  | 2004-09-04 | 82.251 |  | 2001-07-14 | 0.06
|  | 1994-01-31 | 0.1015 | [5 empty] | 2010-04-05 | 1142.561 |  |  | 2007-07-09 | 1028.846 |  |  | 2021-03-01 | 0.13411 | 0.00040443 | 0.37928 |  |  |  |  | 2004-09-05 | 82.251 |  | 2001-08-14 | 0.03
|  | 1994-03-01 | 0.054 | [5 empty] | 2010-04-12 | 1142.6012 |  |  | 2007-07-12 | 1028.8 |  |  | 2021-04-01 | 0.11113 | 0.00052863 | 0.35688 |  |  |  |  | 2004-09-06 | 82.251 |  | 2001-09-17 | 0.03
|  | 1994-08-10 | 0.03725 | [5 empty] | 2010-04-19 | 1142.6455 |  |  | 2007-07-19 | 1028.763 |  |  | 2021-05-01 | 0.035122 | 0.00043722 | 0.28791 |  |  |  |  | 2004-09-07 | 82.251 |  | 2001-10-15 | 0.0075
|  | 1994-10-12 | 0.03475 | [5 empty] | 2010-04-26 | 1142.6465 |  |  | 2007-07-26 | 1028.692 |  |  | 2021-06-01 | 0.14547 | 0.1 | 0.24633 |  |  |  |  | 2004-09-08 | 82.251 |  | 2001-11-13 | 0.06
|  | 1994-11-25 | 0.07 | [5 empty] | 2010-05-03 | 1142.6555 |  |  | 2007-08-02 | 1028.608 |  |  | 2021-07-01 | 0.15441 | 0.049956 | 0.25018 |  |  |  |  | 2004-09-09 | 82.251 |  | 2001-12-14
|  | 1995-01-25 | 0.0055 | [5 empty] | 2010-05-10 | 1142.625 |  |  | 2007-08-09 | 1028.547 |  |  | 2021-08-01 | 0.15183 | 0.0098411 | 0.30205 |  |  |  |  | 2004-09-10 | 82.251 |  | 2001-12-15 | 0.02
|  | 1995-03-06 | 0.00375 | [5 empty] | 2010-05-17 | 1142.6092 |  |  | 2007-08-16 | 1028.374 |  |  | 2021-09-01 | 0.22313 | 0.16935 | 0.24486 |  |  |  |  | 2004-09-11 | 82.251 |  | 2002-01-15 | 0.09
|  | 1995-03-08 | 0.03 | [5 empty] | 2010-05-24 | 1142.5655 |  |  | 2007-08-23 | 1028.085 |  |  | 2021-10-01 | 0.22276 | 0.015949 | 0.40207 |  |  |  |  | 2004-09-12 | 82.251 |  | 2002-02-12 | 0.01
|  | 1995-05-08 | 0.0525 | [5 empty] | 2010-05-31 | 1142.461 |  |  | 2007-08-30 | 1028.038 |  |  | 2021-11-01 | 0.17814 | 0.021807 | 0.30627 |  |  |  |  | 2004-09-13 | 82.251 |  | 2002-03-12 | 0.05
|  | 1995-06-21 | 0.01 | [5 empty] | 2010-06-07 | 1142.3321 |  |  | 2007-09-06 | 1028.025 |  |  | 2021-12-01 | 0.18028 | 0.026378 | 0.29231 |  |  |  |  | 2004-09-14 | 82.251 |  | 2002-04-15 | 0.04 | 0.04
|  | 1995-07-20 | 0.01 | [5 empty] | 2010-06-14 | 1142.2175 |  |  | 2007-09-11 | 1028.025 |  |  | 2022-01-01 | 0.20703 | 0.053735 | 0.3155 |  |  |  |  | 2004-09-15 | 82.251 |  | 2002-05-13 | 0.07
|  | 1995-08-23 | 0.05 | [5 empty] | 2010-06-21 | 1142.0831 |  |  | 2007-09-12 | 1027.91 | [10 empty] | 2004-09-16 | 82.251 |  | 2002-06-16 | 0.03
|  | 1995-10-16 | 0.08 | [5 empty] | 2010-06-28 | 1141.941 |  |  | 2007-09-13 | 1027.845 | [10 empty] | 2004-09-17 | 82.251 |  | 2002-07-16 | 0.017
|  | 1995-11-14 | 0.17 | [5 empty] | 2010-07-05 | 1141.8216 |  |  | 2007-09-17 | 1027.559 | [10 empty] | 2004-09-18 | 0 |  | 2002-08-12 | 0.009
|  | 1995-12-06 | 0.14 | [5 empty] | 2010-07-12 | 1141.6734 |  |  | 2007-09-24 | 1027.755 | [10 empty] | 2004-09-19 | 0 |  | 2002-09-16 | 0.011
|  | 1995-12-12 | 0.111 | [5 empty] | 2010-07-19 | 1141.4875 |  |  | 2007-09-27 | 1027.84 | [10 empty] | 2004-09-20 | 0 |  | 2002-10-15 | 0.024
|  | 1996-01-25 | 0.1 | [5 empty] | 2010-07-26 | 1141.3141 |  |  | 2007-10-15 | 1028.295 | [10 empty] | 2004-09-21 | 0 |  | 2002-11-12 | 0.031
|  | 1996-02-14 | 0.09 | [5 empty] | 2010-08-02 | 1141.1681 |  |  | 2007-10-18 | 1028.358 | [10 empty] | 2004-09-22 | 0 |  | 2002-12-10 | 0.034
|  | 1996-03-06 | 0.123 | [5 empty] | 2010-08-09 | 1141.0422 |  |  | 2007-10-22 | 1028.442 | [10 empty] | 2004-09-23 | 0 |  | 2003-01-14 | 0.029
|  | 1996-03-12 | 0.08 | [5 empty] | 2010-08-16 | 1140.894 |  |  | 2007-10-25 | 1028.22 | [10 empty] | 2004-09-24 | 0 |  | 2003-02-15 | 0.023
|  | 1996-04-09 | 0.02 | [5 empty] | 2010-08-23 | 1140.7673 |  |  | 2007-10-29 | 1027.997 | [10 empty] | 2004-09-25 | 0 |  | 2003-03-15 | 0.022
|  | 1996-05-15 | 0.05 | [5 empty] | 2010-08-27 | 1140.6801 |  |  | 2007-11-08 | 1028.268 | [10 empty] | 2004-09-26 | 0 |  | 2003-04-15 | 0.021 | 0.021
|  | 1996-05-29 | 0.04 | [5 empty] | 2010-08-30 | 1140.6965 |  |  | 2007-11-22 | 1028.551 | [10 empty] | 2004-09-27 | 0 |  | 2003-05-13 | 0.037
|  | 1996-06-11 | 0.02 | [5 empty] | 2010-09-06 | 1140.7703 |  |  | 2007-12-06 | 1028.802 | [10 empty] | 2004-09-28 | 0 |  | 2003-06-14 | 0.016
|  | 1996-06-21 | 1.48 | [5 empty] | 2010-09-13 | 1140.8102 |  |  | 2008-01-03 | 1029.27 | [10 empty] | 2004-09-29 | 0 |  | 2003-07-14 | 0.034
|  | 1996-07-17 | 0.02 | [5 empty] | 2010-09-20 | 1140.8502 |  |  | 2008-01-16 | 1029.442 | [10 empty] | 2004-09-30 | 0 |  | 2003-08-11 | 0.011
|  | 1996-08-05 | 0.01 | [5 empty] | 2010-09-27 | 1140.8691 |  |  | 2008-02-13 | 1029.782 | [10 empty] | 2004-10-01 | 0 |  | 2003-09-08 | 0.012
|  | 1996-08-15 | 0.03 | [5 empty] | 2010-10-04 | 1140.9413 |  |  | 2008-03-05 | 1029.996 | [10 empty] | 2004-10-02 | 0 |  | 2003-10-14 | 0.027
|  | 1996-09-03 | 0.04 | [5 empty] | 2010-10-12 | 1140.9663 |  |  | 2008-03-20 | 1030.116 | [10 empty] | 2004-10-03 | 0 |  | 2003-11-15 | 0.022
|  | 1996-09-11 | 0.04 | [5 empty] | 2010-10-25 | 1141.0611 |  |  | 2008-04-03 | 1030.211 | [10 empty] | 2004-10-04 | 0 |  | 2003-12-14
|  | 1996-10-02 | [6 empty] | 2010-11-08 | 1141.0861 |  |  | 2008-04-10 | 1030.254 | [10 empty] | 2004-10-05 | 0 |  | 2003-12-15 | 0.014
|  | 1996-10-16 | 0.08 | [5 empty] | 2010-11-22 | 1141.1641 |  |  | 2008-04-14 | 1029.93 | [10 empty] | 2004-10-06 | 0 |  | 2004-01-12 | 0.024
|  | 1996-10-21 | 0.09 | [5 empty] | 2010-12-06 | 1141.254 |  |  | 2008-04-21 | 1029.625 | [10 empty] | 2004-10-07 | 0 |  | 2004-02-16 | 0.032
|  | 1996-11-21 | 0.1 | [5 empty] | 2010-12-16 | 1141.3162 |  |  | 2008-04-24 | 1029.398 | [10 empty] | 2004-10-08 | 0 |  | 2004-03-15 | 0.031
|  | 1996-12-19 | 0.12 | [5 empty] | 2011-01-03 | 1141.4779 |  |  | 2008-04-28 | 1029.25 | [10 empty] | 2004-10-09 | 0 |  | 2004-04-13 | 0.024 | 0.024
|  | 1997-01-14 | 0.05 | [5 empty] | 2011-01-17 | 1141.556 |  |  | 2008-05-05 | 1029.433 | [10 empty] | 2004-10-10 | 0 |  | 2004-05-14 | 0.027
|  | 1997-02-17 | 0.06 | [5 empty] | 2011-01-31 | 1141.643 |  |  | 2008-05-06 | 1029.44 | [10 empty] | 2004-10-11 | 0 |  | 2004-06-14 | 0.007
|  | 1997-02-26 | [6 empty] | 2011-02-14 | 1141.729 |  |  | 2008-05-07 | 1029.421 | [10 empty] | 2004-10-12 | 0 |  | 2004-07-12 | 0.009
|  | 1997-03-11 | 0.05 | [5 empty] | 2011-02-28 | 1141.8592 |  |  | 2008-05-08 | 1029.402 | [10 empty] | 2004-10-13 | 0 |  | 2004-08-09 | 0.011
|  | 1997-04-15 | 0.06 | [5 empty] | 2011-03-07 | 1141.8946 |  |  | 2008-05-12 | 1029.362 | [10 empty] | 2004-10-14 | 0 |  | 2004-09-13 | 0.012
|  | 1997-04-28 | 0.04 | [5 empty] | 2011-03-21 | 1141.912 |  |  | 2008-05-20 | 1029.34 | [10 empty] | 2004-10-15 | 27.904 |  | 2004-10-12 | 0.025
|  | 1997-05-12 | 0.04 | [5 empty] | 2011-04-04 | 1141.972 |  |  | 2008-05-21 | 1029.335 | [10 empty] | 2004-10-16 | 27.904 |  | 2004-11-15 | 0.024
|  | 1997-06-23 | 0.04 | [5 empty] | 2011-04-18 | 1142.0833 |  |  | 2008-05-22 | 1029.332 | [10 empty] | 2004-10-17 | 27.904 |  | 2004-12-03 | 0.02
|  | 1997-07-15 | 0.07 | [5 empty] | 2011-05-02 | 1142.057 |  |  | 2008-05-26 | 1029.276 | [10 empty] | 2004-10-18 | 27.904 |  | 2005-01-21 | 0.031
|  | 1997-07-24 | [6 empty] | 2011-05-16 | 1141.948 |  |  | 2008-05-28 | 1029.254 | [10 empty] | 2004-10-19 | 27.904 |  | 2005-02-08 | 0.035
|  | 1997-08-06 | [6 empty] | 2011-05-30 | 1141.984 |  |  | 2008-06-02 | 1029.251 | [10 empty] | 2004-10-20 | 27.904 |  | 2005-03-15 | 0.031
|  | 1997-08-12 | 0.11 | [5 empty] | 2011-06-06 | 1141.942 |  |  | 2008-06-05 | 1029.164 | [10 empty] | 2004-10-21 | 27.904 |  | 2005-04-11 | 0.038 | 0.038
|  | 1997-09-22 | 0.15 | [5 empty] | 2011-06-09 | 1141.936 |  |  | 2008-06-11 | 1028.976 | [10 empty] | 2004-10-22 | 275.55 |  | 2005-05-09 | 0.031
|  | 1997-09-30 | 0.12 | [5 empty] | 2011-06-13 | 1141.8269 |  |  | 2008-06-18 | 1028.891 | [10 empty] | 2004-10-23 | 275.55 |  | 2005-06-20 | 0.016
|  | 1997-10-07 | 0.11 | [5 empty] | 2011-06-20 | 1141.873 |  |  | 2008-06-23 | 1028.686 | [10 empty] | 2004-10-24 | 275.55 |  | 2005-07-25 | 0.015
|  | 1997-10-20 | 0.08 | [5 empty] | 2011-06-27 | 1141.848 |  |  | 2008-06-24 | 1028.638 | [10 empty] | 2004-10-25 | 275.55 |  | 2005-08-22 | 0.023
|  | 1997-11-04 | [6 empty] | 2011-07-04 | 1141.838 |  |  | 2008-06-26 | 1028.549 | [10 empty] | 2004-10-26 | 77.242 |  | 2005-09-05 | 0.036
|  | 1997-11-19 | 0.06 | [5 empty] | 2011-07-11 | 1141.781 |  |  | 2008-07-02 | 1028.271 | [10 empty] | 2004-10-27 | 0 |  | 2005-09-06 | 0.036
|  | 1997-12-08 | 0.06 | [5 empty] | 2011-07-18 | 1141.788 |  |  | 2008-07-03 | 1028.24 | [10 empty] | 2004-10-28 | 0 |  | 2005-10-10 | 0.028
|  | 1998-01-12 | 0.06 | [5 empty] | 2011-07-25 | 1141.645 |  |  | 2008-07-07 | 1028.222 | [10 empty] | 2004-10-29 | 0 |  | 2005-11-01 | 0.035
|  | 1998-02-24 | 0.03 | [5 empty] | 2011-08-01 | 1141.572 |  |  | 2008-07-08 | 1028.235 | [10 empty] | 2004-10-30 | 0 |  | 2005-12-13 | 0.058
|  | 1998-03-17 | 0.02 | [5 empty] | 2011-08-08 | 1141.466 |  |  | 2008-07-10 | 1028.252 | [10 empty] | 2004-10-31 | 0 |  | 2006-01-23 | 0.094
|  | 1998-04-13 | 0.32 | [5 empty] | 2011-08-15 | 1141.373 |  |  | 2008-07-17 | 1028.28 | [10 empty] | 2004-11-01 | 0 |  | 2006-02-14 | 0.035
|  | 1998-04-16 | [6 empty] | 2011-08-22 | 1141.273 |  |  | 2008-07-24 | 1028.273 | [10 empty] | 2004-11-02 | 0 |  | 2006-04-24 | 0.14 | 0.14
|  | 1998-04-22 | 0.11 | [5 empty] | 2011-08-29 | 1141.151 |  |  | 2008-08-14 | 1028.068 | [10 empty] | 2004-11-03 | 0 |  | 2006-04-25 | 0.14 | 0.14
|  | 1998-04-24 | 0.08 | [5 empty] | 2011-09-05 | 1141.014 |  |  | 2008-08-21 | 1028.15 | [10 empty] | 2004-11-04 | 0 |  | 2006-05-17 | 0.042
|  | 1998-04-26 | 0.05 | [5 empty] | 2011-09-12 | 1140.862 |  |  | 2008-08-28 | 1028.34 | [10 empty] | 2004-11-05 | 0 |  | 2006-06-19 | 0.017
|  | 1998-04-30 | 0.04 | [5 empty] | 2011-09-19 | 1140.762 |  |  | 2008-09-02 | 1028.426 | [10 empty] | 2004-11-06 | 0 |  | 2006-07-18 | 0.02
|  | 1998-05-18 | 0.3 | [5 empty] | 2011-09-26 | 1140.827 |  |  | 2008-09-11 | 1028.565 | [10 empty] | 2004-11-07 | 0 |  | 2006-08-21 | 0.023
|  | 1998-06-15 | 0.06 | [5 empty] | 2011-10-03 | 1140.883 |  |  | 2008-09-18 | 1028.638 | [10 empty] | 2004-11-08 | 0 |  | 2006-09-11 | 0.023
|  | 1998-06-19 | 0.0093 | [5 empty] | 2011-10-17 | 1140.98 |  |  | 2008-09-22 | 1028.582 | [10 empty] | 2004-11-09 | 0 |  | 2006-10-16 | 0.065
|  | 1998-06-20 | 0.09 | [5 empty] | 2011-10-31 | 1141.059 |  |  | 2008-09-25 | 1028.504 | [10 empty] | 2004-11-10 | 0 |  | 2006-11-14 | 0.064
|  | 1998-06-21 | 0.18 | [5 empty] | 2011-11-07 | 1141.105 |  |  | 2008-09-29 | 1028.402 | [10 empty] | 2004-11-11 | 0 |  | 2007-04-18 | 0.18 | 0.18
|  | 1998-07-21 | 0.05 | [5 empty] | 2011-11-14 | 1141.167 |  |  | 2008-10-02 | 1028.227 | [10 empty] | 2004-11-12 | 0 |  | 2007-05-14 | 0.068
|  | 1998-08-04 | [6 empty] | 2011-11-28 | 1141.26 |  |  | 2008-10-06 | 1028.043 | [10 empty] | 2004-11-13 | 0 |  | 2007-06-18 | 0.029
|  | 1998-08-10 | 0.13 | [5 empty] | 2011-12-13 | 1141.39 |  |  | 2008-10-09 | 1028.005 | [10 empty] | 2004-11-14 | 0 |  | 2007-07-16 | 0.025
|  | 1998-09-25 | 0.07 | [5 empty] | 2012-01-03 | 1141.574 |  |  | 2008-10-16 | 1027.365 | [10 empty] | 2004-11-15 | 0 |  | 2007-08-13 | 0.031
|  | 1998-10-19 | 0.08 | [5 empty] | 2012-01-16 | 1141.602 |  |  | 2008-10-22 | 1027.135 | [10 empty] | 2004-11-16 | 0 |  | 2007-09-10 | 0.025
|  | 1998-11-17 | 0.09 | [5 empty] | 2012-01-30 | 1141.65 |  |  | 2008-11-12 | 1027.803 | [10 empty] | 2004-11-17 | 0 |  | 2007-10-22 | 0.063
|  | 1998-12-21 | 0.06 | [5 empty] | 2012-02-13 | 1141.717 |  |  | 2008-12-04 | 1028.325 | [10 empty] | 2004-11-18 | 0 |  | 2007-11-13 | 0.068
|  | 1999-01-18 | 0.06 | [5 empty] | 2012-02-27 | 1141.772 |  |  | 2009-01-22 | 1029.148 | [10 empty] | 2004-11-19 | 0 |  | 2007-12-09 | 0.097
|  | 1999-02-22 | 0.03 | [5 empty] | 2012-03-12 | 1141.837 |  |  | 2009-02-26 | 1029.56 | [10 empty] | 2004-11-20 | 0 |  | 2008-01-07 | 0.056
|  | 1999-03-17 | 0.04 | [5 empty] | 2012-03-26 | 1141.889 |  |  | 2009-03-24 | 1029.837 | [10 empty] | 2004-11-21 | 0 |  | 2008-01-08 | 0.056
|  | 1999-04-20 | 0.03 | [5 empty] | 2012-01-01 | 1141.6 | 1141.6 | 1141.6 | 2009-03-27 | 1029.796 | [10 empty] | 2004-11-22 | 0 |  | 2008-02-18 | 0.099
|  | 1999-05-17 | 0.07 | [5 empty] | 2012-02-01 | 1142.094 | 1141.8608 | 1142.4292 | 2009-03-28 | 1029.724 | [10 empty] | 2004-11-23 | 0 |  | 2008-03-17 | 0.094
|  | 1999-06-25 | [6 empty] | 2012-03-01 | 1142.705 | 1142.1022 | 1143.1985 | 2009-03-30 | 1029.596 | [10 empty] | 2004-11-24 | 0 |  | 2008-04-14 | 0.097 | 0.097
|  | 1999-07-03 | 0.05 | [5 empty] | 2012-04-01 | 1143.208 | 1142.4604 | 1143.7701 | 2009-04-02 | 1029.368 | [10 empty] | 2004-11-25 | 0 |  | 2008-05-02
|  | 1999-07-27 | 0.04 | [5 empty] | 2012-05-01 | 1143.6125 | 1142.8105 | 1144.363 | 2009-04-06 | 1028.939 | [10 empty] | 2004-11-26 | 0 |  | 2008-05-14 | 0.076
|  | 1999-07-29 | [6 empty] | 2012-06-01 | 1142.8174 | 1141.6016 | 1143.8937 | 2009-04-08 | 1028.736 | [10 empty] | 2004-11-27 | 0 |  | 2008-06-04
|  | 1999-08-12 | 0.08 | [5 empty] | 2012-07-01 | 1141.9727 | 1140.8281 | 1143.6509 | 2009-04-13 | 1028.164 | [10 empty] | 2004-11-28 | 0 |  | 2008-06-12 12:15 | 0.0258
|  | 1999-08-31 | [6 empty] | 2012-08-01 | 1141.3787 | 1139.9242 | 1143.3176 | 2009-04-16 | 1027.744 | [10 empty] | 2004-11-29 | 0 |  | 2008-06-16 | 0.037
|  | 1999-09-10 | 0.05 | [5 empty] | 2012-09-01 | 1140.7312 | 1138.9274 | 1142.6776 | 2009-04-20 | 1027.716 | [10 empty] | 2004-11-30 | 0 |  | 2008-07-08
|  | 1999-10-29 | 0.02 | [5 empty] | 2012-10-01 | 1140.0387 | 1138.9723 | 1141.9335 | 2009-04-23 | 1027.487 | [10 empty] | 2004-12-01 | 0 |  | 2008-07-14 | 0.024
|  | 1999-11-22 | 0.05 | [5 empty] | 2012-11-01 | 1139.1787 | 1138.9962 | 1141.3809 | 2009-04-27 | 1027.273 | [10 empty] | 2004-12-02 | 0 |  | 2008-07-22 16:45 | 0.02275
|  | 1999-12-14 | 0.08 | [5 empty] | 2012-12-01 | 1139.4197 | 1139 | 1140.6775 | 2009-04-30 | 1027.159 | [10 empty] | 2004-12-03 | 0 |  | 2008-08-03
|  | 2000-01-27 | 0.02 | [5 empty] | 2013-01-01 | 1139.72 | 1139.2249 | 1140.9441 | 2009-05-04 | 1027.229 | [10 empty] | 2004-12-04 | 0 |  | 2008-08-11 | 0.03
|  | 2000-02-28 | 0.64 | [5 empty] | 2013-02-01 | 1140.3713 | 1139.8101 | 1141.3754 | 2009-05-07 | 1027.419 | [10 empty] | 2004-12-05 | 0 |  | 2008-08-19 | 0.036
|  | 2000-03-23 | 0.03 | [5 empty] | 2013-03-01 | 1140.7817 | 1140.2335 | 1141.7245 | 2009-05-11 | 1027.604 | [10 empty] | 2004-12-06 | 0 |  | 2008-08-25 14:30 | 0.04305
|  | 2000-04-27 | 0.09 | [5 empty] | 2013-04-01 | 1141.1672 | 1140.6149 | 1142.1245 | 2009-05-13 | 1027.69 | [10 empty] | 2004-12-07 | 0 |  | 2008-09-02
|  | 2000-05-15 | 0.07 | [5 empty] | 2013-05-01 | 1141.5677 | 1140.9166 | 1142.7827 | 2009-05-15 | 1027.734 | [10 empty] | 2004-12-08 | 0 |  | 2008-09-15 | 0.024
|  | 2000-06-26 | 0.1 | [5 empty] | 2013-06-01 | 1140.92 | 1140.1165 | 1141.9254 | 2009-05-16 | 1027.831 | [10 empty] | 2004-12-09 | 0 |  | 2008-10-15 | 0.039
|  | 2000-07-25 | 0.14 | [5 empty] | 2013-07-01 | 1140.4202 | 1139.2643 | 1141.611 | 2009-05-19 | 1027.831 | [10 empty] | 2004-12-10 | 0 |  | 2008-10-18
|  | 2000-08-29 | 0.1 | [5 empty] | 2013-08-01 | 1139.7621 | 1138.9017 | 1141.1411 | 2009-05-31 | 1028.163 | [10 empty] | 2004-12-11 | 0 |  | 2008-11-03 | 0.1
|  | 2000-09-25 | 0.01 | [5 empty] | 2013-09-01 | 1139.0005 | 1138.9275 | 1140.6165 | 2009-06-08 | 1028.338 | [10 empty] | 2004-12-12 | 0 |  | 2008-11-09
|  | 2000-10-28 | [6 empty] | 2013-10-01 | 1138.9723 | 1138.9613 | 1140.0983 | 2009-06-13 | 1028.266 | [10 empty] | 2004-12-13 | 0 |  | 2008-12-01 | 0.092
|  | 2000-10-29 | 0.07 | [5 empty] | 2013-11-01 | 1140.0271 | 1138.9962 | 1140.1528 | 2009-06-29 | 1027.668 | [10 empty] | 2004-12-14 | 0 |  | 2009-01-12 | 0.2
|  | 2000-11-13 | 0.07 | [5 empty] | 2013-12-01 | 1140.6873 | 1139 | 1140.9598 | 2009-06-30 | 1027.704 | [10 empty] | 2004-12-15 | 0 |  | 2009-02-02 | 0.14
|  | 2000-11-18 | 0.088 | [5 empty] | 2014-01-01 | 1141.179 | 1139.3302 | 1141.574 | 2009-07-13 | 1028.033 | [10 empty] | 2004-12-16 | 0 |  | 2009-03-03 12:20 | 0.121
|  | 2000-12-14 | 0.051 | [5 empty] | 2014-02-01 | 1141.6409 | 1139.8695 | 1142.2528 | 2009-07-20 | 1027.826 | [10 empty] | 2004-12-17 | 0 |  | 2009-04-06 12:00 | 0.0992 | 0.0992
36892 | 36904 | 2001-01-13 | 0.07 | [5 empty] | 2014-03-01 | 1141.9478 | 1140.285 | 1143.0857 | 2009-07-27 | 1027.711 | [10 empty] | 2004-12-18 | 0 |  | 2009-04-14 15:07 |  | 0
|  | 2001-02-10 | 0.11 | [5 empty] | 2014-04-01 | 1142.5361 | 1140.6272 | 1143.6523 | 2009-08-03 | 1027.985 | [10 empty] | 2004-12-19 | 0 |  | 2009-05-02 17:50
|  | 2001-03-10 | 0.04 | [5 empty] | 2014-05-01 | 1143.1135 | 1140.9944 | 1144.2412 | 2009-08-07 | 1027.966 | [10 empty] | 2004-12-20 | 0 |  | 2009-05-06 | 0.168
|  | 2001-04-16 | 0.08 | [5 empty] | 2014-06-01 | 1141.9896 | 1140.3412 | 1143.7673 | 2009-08-10 | 1028.034 | [10 empty] | 2004-12-21 | 0 |  | 2009-05-06 14:00 | 0.168
|  | 2001-06-17 | 0.03 | [5 empty] | 2014-07-01 | 1141.489 | 1139.7371 | 1143.557 | 2009-08-18 | 1028.026 | [10 empty] | 2004-12-22 | 0 |  | 2009-06-04
|  | 2001-07-14 | 0.04 | [5 empty] | 2014-08-01 | 1140.9396 | 1139.0591 | 1143.2903 | 2009-08-24 | 1028.317 | [10 empty] | 2004-12-23 | 0 |  | 2009-06-08 11:20 | 0.0091
|  | 2001-08-14 | 0.04 | [5 empty] | 2014-09-01 | 1140.2882 | 1138.9275 | 1142.7914 | 2009-08-31 | 1028.281 | [10 empty] | 2004-12-24 | 0 |  | 2009-07-08 15:10
|  | 2001-09-17 | 0.03 | [5 empty] | 2014-10-01 | 1139.5581 | 1138.9612 | 1142.2178 | 2009-09-07 | 1028.28 | [10 empty] | 2004-12-25 | 0 |  | 2009-07-13 09:25 | 0.033
|  | 2001-10-15 | 0.11 | [5 empty] | 2014-11-01 | 1139.9463 | 1138.9962 | 1141.5696 | 2009-09-14 | 1028.36 | [10 empty] | 2004-12-26 | 0 |  | 2009-08-03
|  | 2001-11-13 | 0.07 | [5 empty] | 2014-12-01 | 1139.7618 | 1139 | 1140.8658 | 2009-09-21 | 1028.587 | [10 empty] | 2004-12-27 | 0 |  | 2009-08-06 19:30 | 0.027
|  | 2001-12-14 | [6 empty] | 2015-01-01 | 1140.3387 | 1139.2599 | 1141.3055 | 2009-09-29 | 1028.852 | [10 empty] | 2004-12-28 | 0 |  | 2009-08-06 19:50
|  | 2001-12-15 | 0.08 | [5 empty] | 2015-02-01 | 1140.79 | 1139.8226 | 1141.844 | 2009-10-01 | 1028.98 | [10 empty] | 2004-12-29 | 0 |  | 2009-08-17 | 0.0272
|  | 2002-01-15 | 0.05 | [5 empty] | 2015-03-01 | 1141.1349 | 1140.2404 | 1142.4688 | 2009-10-05 | 1028.938 | [10 empty] | 2004-12-30 | 0 |  | 2009-09-02 18:05 | 0.01695
|  | 2002-02-12 | 0.02 | [5 empty] | 2015-04-01 | 1141.4717 | 1140.6144 | 1143.178 | 2009-10-09 | 1028.668 | [10 empty] | 2004-12-31 | 0 |  | 2009-10-05 15:20 | 0.01895
|  | 2002-03-12 | 0.03 | [5 empty] | 2015-05-01 | 1141.8762 | 1140.9889 | 1143.7236 | 2009-10-12 | 1028.428 | [10 empty] | 2005-01-01 | 0 |  | 2009-10-18 15:10
|  | 2002-04-15 | 0.03 | [5 empty] | 2015-06-01 | 1141.2864 | 1140.2782 | 1143.2323 | 2009-10-13 | 1028.338 | [10 empty] | 2005-01-02 | 0 |  | 2009-11-04 14:01 | 0.0282
|  | 2002-05-13 | 0.07 | [5 empty] | 2015-07-01 | 1140.9004 | 1139.3348 | 1142.8999 | 2009-10-16 | 1028.393 | [10 empty] | 2005-01-03 | 0 |  | 2009-11-09 14:04
|  | 2002-06-16 | 0.031 | [5 empty] | 2015-08-01 | 1140.3615 | 1138.9017 | 1142.1973 | 2009-10-19 | 1028.132 | [10 empty] | 2005-01-04 | 0 |  | 2009-12-01 15:41 | 0.02395
|  | 2002-07-16 | 0.034 | [5 empty] | 2015-09-01 | 1139.675 | 1138.9276 | 1141.6733 | 2009-10-20 | 1028 | [10 empty] | 2005-01-05 | 0 |  | 2010-01-11
|  | 2002-08-12 | 0.018 | [5 empty] | 2015-10-01 | 1139.0205 | 1138.972 | 1141.2721 | 2009-10-21 | 1027.925 | [10 empty] | 2005-01-06 | 0 |  | 2010-01-11 15:05 | 0.02385
|  | 2002-09-16 | 0.107 | [5 empty] | 2015-11-01 | 1139.9585 | 1138.9962 | 1140.6565 | 2009-10-22 | 1027.864 | [10 empty] | 2005-01-07 | 0 |  | 2010-02-22
|  | 2002-10-15 | 0.031 | [5 empty] | 2015-12-01 | 1140.1362 | 1139 | 1140.9268 | 2009-10-23 | 1027.775 | [10 empty] | 2005-01-08 | 0 |  | 2010-02-22 12:01 | 0.02485
|  | 2002-11-11 | [6 empty] | 2016-01-01 | 1140.6631 | 1139.2697 | 1141.5476 | 2009-10-24 | 1027.669 | [10 empty] | 2005-01-09 | 0 |  | 2010-03-10
|  | 2002-11-12 | 0.04 | [5 empty] | 2016-02-01 | 1141.1035 | 1139.9843 | 1142.3507 | 2009-10-25 | 1027.542 | [10 empty] | 2005-01-10 | 0 |  | 2010-03-10 08:23 | 0.02575
|  | 2002-12-10 | 0.059 | [5 empty] | 2016-03-01 | 1141.4866 | 1140.3785 | 1143.1566 | 2009-10-26 | 1027.496 | [10 empty] | 2005-01-11 | 0 |  | 2010-04-14 |  | 0
|  | 2003-01-14 | 0.038 | [5 empty] | 2016-04-01 | 1141.8999 | 1140.6813 | 1143.7347 | 2009-10-27 | 1027.395 | [10 empty] | 2005-01-12 | 0 |  | 2010-04-14 15:07 | 0.03105 | 0.03105
|  | 2003-02-15 | 0.033 | [5 empty] | 2016-05-01 | 1142.5963 | 1141.0059 | 1144.3361 | 2009-10-28 | 1027.32 | [10 empty] | 2005-01-13 | 0 |  | 2010-05-02 17:50
|  | 2003-03-15 | 0.027 | [5 empty] | 2016-06-01 | 1141.6792 | 1140.3215 | 1143.8633 | 2009-10-29 | 1027.235 | [10 empty] | 2005-01-14 | 0 |  | 2010-05-03
|  | 2003-04-15 | 0.023333 | [5 empty] | 2016-07-01 | 1141.1692 | 1139.6683 | 1143.6522 | 2009-10-30 | 1027.188 | [10 empty] | 2005-01-15 | 0 |  | 2010-05-03 16:13 | 0.0161
|  | 2003-05-13 | 0.077 | [5 empty] | 2016-08-01 | 1140.5726 | 1138.9205 | 1143.3854 | 2009-10-31 | 1027.123 | [10 empty] | 2005-01-16 | 0 |  | 2010-06-04
|  | 2003-05-14 | 0.12 | [5 empty] | 2016-09-01 | 1139.9114 | 1138.9276 | 1142.9451 | 2009-11-01 | 1027.034 | [10 empty] | 2005-01-17 | 0 |  | 2010-06-04 12:31 | 0.0081
|  | 2003-06-14 | 0.039 | [5 empty] | 2016-10-01 | 1139.2269 | 1138.963 | 1142.3712 | 2009-11-02 | 1026.96 | [10 empty] | 2005-01-18 | 0 |  | 2010-07-08
|  | 2003-07-14 | 0.048 | [5 empty] | 2016-11-01 | 1139.8152 | 1138.9962 | 1141.6559 | 2009-11-09 | 1027.174 | [10 empty] | 2005-01-19 | 0 |  | 2010-07-08 15:10 | 0.0079
|  | 2003-07-15 | 0.03 | [5 empty] | 2016-12-01 | 1139.8796 | 1139 | 1140.9523 | 2009-11-16 | 1027.381 | [10 empty] | 2005-01-20 | 0 |  | 2010-08-03
|  | 2003-08-11 | 0.026 | [5 empty] | 2017-01-01 | 1140.5247 | 1139.3203 | 1141.238 | 2009-11-23 | 1027.537 | [10 empty] | 2005-01-21 | 0 |  | 2010-08-03 16:10 | 0.00985
|  | 2003-09-02 | [6 empty] | 2017-02-01 | 1141.0027 | 1139.83 | 1141.8254 | 2009-11-30 | 1027.72 | [10 empty] | 2005-01-22 | 0 |  | 2010-09-02
|  | 2003-09-08 | 0.047667 | [5 empty] | 2017-03-01 | 1141.3766 | 1140.2122 | 1142.5015 | 2009-12-07 | 1027.822 | [10 empty] | 2005-01-23 | 0 |  | 2010-09-02 09:43 | 0.0142
|  | 2003-09-16 | [6 empty] | 2017-04-01 | 1141.7827 | 1140.548 | 1143.2023 | 2009-12-14 | 1027.966 | [10 empty] | 2005-01-24 | 0 |  | 2010-10-18
|  | 2003-09-24 | [6 empty] | 2017-05-01 | 1142.2598 | 1140.8839 | 1143.7527 | 2010-01-04 | 1028.332 | [10 empty] | 2005-01-25 | 0 |  | 2010-10-18 11:45 | 0.0141
|  | 2003-09-30 | [6 empty] | 2017-06-01 | 1141.541 | 1140.2161 | 1143.2645 | 2010-01-18 | 1028.556 | [10 empty] | 2005-01-26 | 0 |  | 2010-11-09
|  | 2003-10-14 | 0.028 | [5 empty] | 2017-07-01 | 1141.0459 | 1139.3557 | 1142.9572 | 2010-02-01 | 1028.778 | [10 empty] | 2005-01-27 | 0 |  | 2010-11-09 14:04 | 0.0219
|  | 2003-11-15 | 0.037 | [5 empty] | 2017-08-01 | 1140.4946 | 1138.9016 | 1142.2578 | 2010-02-16 | 1028.954 | [10 empty] | 2005-01-28 | 0 |  | 2010-12-01
|  | 2003-12-14 | [6 empty] | 2017-09-01 | 1139.7549 | 1138.9277 | 1141.7096 | 2010-03-01 | 1029.097 | [10 empty] | 2005-01-29 | 0 |  | 2010-12-01 17:35 | 0.0192
|  | 2003-12-15 | 0.033 | [5 empty] | 2017-10-01 | 1139.1064 | 1138.972 | 1141.3108 | 2010-03-15 | 1029.236 | [10 empty] | 2005-01-30 | 0 |  | 2011-01-19 11:11 | 0.0179
|  | 2004-01-12 | 0.041 | [5 empty] | 2017-11-01 | 1139.7466 | 1138.9962 | 1140.6973 | 2010-03-23 | 1029.294 | [10 empty] | 2005-01-31 | 0 |  | 2011-02-01 17:15 | 0.0197
|  | 2004-02-16 | 0.057 | [5 empty] | 2017-12-01 | 1139.9049 | 1139 | 1140.9177 | 2010-03-25 | 1029.218 | [10 empty] | 2005-02-01 | 0 |  | 2011-03-16 15:50 | 0.0407
|  | 2004-03-15 | 0.023 | [5 empty] | 2018-01-01 | 1140.5598 | 1139.6849 | 1141.5262 | 2010-03-29 | 1029.135 | [10 empty] | 2005-02-02 | 0 |  | 2011-04-13 13:35 | 0.018 | 0.018
|  | 2004-05-02 | 0.076 | [5 empty] | 2018-02-01 | 1141.0508 | 1140.2161 | 1142.2988 | 2010-04-05 | 1029.093 | [10 empty] | 2005-02-03 | 0 |  | 2011-05-11 15:15 | 0.083
|  | 2004-05-09 | 0.058 | [5 empty] | 2018-03-01 | 1141.4314 | 1140.5168 | 1143.1201 | 2010-04-12 | 1029.039 | [10 empty] | 2005-02-04 | 0 |  | 2011-06-20 09:46 | 0.0451
|  | 2004-05-14 | 0.089 | [5 empty] | 2018-04-01 | 1141.8496 | 1140.8221 | 1143.6935 | 2010-04-19 | 1029.127 | [10 empty] | 2005-02-05 | 0 |  | 2011-07-13 14:38 | 0.0069
|  | 2004-05-25 | 0.085 | [5 empty] | 2018-05-01 | 1142.4673 | 1141.1499 | 1144.2896 | 2010-04-21 | 1029.193 | [10 empty] | 2005-02-06 | 0 |  | 2011-08-25 13:02 | 0.0063
|  | 2004-06-01 | 0.01 | [5 empty] | 2018-06-01 | 1141.6472 | 1140.4658 | 1143.8143 | 2010-04-26 | 1029.399 | [10 empty] | 2005-02-07 | 0 |  | 2011-09-21 13:30 | 0.0081
|  | 2004-06-14 | 0.014 | [5 empty] | 2018-07-01 | 1141.1382 | 1139.8448 | 1143.6016 | 2010-05-03 | 1029.386 | [10 empty] | 2005-02-08 | 0 |  | 2011-10-20 14:26 | 0.016
|  | 2004-07-12 | 0.02 | [5 empty] | 2018-08-01 | 1140.5725 | 1139.0974 | 1143.3333 | 2010-05-10 | 1029.108 | [10 empty] | 2005-02-09 | 0 |  | 2011-11-14 16:00 | 0.0232
|  | 2004-08-09 | 0.024 | [5 empty] | 2018-09-01 | 1139.8721 | 1138.9276 | 1142.8583 | 2010-05-17 | 1028.894 | [10 empty] | 2005-02-10 | 0 |  | 2011-12-06 14:30 | 0.0128
|  | 2004-08-24 | 0.061 | [5 empty] | 2018-10-01 | 1139.1819 | 1138.972 | 1142.2816 | 2010-05-24 | 1028.7 | [10 empty] | 2005-02-11 | 0 |  | 2012-01-18 14:00 | 0.0159
|  | 2004-08-31 | 0.079 | [5 empty] | 2018-11-01 | 1139.8463 | 1138.9962 | 1141.6041 | 2010-05-31 | 1028.542 | [10 empty] | 2005-02-12 | 0 |  | 2012-02-07 15:52 | 0.0198
|  | 2004-09-13 | [6 empty] | 2018-12-01 | 1139.844 | 1139 | 1140.8994 | 2010-06-07 | 1028.44 | [10 empty] | 2005-02-13 | 0 |  | 2012-03-05 16:20 | 0.0214 |  | Least Result | Greatest Result |  | Time (yr) | Mean | S.D. | Least Result | 5% | 25% | Median | 75% | 95% | Greatest Result
|  | 2004-09-14 | 0.073 | [5 empty] | 2019-01-01 | 1140.5061 | 1139.6284 | 1141.4985 | 2010-06-14 | 1028.392 | [10 empty] | 2005-02-14 | 0 |  | 2012-01-01 |  | 0.064693 | 0.045847 | 0.083486 |  | 0 | 0.065598 | 0.010975 | 0.046762 | 0.048478 | 0.056096 | 0.065607 | 0.075105 | 0.082693 | 8.44% | 0.000913
|  | 2004-10-12 | 0.034 | [5 empty] | 2019-02-01 | 1141.0591 | 1140.1337 | 1141.9655 | 2010-06-21 | 1028.17 | [10 empty] | 2005-02-15 | 0 |  | 2012-02-01 |  | 0.061863 | 0.044296 | 0.079384 |  | 0.083333 | 0.062769 | 0.010231 | 0.045211 | 0.04681 | 0.053911 | 0.062777 | 0.071631 | 0.078706 | 0.080297 | 0.000913
|  | 2004-11-15 | 0.039 | [5 empty] | 2019-03-01 | 1141.4697 | 1140.4652 | 1142.5537 | 2010-06-28 | 1027.916 | [10 empty] | 2005-02-16 | 0 |  | 2012-03-01 |  | 0.076595 | 0.052375 | 0.10073 |  | 0.16667 | 0.077492 | 0.014098 | 0.053289 | 0.055494 | 0.065286 | 0.077506 | 0.089704 | 0.099447 | 0.10164 | 0.00091
|  | 2004-12-03 | 0.032 | [5 empty] | 2019-04-01 | 1141.877 | 1140.798 | 1143.1555 | 2010-07-05 | 1027.66 | [10 empty] | 2005-02-17 | 0 |  | 2012-04-01 |  | 0.065084 | 0.046062 | 0.084053 |  | 0.25 | 0.065989 | 0.011077 | 0.046977 | 0.048708 | 0.056398 | 0.065998 | 0.075584 | 0.083243 | 0.084965 | 0.000912
|  | 2005-01-12 | 0.028 | [5 empty] | 2019-05-01 | 1142.5005 | 1141.134 | 1143.6973 | 2010-07-12 | 1027.452 | [10 empty] | 2005-02-18 | 0 |  | 2012-05-01 |  | 0.033225 | 0.028613 | 0.037835 |  | 0.33333 | 0.034144 | 0.002689 | 0.029532 | 0.029951 | 0.031815 | 0.034144 | 0.036472 | 0.038335 | 0.038754 | 0.000919
|  | 2005-01-21 | 0.028 | [5 empty] | 2019-06-01 | 1141.5815 | 1140.2695 | 1143.1953 | 2010-07-19 | 1027.298 | [10 empty] | 2005-02-19 | 0 |  | 2012-06-01 |  | 0.034681 | 0.029409 | 0.039949 |  | 0.41667 | 0.035599 | 0.0030732 | 0.030328 | 0.030807 | 0.032938 | 0.0356 | 0.038261 | 0.040389 | 0.040868 | 0.000919
|  | 2005-02-08 | 0.028 | [5 empty] | 2019-07-01 | 1141.1006 | 1139.3253 | 1142.8251 | 2010-07-26 | 1027.168 | [10 empty] | 2005-02-20 | 0 |  | 2012-07-01 |  | 0.036717 | 0.030523 | 0.042905 |  | 0.5 | 0.037634 | 0.0036102 | 0.031442 | 0.032005 | 0.034508 | 0.037635 | 0.040761 | 0.043261 | 0.043823 | 0.000918
|  | 2005-03-01 | [6 empty] | 2019-08-01 | 1140.5391 | 1138.9019 | 1142.1216 | 2010-08-02 | 1027.06 | [10 empty] | 2005-02-21 | 0 |  | 2012-08-01 |  | 0.042105 | 0.033472 | 0.050726 |  | 0.58333 | 0.04302 | 0.0050309 | 0.03439 | 0.035175 | 0.038664 | 0.043022 | 0.047378 | 0.05086 | 0.051643 | 0.000917
|  | 2005-03-08 | 0.25 | [5 empty] | 2019-09-01 | 1139.7953 | 1138.9276 | 1141.6301 | 2010-08-09 | 1027.834 | [10 empty] | 2005-02-22 | 0 |  | 2012-09-01 |  | 0.04537 | 0.035149 | 0.055171 |  | 0.66667 | 0.046156 | 0.0058254 | 0.036066 | 0.036978 | 0.041229 | 0.046287 | 0.051138 | 0.055179 | 0.056087 | 0.000916
|  | 2005-03-14 | 0.19 | [5 empty] | 2019-10-01 | 1139.1345 | 1138.972 | 1141.228 | 2010-08-16 | 1027.663 | [10 empty] | 2005-02-23 | 310.65 |  | 2012-10-01 |  | 0.048431 | 0.036574 | 0.06947 |  | 0.75 | 0.04975 | 0.0076882 | 0.037492 | 0.038736 | 0.043487 | 0.049348 | 0.05535 | 0.062863 | 0.070387 | 0.000917
|  | 2005-03-22 | 0.2 | [5 empty] | 2019-11-01 | 1139.4381 | 1138.9962 | 1140.6117 | 2010-08-23 | 1027.884 | [10 empty] | 2005-02-24 | 446.12 |  | 2012-11-01 |  | 0.055214 | 0.04003 | 0.094424 |  | 0.83333 | 0.05809 | 0.01266 | 0.040947 | 0.042509 | 0.048755 | 0.056129 | 0.064061 | 0.086681 | 0.095338 | 0.000914
|  | 2005-04-11 | 0.019 | [5 empty] | 2019-12-01 | 1139.8352 | 1139 | 1140.9012 | 2010-08-30 | 1027.837 | [10 empty] | 2005-02-25 | 374.38 |  | 2012-12-01 |  | 0.060759 | 0.042121 | 0.11683 |  | 0.91667 | 0.06488 | 0.017855 | 0.043036 | 0.044791 | 0.053078 | 0.061673 | 0.06993 | 0.10803 | 0.11775 | 0.00092
|  | 2005-05-10 | 0.035 | [5 empty] | 2020-01-01 | 1140.4817 | 1139.3064 | 1141.5078 | 2010-09-06 | 1027.41 | [10 empty] | 2005-02-26 | 390.66 |  | 2013-01-01 |  | 0.069254 | 0.045847 | 0.13893 |  | 1 | 0.075016 | 0.022783 | 0.046762 | 0.048859 | 0.059332 | 0.070168 | 0.081334 | 0.13129 | 0.13984 | 0.00091
|  | 2005-05-31 | 0.019 | [5 empty] | 2020-02-01 | 1141.0205 | 1139.8082 | 1142.2556 | 2010-09-13 | 1027.291 | [10 empty] | 2005-02-27 | 395.31 |  | 2013-02-01 |  | 0.067886 | 0.044296 | 0.14065 |  | 1.0833 | 0.075548 | 0.025053 | 0.045211 | 0.047165 | 0.058168 | 0.068799 | 0.080372 | 0.13473 | 0.14156 | 0.00091
|  | 2005-06-11 | 0.017 | [5 empty] | 2020-03-01 | 1141.4099 | 1140.1912 | 1143.0876 | 2010-09-20 | 1027.446 | [10 empty] | 2005-02-28 | 395.31 |  | 2013-03-01 |  | 0.087331 | 0.052375 | 0.16167 |  | 1.1667 | 0.093575 | 0.028908 | 0.053289 | 0.055984 | 0.071644 | 0.088242 | 0.11021 | 0.15531 | 0.16258 | 0.00091
|  | 2005-06-19 | 0.022 | [5 empty] | 2020-04-01 | 1141.8333 | 1140.5394 | 1143.6548 | 2010-09-27 | 1027.595 | [10 empty] | 2005-03-01 | 180.21 |  | 2013-04-01 |  | 0.078285 | 0.046062 | 0.14524 |  | 1.25 | 0.085456 | 0.028749 | 0.046977 | 0.049093 | 0.062352 | 0.079198 | 0.10729 | 0.14216 | 0.14616 | 0.00092
|  | 2005-06-21 | 0.027 | [5 empty] | 2020-05-01 | 1142.4387 | 1140.8943 | 1144.2441 | 2010-10-04 | 1027.738 | [10 empty] | 2005-03-02 | 180.21 |  | 2013-05-01 |  | 0.040037 | 0.028613 | 0.099716 |  | 1.3333 | 0.05708 | 0.02688 | 0.029532 | 0.030138 | 0.033446 | 0.040955 | 0.088994 | 0.099661 | 0.10063 | 0.000914
|  | 2005-07-02 | 0.011 | [5 empty] | 2020-06-01 | 1141.6041 | 1140.2009 | 1143.7662 | 2010-10-12 | 1027.881 | [10 empty] | 2005-03-03 | 206.12 |  | 2013-06-01 |  | 0.050978 | 0.029409 | 0.1018 |  | 1.4167 | 0.061896 | 0.02757 | 0.030328 | 0.031021 | 0.035648 | 0.051896 | 0.094081 | 0.1016 | 0.10272 | 0.00092
|  | 2005-07-10 | 0.029 | [5 empty] | 2020-07-01 | 1141.1331 | 1139.3131 | 1143.5515 | 2010-10-18 | 1028.011 | [10 empty] | 2005-03-04 | 272.62 |  | 2013-07-01 |  | 0.062507 | 0.030523 | 0.10471 |  | 1.5 | 0.067283 | 0.027915 | 0.031442 | 0.03238 | 0.039159 | 0.063425 | 0.096856 | 0.10432 | 0.10563 | 0.00092
|  | 2005-07-17 | 0.035 | [5 empty] | 2020-08-01 | 1140.5729 | 1138.9016 | 1143.2817 | 2010-10-25 | 1028.136 | [10 empty] | 2005-03-05 | 272.62 |  | 2013-08-01 |  | 0.07742 | 0.033472 | 0.11241 |  | 1.5833 | 0.076 | 0.028092 | 0.03439 | 0.035698 | 0.048451 | 0.078338 | 0.10366 | 0.11177 | 0.11333 | 0.00092
|  | 2005-07-24 | 0.032 | [5 empty] | 2020-09-01 | 1139.897 | 1138.9276 | 1142.7721 | 2010-11-01 | 1028.226 | [10 empty] | 2005-03-06 | 272.62 |  | 2013-09-01 |  | 0.089574 | 0.035149 | 0.11679 |  | 1.6667 | 0.082402 | 0.027682 | 0.036066 | 0.038686 | 0.054965 | 0.090492 | 0.10775 | 0.1159 | 0.11771 | 0.00092
|  | 2005-07-25 | 0.024 | [5 empty] | 2020-10-01 | 1139.2008 | 1138.972 | 1142.1924 | 2010-11-08 | 1028.397 | [10 empty] | 2005-03-07 | 311.23 |  | 2013-10-01 |  | 0.10072 | 0.037253 | 0.12051 |  | 1.75 | 0.08834 | 0.026739 | 0.03817 | 0.042809 | 0.062763 | 0.10164 | 0.1121 | 0.11941 | 0.12143 | 0.00092
|  | 2005-07-31 | 0.029 | [5 empty] | 2020-11-01 | 1139.4956 | 1138.9962 | 1141.5524 | 2010-11-15 | 1028.458 | [10 empty] | 2005-03-08 | 233.99 |  | 2013-11-01 |  | 0.10689 | 0.040882 | 0.12953 |  | 1.8333 | 0.097954 | 0.025675 | 0.041799 | 0.051356 | 0.076266 | 0.10781 | 0.11973 | 0.12791 | 0.13044 | 0.00091
|  | 2005-08-06 | 0.037 | [5 empty] | 2020-12-01 | 1139.8689 | 1139 | 1140.9172 | 2010-11-18 | 1028.441 | [10 empty] | 2005-03-09 | 329.41 |  | 2013-12-01 |  | 0.11012 | 0.044927 | 0.13498 |  | 1.9167 | 0.10508 | 0.02386 | 0.045843 | 0.060776 | 0.087252 | 0.11104 | 0.12435 | 0.13352 | 0.13589 | 0.00091
|  | 2005-08-13 | 0.051 | [5 empty] | 2021-01-01 | 1140.5217 | 1139.2765 | 1141.5394 | 2010-11-19 | 1028.379 | [10 empty] | 2005-03-10 | 34.075 |  | 2014-01-01 |  | 0.11765 | 0.055377 | 0.14469 |  | 2 | 0.11496 | 0.022234 | 0.056292 | 0.072198 | 0.10086 | 0.11856 | 0.13314 | 0.14315 | 0.1456 | 0.00091
|  | 2005-08-20 | 0.051 | [5 empty] | 2021-02-01 | 1141.0267 | 1139.7615 | 1142.337 | 2010-11-20 | 1028.332 | [10 empty] | 2005-03-11 | 295.33 |  | 2014-02-01 |  | 0.1177 | 0.059937 | 0.14065 |  | 2.0833 | 0.1149 | 0.019314 | 0.060853 | 0.077134 | 0.10598 | 0.11861 | 0.12994 | 0.13927 | 0.14156 | 0.00091
|  | 2005-08-23 | 0.05 | [5 empty] | 2021-03-01 | 1141.4028 | 1140.1322 | 1143.1487 | 2010-11-21 | 1028.285 | [10 empty] | 2005-03-12 | 365.99 |  | 2014-03-01 |  | 0.13292 | 0.07521 | 0.16167 |  | 2.1667 | 0.13186 | 0.019786 | 0.076124 | 0.093865 | 0.12006 | 0.13384 | 0.1473 | 0.15943 | 0.16258 | 0.00091
|  | 2005-08-27 | 0.049 | [5 empty] | 2021-04-01 | 1141.8252 | 1140.4811 | 1143.7264 | 2010-11-22 | 1028.257 | [10 empty] | 2005-03-13 | 307.22 |  | 2014-04-01 |  | 0.12369 | 0.07448 | 0.14524 |  | 2.25 | 0.12247 | 0.015529 | 0.075394 | 0.092976 | 0.11275 | 0.1246 | 0.1351 | 0.14368 | 0.14616 | 0.00092
|  | 2005-09-05 | 0.06 | [5 empty] | 2021-05-01 | 1142.3733 | 1140.8235 | 1144.3284 | 2010-11-23 | 1028.204 | [10 empty] | 2005-03-14 | 307.22 |  | 2014-05-01 |  | 0.094388 | 0.061422 | 0.099716 |  | 2.3333 | 0.092605 | 0.0083824 | 0.062341 | 0.073761 | 0.092245 | 0.095307 | 0.097947 | 0.10013 | 0.10063 | 0.000914
|  | 2005-09-06 | 0.057 | [5 empty] | 2021-06-01 | 1141.6014 | 1140.1108 | 1143.8477 | 2010-11-24 | 1028.155 | [10 empty] | 2005-03-15 | 324.77 |  | 2014-06-01 |  | 0.095816 | 0.06862 | 0.1018 |  | 2.4167 | 0.095381 | 0.0064262 | 0.069539 | 0.082046 | 0.093657 | 0.096735 | 0.099805 | 0.10214 | 0.10272 | 0.00092
|  | 2005-09-11 | 0.05 | [5 empty] | 2021-07-01 | 1141.0847 | 1139.3107 | 1143.6292 | 2010-11-25 | 1028.12 | [10 empty] | 2005-03-16 | 388.41 |  | 2014-07-01 |  | 0.097897 | 0.076166 | 0.10471 |  | 2.5 | 0.098403 | 0.005095 | 0.077085 | 0.091053 | 0.095548 | 0.098815 | 0.10221 | 0.10495 | 0.10563 | 0.00092
|  | 2005-09-18 | 0.03 | [5 empty] | 2021-08-01 | 1140.5212 | 1138.9017 | 1143.3569 | 2010-11-26 | 1028.073 | [10 empty] | 2005-03-17 | 287.47 |  | 2014-08-01 |  | 0.10366 | 0.085735 | 0.11241 |  | 2.5833 | 0.10443 | 0.0054351 | 0.086653 | 0.096592 | 0.10041 | 0.10458 | 0.10874 | 0.11238 | 0.11333 | 0.00092
|  | 2005-09-24 | 0.034 | [5 empty] | 2021-09-01 | 1139.8257 | 1138.9276 | 1142.8898 | 2010-11-27 | 1028.028 | [10 empty] | 2005-03-18 | 287.47 |  | 2014-09-01 |  | 0.10704 | 0.093891 | 0.11679 |  | 2.6667 | 0.10785 | 0.0058861 | 0.094809 | 0.098589 | 0.10292 | 0.10796 | 0.11299 | 0.11681 | 0.11771 | 0.00092
|  | 2005-10-01 | 0.066 | [5 empty] | 2021-10-01 | 1139.1746 | 1138.9657 | 1142.3052 | 2010-11-29 | 1027.949 | [10 empty] | 2005-03-19 | 307.74 |  | 2014-10-01 |  | 0.10961 | 0.09847 | 0.12074 |  | 2.75 | 0.11053 | 0.0064936 | 0.099387 | 0.1004 | 0.10491 | 0.11053 | 0.11615 | 0.12065 | 0.12166 | 0.00092
|  | 2005-10-10 | 0.028 | [5 empty] | 2021-11-01 | 1139.4355 | 1138.9962 | 1141.6139 | 2010-12-02 | 1027.823 | [10 empty] | 2005-03-20 | 307.74 |  | 2014-11-01 |  | 0.11586 | 0.10187 | 0.12981 |  | 2.8333 | 0.11677 | 0.0081466 | 0.10279 | 0.10406 | 0.10971 | 0.11677 | 0.12382 | 0.12946 | 0.13073 | 0.00092
|  | 2005-10-11 | 0.028 | [5 empty] | 2021-12-01 | 1139.9247 | 1139 | 1140.9067 | 2010-12-06 | 1027.902 | [10 empty] | 2005-03-21 | 307.74 |  | 2014-12-01 |  | 0.11963 | 0.10393 | 0.1353 |  | 2.9167 | 0.12054 | 0.0091454 | 0.10485 | 0.10627 | 0.11262 | 0.12055 | 0.12846 | 0.13479 | 0.13621 | 0.00091
|  | 2005-11-01 | 0.043 | [5 empty] | 2022-01-01 | 1140.5674 | 1139.2565 | 1141.4908 | 2010-12-13 | 1028.035 | [10 empty] | 2005-03-22 | 267.23 |  | 2015-01-01 |  | 0.12636 | 0.1076 | 0.14507 |  | 3 | 0.12726 | 0.010924 | 0.10852 | 0.11022 | 0.11781 | 0.12727 | 0.13673 | 0.14428 | 0.14598 | 0.00091
|  | 2005-11-02 | 0.043 | [9 empty] | 2010-12-16 | 1028.075 | [10 empty] | 2005-03-23 | 307.21 |  | 2015-02-01 |  | 0.12356 | 0.10607 | 0.141 |  | 3.0833 | 0.12446 | 0.010184 | 0.10699 | 0.10858 | 0.11565 | 0.12447 | 0.13329 | 0.14033 | 0.14191 | 0.00091
|  | 2005-12-13 | 0.056 | [9 empty] | 2011-01-03 | 1028.485 | [10 empty] | 2005-03-24 | 0 |  | 2015-03-01 |  | 0.13814 | 0.11403 | 0.16216 |  | 3.1667 | 0.13903 | 0.014033 | 0.11494 | 0.11714 | 0.12688 | 0.13905 | 0.15119 | 0.16089 | 0.16307 | 0.00091
|  | 2005-12-15 | 0.056 | [9 empty] | 2011-01-10 | 1028.581 | [10 empty] | 2005-03-25 | 0 |  | 2015-04-01 |  | 0.12675 | 0.10781 | 0.14563 |  | 3.25 | 0.12765 | 0.011026 | 0.10873 | 0.11045 | 0.1181 | 0.12766 | 0.1372 | 0.14483 | 0.14654 | 0.00091
|  | 2006-01-23 | 0.062 | [9 empty] | 2011-01-17 | 1028.663 | [10 empty] | 2005-03-26 | 0 |  | 2015-05-01 |  | 0.095223 | 0.090631 | 0.099812 |  | 3.3333 | 0.096139 | 0.0026768 | 0.09155 | 0.091966 | 0.093823 | 0.096141 | 0.098458 | 0.10031 | 0.10073 | 0.000918
|  | 2006-02-14 | 0.04 | [9 empty] | 2011-01-24 | 1028.775 | [10 empty] | 2005-03-27 | 0 |  | 2015-06-01 |  | 0.096663 | 0.091416 | 0.10191 |  | 3.4167 | 0.09758 | 0.0030592 | 0.092334 | 0.09281 | 0.094932 | 0.097582 | 0.10023 | 0.10235 | 0.10283 | 0.00092
|  | 2006-03-24 | 0.044 | [9 empty] | 2011-01-31 | 1028.847 | [10 empty] | 2005-03-28 | 0 |  | 2015-07-01 |  | 0.098677 | 0.092512 | 0.10484 |  | 3.5 | 0.099593 | 0.0035938 | 0.093431 | 0.09399 | 0.096483 | 0.099596 | 0.10271 | 0.10519 | 0.10576 | 0.00092
|  | 2006-04-25 | 0.045 | [9 empty] | 2011-02-07 | 1028.921 | [10 empty] | 2005-03-29 | 0 |  | 2015-08-01 |  | 0.10401 | 0.095416 | 0.11259 |  | 3.5833 | 0.10492 | 0.0050078 | 0.096334 | 0.097114 | 0.10059 | 0.10493 | 0.10926 | 0.11273 | 0.11351 | 0.00092
|  | 2006-05-09 | 0.17 | [9 empty] | 2011-02-14 | 1029.016 | [10 empty] | 2005-03-30 | 0 |  | 2015-09-01 |  | 0.10704 | 0.097067 | 0.117 |  | 3.6667 | 0.10795 | 0.0058111 | 0.097984 | 0.09889 | 0.10292 | 0.10796 | 0.11299 | 0.11701 | 0.11791 | 0.00091
|  | 2006-05-18 | 0.03 | [9 empty] | 2011-02-21 | 1029.092 | [10 empty] | 2005-03-31 | 0 |  | 2015-10-01 |  | 0.10961 | 0.09847 | 0.12074 |  | 3.75 | 0.11053 | 0.0064936 | 0.099387 | 0.1004 | 0.10491 | 0.11053 | 0.11615 | 0.12065 | 0.12166 | 0.00092
|  | 2006-05-23 | 0.035 | [9 empty] | 2011-02-28 | 1029.16 | [10 empty] | 2005-04-01 | 0 |  | 2015-11-01 |  | 0.11586 | 0.10187 | 0.12981 |  | 3.8333 | 0.11677 | 0.0081466 | 0.10279 | 0.10406 | 0.10971 | 0.11677 | 0.12382 | 0.12946 | 0.13073 | 0.00092
|  | 2006-05-30 | 0.028 | [9 empty] | 2011-03-07 | 1029.224 | [10 empty] | 2005-04-02 | 0 |  | 2015-12-01 |  | 0.11963 | 0.10393 | 0.1353 |  | 3.9167 | 0.12054 | 0.0091454 | 0.10485 | 0.10627 | 0.11262 | 0.12055 | 0.12846 | 0.13479 | 0.13621 | 0.00091
|  | 2006-06-06 | 0.022 | [9 empty] | 2011-03-14 | 1029.29 | [10 empty] | 2005-04-03 | 0 |  | 2016-01-01 |  | 0.12636 | 0.1076 | 0.14507 |  | 4 | 0.12726 | 0.010924 | 0.10852 | 0.11022 | 0.11781 | 0.12727 | 0.13673 | 0.14428 | 0.14598 | 0.00091
|  | 2006-06-19 | 0.027 | [9 empty] | 2011-03-21 | 1029.343 | [10 empty] | 2005-04-04 | 0 |  | 2016-02-01 |  | 0.12356 | 0.10607 | 0.141 |  | 4.0833 | 0.12446 | 0.010184 | 0.10699 | 0.10858 | 0.11565 | 0.12447 | 0.13329 | 0.14033 | 0.14191 | 0.00091
|  | 2006-06-20 | 0.026 | [9 empty] | 2011-03-24 | 1029.323 | [10 empty] | 2005-04-05 | 0 |  | 2016-03-01 |  | 0.13814 | 0.11403 | 0.16216 |  | 4.1667 | 0.13903 | 0.014033 | 0.11494 | 0.11714 | 0.12688 | 0.13905 | 0.15119 | 0.16089 | 0.16307 | 0.00091
|  | 2006-07-11 | 0.016 | [9 empty] | 2011-03-28 | 1029.347 | [10 empty] | 2005-04-06 | 0 |  | 2016-04-01 |  | 0.12675 | 0.10781 | 0.14563 |  | 4.25 | 0.12765 | 0.011026 | 0.10873 | 0.11045 | 0.1181 | 0.12766 | 0.1372 | 0.14483 | 0.14654 | 0.00091
|  | 2006-07-17 | 0.023 | [9 empty] | 2011-03-31 | 1029.297 | [10 empty] | 2005-04-07 | 0 |  | 2016-05-01 |  | 0.095223 | 0.090631 | 0.099812 |  | 4.3333 | 0.096139 | 0.0026768 | 0.09155 | 0.091966 | 0.093823 | 0.096141 | 0.098458 | 0.10031 | 0.10073 | 0.000918
|  | 2006-07-18 | 0.033 | [9 empty] | 2011-04-04 | 1029.205 | [10 empty] | 2005-04-08 | 0 |  | 2016-06-01 |  | 0.096663 | 0.091416 | 0.10191 |  | 4.4167 | 0.09758 | 0.0030592 | 0.092334 | 0.09281 | 0.094932 | 0.097582 | 0.10023 | 0.10235 | 0.10283 | 0.00092
|  | 2006-07-25 | 0.028 | [9 empty] | 2011-04-07 | 1029.029 | [10 empty] | 2005-04-09 | 0 |  | 2016-07-01 |  | 0.098677 | 0.092512 | 0.10484 |  | 4.5 | 0.099593 | 0.0035938 | 0.093431 | 0.09399 | 0.096483 | 0.099596 | 0.10271 | 0.10519 | 0.10576 | 0.00092
|  | 2006-08-01 | 0.023 | [9 empty] | 2011-04-11 | 1028.858 | [10 empty] | 2005-04-10 | 0 |  | 2016-08-01 |  | 0.10401 | 0.095416 | 0.11259 |  | 4.5833 | 0.10492 | 0.0050078 | 0.096334 | 0.097114 | 0.10059 | 0.10493 | 0.10926 | 0.11273 | 0.11351 | 0.00092
|  | 2006-08-15 | 0.028 | [9 empty] | 2011-04-14 | 1028.728 | [10 empty] | 2005-04-11 | 0 |  | 2016-09-01 |  | 0.10704 | 0.097067 | 0.117 |  | 4.6667 | 0.10795 | 0.0058111 | 0.097984 | 0.09889 | 0.10292 | 0.10796 | 0.11299 | 0.11701 | 0.11791 | 0.00091
|  | 2006-08-21 | 0.026 | [9 empty] | 2011-04-18 | 1028.634 | [10 empty] | 2005-04-12 | 0 |  | 2016-10-01 |  | 0.10961 | 0.09847 | 0.12074 |  | 4.75 | 0.11053 | 0.0064936 | 0.099387 | 0.1004 | 0.10491 | 0.11053 | 0.11615 | 0.12065 | 0.12166 | 0.00092
|  | 2006-08-22 | 0.027 | [9 empty] | 2011-04-21 | 1028.581 | [10 empty] | 2005-04-13 | 0 |  | 2016-11-01 |  | 0.11586 | 0.10187 | 0.12981 |  | 4.8333 | 0.11677 | 0.0081466 | 0.10279 | 0.10406 | 0.10971 | 0.11677 | 0.12382 | 0.12946 | 0.13073 | 0.00092
|  | 2006-08-29 | 0.039 | [9 empty] | 2011-04-25 | 1028.472 | [10 empty] | 2005-04-14 | 0 |  | 2016-12-01 |  | 0.11963 | 0.10393 | 0.1353 |  | 4.9167 | 0.12054 | 0.0091454 | 0.10485 | 0.10627 | 0.11262 | 0.12055 | 0.12846 | 0.13479 | 0.13621 | 0.00091
|  | 2006-09-05 | 0.025 | [9 empty] | 2011-04-28 | 1028.403 | [10 empty] | 2005-04-15 | 0 |  | 2017-01-01 |  | 0.12636 | 0.1076 | 0.14507 |  | 5 | 0.12726 | 0.010924 | 0.10852 | 0.11022 | 0.11781 | 0.12727 | 0.13673 | 0.14428 | 0.14598 | 0.00091
|  | 2006-09-12 | 0.018 | [9 empty] | 2011-05-02 | 1028.536 | [10 empty] | 2005-04-16 | 0 |  | 2017-02-01 |  | 0.12356 | 0.10607 | 0.141 |  | 5.0833 | 0.12446 | 0.010184 | 0.10699 | 0.10858 | 0.11565 | 0.12447 | 0.13329 | 0.14033 | 0.14191 | 0.00091
|  | 2006-10-17 | 0.032 | [9 empty] | 2011-05-05 | 1028.628 | [10 empty] | 2005-04-17 | 0 |  | 2017-03-01 |  | 0.13814 | 0.11403 | 0.16216 |  | 5.1667 | 0.13903 | 0.014033 | 0.11494 | 0.11714 | 0.12688 | 0.13905 | 0.15119 | 0.16089 | 0.16307 | 0.00091
|  | 2006-11-14 | 0.052 | [9 empty] | 2011-05-09 | 1028.54 | [10 empty] | 2005-04-18 | 0 |  | 2017-04-01 |  | 0.12675 | 0.10781 | 0.14563 |  | 5.25 | 0.12765 | 0.011026 | 0.10873 | 0.11045 | 0.1181 | 0.12766 | 0.1372 | 0.14483 | 0.14654 | 0.00091
|  | 2006-12-13 | 0.06 | [9 empty] | 2011-05-12 | 1028.403 | [10 empty] | 2005-04-19 | 0 |  | 2017-05-01 |  | 0.095223 | 0.090631 | 0.099812 |  | 5.3333 | 0.096139 | 0.0026768 | 0.09155 | 0.091966 | 0.093823 | 0.096141 | 0.098458 | 0.10031 | 0.10073 | 0.000918
|  | 2007-01-16 | 0.053 | [9 empty] | 2011-05-16 | 1028.249 | [10 empty] | 2005-04-20 | 0 |  | 2017-06-01 |  | 0.096663 | 0.091416 | 0.10191 |  | 5.4167 | 0.09758 | 0.0030592 | 0.092334 | 0.09281 | 0.094932 | 0.097582 | 0.10023 | 0.10235 | 0.10283 | 0.00092
|  | 2007-02-13 | 0.031 | [9 empty] | 2011-05-19 | 1028.178 | [10 empty] | 2005-04-21 | 0 |  | 2017-07-01 |  | 0.098677 | 0.092512 | 0.10484 |  | 5.5 | 0.099593 | 0.0035938 | 0.093431 | 0.09399 | 0.096483 | 0.099596 | 0.10271 | 0.10519 | 0.10576 | 0.00092
|  | 2007-02-15 | 0.031 | [9 empty] | 2011-05-23 | 1028.087 | [10 empty] | 2005-04-22 | 0 |  | 2017-08-01 |  | 0.10401 | 0.095416 | 0.11259 |  | 5.5833 | 0.10492 | 0.0050078 | 0.096334 | 0.097114 | 0.10059 | 0.10493 | 0.10926 | 0.11273 | 0.11351 | 0.00092
|  | 2007-03-12 | 0.024 | [9 empty] | 2011-05-26 | 1027.989 | [10 empty] | 2005-04-23 | 0 |  | 2017-09-01 |  | 0.10704 | 0.097067 | 0.117 |  | 5.6667 | 0.10795 | 0.0058111 | 0.097984 | 0.09889 | 0.10292 | 0.10796 | 0.11299 | 0.11701 | 0.11791 | 0.00091
|  | 2007-04-10 | 0.22 | [9 empty] | 2011-05-30 | 1027.89 | [10 empty] | 2005-04-24 | 0 |  | 2017-10-01 |  | 0.10961 | 0.09847 | 0.12074 |  | 5.75 | 0.11053 | 0.0064936 | 0.099387 | 0.1004 | 0.10491 | 0.11053 | 0.11615 | 0.12065 | 0.12166 | 0.00092
|  | 2007-04-19 | 0.07 | [9 empty] | 2011-06-06 | 1027.664 | [10 empty] | 2005-04-25 | 0 |  | 2017-11-01 |  | 0.11586 | 0.10187 | 0.12981 |  | 5.8333 | 0.11677 | 0.0081466 | 0.10279 | 0.10406 | 0.10971 | 0.11677 | 0.12382 | 0.12946 | 0.13073 | 0.00092
|  | 2007-05-14 | 0.043 | [9 empty] | 2011-06-09 | 1027.606 | [10 empty] | 2005-04-26 | 0 |  | 2017-12-01 |  | 0.11963 | 0.10393 | 0.1353 |  | 5.9167 | 0.12054 | 0.0091454 | 0.10485 | 0.10627 | 0.11262 | 0.12055 | 0.12846 | 0.13479 | 0.13621 | 0.00091
|  | 2007-05-15 | 0.045 | [9 empty] | 2011-06-13 | 1027.634 | [10 empty] | 2005-04-27 | 0 |  | 2018-01-01 |  | 0.12636 | 0.1076 | 0.14507 |  | 6 | 0.12726 | 0.010924 | 0.10852 | 0.11022 | 0.11781 | 0.12727 | 0.13673 | 0.14428 | 0.14598 | 0.00091
|  | 2007-05-22 | 0.034 | [9 empty] | 2011-06-16 | 1027.641 | [10 empty] | 2005-04-28 | 0 |  | 2018-02-01 |  | 0.12356 | 0.10607 | 0.141 |  | 6.0833 | 0.12446 | 0.010184 | 0.10699 | 0.10858 | 0.11565 | 0.12447 | 0.13329 | 0.14033 | 0.14191 | 0.00091
|  | 2007-05-29 | 0.016 | [9 empty] | 2011-06-20 | 1027.616 | [10 empty] | 2005-04-29 | 0 |  | 2018-03-01 |  | 0.13814 | 0.11403 | 0.16216 |  | 6.1667 | 0.13903 | 0.014033 | 0.11494 | 0.11714 | 0.12688 | 0.13905 | 0.15119 | 0.16089 | 0.16307 | 0.00091
|  | 2007-06-05 | 0.014 | [9 empty] | 2011-06-23 | 1027.643 | [10 empty] | 2005-04-30 | 0 |  | 2018-04-01 |  | 0.12675 | 0.10781 | 0.14563 |  | 6.25 | 0.12765 | 0.011026 | 0.10873 | 0.11045 | 0.1181 | 0.12766 | 0.1372 | 0.14483 | 0.14654 | 0.00091
|  | 2007-06-12 | 0.016 | [9 empty] | 2011-06-27 | 1027.66 | [10 empty] | 2005-05-01 | 0 |  | 2018-05-01 |  | 0.095223 | 0.090631 | 0.099812 |  | 6.3333 | 0.096139 | 0.0026768 | 0.09155 | 0.091966 | 0.093823 | 0.096141 | 0.098458 | 0.10031 | 0.10073 | 0.000918
|  | 2007-06-18 | 0.019 | [9 empty] | 2011-07-04 | 1027.837 | [10 empty] | 2005-05-02 | 0 |  | 2018-06-01 |  | 0.096663 | 0.091416 | 0.10191 |  | 6.4167 | 0.09758 | 0.0030592 | 0.092334 | 0.09281 | 0.094932 | 0.097582 | 0.10023 | 0.10235 | 0.10283 | 0.00092
|  | 2007-06-19 | 0.019 | [9 empty] | 2011-07-07 | 1027.889 | [10 empty] | 2005-05-03 | 166.78 |  | 2018-07-01 |  | 0.098677 | 0.092512 | 0.10484 |  | 6.5 | 0.099593 | 0.0035938 | 0.093431 | 0.09399 | 0.096483 | 0.099596 | 0.10271 | 0.10519 | 0.10576 | 0.00092
|  | 2007-06-26 | 0.02 | [9 empty] | 2011-07-11 | 1027.961 | [10 empty] | 2005-05-04 | 230.41 |  | 2018-08-01 |  | 0.10401 | 0.095416 | 0.11259 |  | 6.5833 | 0.10492 | 0.0050078 | 0.096334 | 0.097114 | 0.10059 | 0.10493 | 0.10926 | 0.11273 | 0.11351 | 0.00092
|  | 2007-07-03 | 0.019 | [9 empty] | 2011-07-14 | 1027.98 | [10 empty] | 2005-05-05 | 254.55 |  | 2018-09-01 |  | 0.10704 | 0.097067 | 0.117 |  | 6.6667 | 0.10795 | 0.0058111 | 0.097984 | 0.09889 | 0.10292 | 0.10796 | 0.11299 | 0.11701 | 0.11791 | 0.00091
|  | 2007-07-10 | 0.066 | [9 empty] | 2011-07-18 | 1027.939 | [10 empty] | 2005-05-06 | 133.86 |  | 2018-10-01 |  | 0.10961 | 0.09847 | 0.12074 |  | 6.75 | 0.11053 | 0.0064936 | 0.099387 | 0.1004 | 0.10491 | 0.11053 | 0.11615 | 0.12065 | 0.12166 | 0.00092
|  | 2007-07-16 | 0.025 | [9 empty] | 2011-07-25 | 1028.053 | [10 empty] | 2005-05-07 | 133.86 |  | 2018-11-01 |  | 0.11586 | 0.10187 | 0.12981 |  | 6.8333 | 0.11677 | 0.0081466 | 0.10279 | 0.10406 | 0.10971 | 0.11677 | 0.12382 | 0.12946 | 0.13073 | 0.00092
|  | 2007-07-17 | 0.023 | [9 empty] | 2011-07-28 | 1028.011 | [10 empty] | 2005-05-08 | 133.86 |  | 2018-12-01 |  | 0.11963 | 0.10393 | 0.1353 |  | 6.9167 | 0.12054 | 0.0091454 | 0.10485 | 0.10627 | 0.11262 | 0.12055 | 0.12846 | 0.13479 | 0.13621 | 0.00091
|  | 2007-07-24 | 0.031 | [9 empty] | 2011-08-01 | 1028.013 | [10 empty] | 2005-05-09 | 133.86 |  | 2019-01-01 |  | 0.12636 | 0.1076 | 0.14507 |  | 7 | 0.12726 | 0.010924 | 0.10852 | 0.11022 | 0.11781 | 0.12727 | 0.13673 | 0.14428 | 0.14598 | 0.00091
|  | 2007-07-31 | 0.022 | [9 empty] | 2011-08-04 | 1028.024 | [10 empty] | 2005-05-10 | 38.246 |  | 2019-02-01 |  | 0.12356 | 0.10607 | 0.141 |  | 7.0833 | 0.12446 | 0.010184 | 0.10699 | 0.10858 | 0.11565 | 0.12447 | 0.13329 | 0.14033 | 0.14191 | 0.00091
|  | 2007-08-07 | 0.026 | [9 empty] | 2011-08-08 | 1028.017 | [10 empty] | 2005-05-11 | 38.246 |  | 2019-03-01 |  | 0.13814 | 0.11403 | 0.16216 |  | 7.1667 | 0.13903 | 0.014033 | 0.11494 | 0.11714 | 0.12688 | 0.13905 | 0.15119 | 0.16089 | 0.16307 | 0.00091
|  | 2007-08-13 | 0.033 | [9 empty] | 2011-08-11 | 1027.981 | [10 empty] | 2005-05-12 | 38.246 |  | 2019-04-01 |  | 0.12675 | 0.10781 | 0.14563 |  | 7.25 | 0.12765 | 0.011026 | 0.10873 | 0.11045 | 0.1181 | 0.12766 | 0.1372 | 0.14483 | 0.14654 | 0.00091
|  | 2007-08-14 | 0.032 | [9 empty] | 2011-08-15 | 1028.003 | [10 empty] | 2005-05-13 | 38.246 |  | 2019-05-01 |  | 0.095223 | 0.090631 | 0.099812 |  | 7.3333 | 0.096139 | 0.0026768 | 0.09155 | 0.091966 | 0.093823 | 0.096141 | 0.098458 | 0.10031 | 0.10073 | 0.000918
|  | 2007-08-21 | 0.0735 | [9 empty] | 2011-08-18 | 1028.016 | [10 empty] | 2005-05-14 | 38.246 |  | 2019-06-01 |  | 0.096663 | 0.091416 | 0.10191 |  | 7.4167 | 0.09758 | 0.0030592 | 0.092334 | 0.09281 | 0.094932 | 0.097582 | 0.10023 | 0.10235 | 0.10283 | 0.00092
|  | 2007-08-28 | 0.034 | [9 empty] | 2011-08-22 | 1028.045 | [10 empty] | 2005-05-15 | 38.246 |  | 2019-07-01 |  | 0.098677 | 0.092512 | 0.10484 |  | 7.5 | 0.099593 | 0.0035938 | 0.093431 | 0.09399 | 0.096483 | 0.099596 | 0.10271 | 0.10519 | 0.10576 | 0.00092
|  | 2007-09-04 | 0.038 | [9 empty] | 2011-08-25 | 1028.054 | [10 empty] | 2005-05-16 | 38.246 |  | 2019-08-01 |  | 0.10401 | 0.095416 | 0.11259 |  | 7.5833 | 0.10492 | 0.0050078 | 0.096334 | 0.097114 | 0.10059 | 0.10493 | 0.10926 | 0.11273 | 0.11351 | 0.00092
|  | 2007-09-10 | 0.038 | [9 empty] | 2011-08-29 | 1028.055 | [10 empty] | 2005-05-17 | 0 |  | 2019-09-01 |  | 0.10704 | 0.097067 | 0.117 |  | 7.6667 | 0.10795 | 0.0058111 | 0.097984 | 0.09889 | 0.10292 | 0.10796 | 0.11299 | 0.11701 | 0.11791 | 0.00091
|  | 2007-09-11 | 0.033 | [9 empty] | 2011-09-01 | 1028.045 | [10 empty] | 2005-05-18 | 0 |  | 2019-10-01 |  | 0.10961 | 0.09847 | 0.12074 |  | 7.75 | 0.11053 | 0.0064936 | 0.099387 | 0.1004 | 0.10491 | 0.11053 | 0.11615 | 0.12065 | 0.12166 | 0.00092
|  | 2007-09-17 | 0.027 | [9 empty] | 2011-09-05 | 1028.03 | [10 empty] | 2005-05-19 | 0 |  | 2019-11-01 |  | 0.11586 | 0.10187 | 0.12981 |  | 7.8333 | 0.11677 | 0.0081466 | 0.10279 | 0.10406 | 0.10971 | 0.11677 | 0.12382 | 0.12946 | 0.13073 | 0.00092
|  | 2007-09-25 | 0.0225 | [9 empty] | 2011-09-08 | 1028.053 | [10 empty] | 2005-05-20 | 0 |  | 2019-12-01 |  | 0.11963 | 0.10393 | 0.1353 |  | 7.9167 | 0.12054 | 0.0091454 | 0.10485 | 0.10627 | 0.11262 | 0.12055 | 0.12846 | 0.13479 | 0.13621 | 0.00091
|  | 2007-10-23 | 0.07 | [9 empty] | 2011-09-12 | 1028.086 | [10 empty] | 2005-05-21 | 0 |  | 2020-01-01 |  | 0.12636 | 0.1076 | 0.14507 |  | 8 | 0.12726 | 0.010924 | 0.10852 | 0.11022 | 0.11781 | 0.12727 | 0.13673 | 0.14428 | 0.14598 | 0.00091
|  | 2007-10-25 | 0.0789 | [9 empty] | 2011-09-15 | 1028.073 | [10 empty] | 2005-05-22 | 0 |  | 2020-02-01 |  | 0.12356 | 0.10607 | 0.141 |  | 8.0833 | 0.12446 | 0.010184 | 0.10699 | 0.10858 | 0.11565 | 0.12447 | 0.13329 | 0.14033 | 0.14191 | 0.00091
|  | 2007-10-29 | 0.069 | [9 empty] | 2011-09-19 | 1028.043 | [10 empty] | 2005-05-23 | 0 |  | 2020-03-01 |  | 0.13814 | 0.11403 | 0.16216 |  | 8.1667 | 0.13903 | 0.014033 | 0.11494 | 0.11714 | 0.12688 | 0.13905 | 0.15119 | 0.16089 | 0.16307 | 0.00091
|  | 2007-11-13 | [10 empty] | 2011-09-22 | 1027.741 | [10 empty] | 2005-05-24 | 0 |  | 2020-04-01 |  | 0.12675 | 0.10781 | 0.14563 |  | 8.25 | 0.12765 | 0.011026 | 0.10873 | 0.11045 | 0.1181 | 0.12766 | 0.1372 | 0.14483 | 0.14654 | 0.00091
|  | 2007-11-14 | 0.051 | [9 empty] | 2011-09-26 | 1027.344 | [10 empty] | 2005-05-25 | 0 |  | 2020-05-01 |  | 0.095223 | 0.090631 | 0.099812 |  | 8.3333 | 0.096139 | 0.0026768 | 0.09155 | 0.091966 | 0.093823 | 0.096141 | 0.098458 | 0.10031 | 0.10073 | 0.000918
|  | 2007-11-21 | 0.0508 | [9 empty] | 2011-09-30 | 1026.939 | [10 empty] | 2005-05-26 | 6.8148 |  | 2020-06-01 |  | 0.096663 | 0.091416 | 0.10191 |  | 8.4167 | 0.09758 | 0.0030592 | 0.092334 | 0.09281 | 0.094932 | 0.097582 | 0.10023 | 0.10235 | 0.10283 | 0.00092
|  | 2007-12-10 | 0.052 | [9 empty] | 2011-10-03 | 1027.022 | [10 empty] | 2005-05-27 | 27.262 |  | 2020-07-01 |  | 0.098677 | 0.092512 | 0.10484 |  | 8.5 | 0.099593 | 0.0035938 | 0.093431 | 0.09399 | 0.096483 | 0.099596 | 0.10271 | 0.10519 | 0.10576 | 0.00092
|  | 2007-12-13 | 0.0517 | [9 empty] | 2011-10-11 | 1027.222 | [10 empty] | 2005-05-28 | 27.262 |  | 2020-08-01 |  | 0.10401 | 0.095416 | 0.11259 |  | 8.5833 | 0.10492 | 0.0050078 | 0.096334 | 0.097114 | 0.10059 | 0.10493 | 0.10926 | 0.11273 | 0.11351 | 0.00092
|  | 2008-01-08 | 0.049 | [9 empty] | 2011-10-17 | 1027.511 | [10 empty] | 2005-05-29 | 27.262 |  | 2020-09-01 |  | 0.10704 | 0.097067 | 0.117 |  | 8.6667 | 0.10795 | 0.0058111 | 0.097984 | 0.09889 | 0.10292 | 0.10796 | 0.11299 | 0.11701 | 0.11791 | 0.00091
|  | 2008-01-24 | 0.0498 | [9 empty] | 2011-10-24 | 1027.579 | [10 empty] | 2005-05-30 | 27.262 |  | 2020-10-01 |  | 0.10961 | 0.09847 | 0.12074 |  | 8.75 | 0.11053 | 0.0064936 | 0.099387 | 0.1004 | 0.10491 | 0.11053 | 0.11615 | 0.12065 | 0.12166 | 0.00092
|  | 2008-02-19 | 0.052 | [9 empty] | 2011-10-31 | 1027.766 | [10 empty] | 2005-05-31 | 55.659 |  | 2020-11-01 |  | 0.11586 | 0.10187 | 0.12981 |  | 8.8333 | 0.11677 | 0.0081466 | 0.10279 | 0.10406 | 0.10971 | 0.11677 | 0.12382 | 0.12946 | 0.13073 | 0.00092
|  | 2008-02-20 | 0.0481 | [9 empty] | 2011-11-07 | 1027.92 | [10 empty] | 2005-06-01 | 55.659 |  | 2020-12-01 |  | 0.11963 | 0.10393 | 0.1353 |  | 8.9167 | 0.12054 | 0.0091454 | 0.10485 | 0.10627 | 0.11262 | 0.12055 | 0.12846 | 0.13479 | 0.13621 | 0.00091
|  | 2008-03-11 | 0.0555 | [9 empty] | 2011-11-14 | 1028.087 | [10 empty] | 2005-06-02 | 30.897 |  | 2021-01-01 |  | 0.12636 | 0.1076 | 0.14507 |  | 9 | 0.12726 | 0.010924 | 0.10852 | 0.11022 | 0.11781 | 0.12727 | 0.13673 | 0.14428 | 0.14598 | 0.00091
|  | 2008-03-18 | 0.058 | [9 empty] | 2011-11-22 | 1028.264 | [10 empty] | 2005-06-03 | 30.897 |  | 2021-02-01 |  | 0.12356 | 0.10607 | 0.141 |  | 9.0833 | 0.12446 | 0.010184 | 0.10699 | 0.10858 | 0.11565 | 0.12447 | 0.13329 | 0.14033 | 0.14191 | 0.00091
|  | 2008-04-14 | 0.1 | [9 empty] | 2011-11-28 | 1027.792 | [10 empty] | 2005-06-04 | 30.897 |  | 2021-03-01 |  | 0.13814 | 0.11403 | 0.16216 |  | 9.1667 | 0.13903 | 0.014033 | 0.11494 | 0.11714 | 0.12688 | 0.13905 | 0.15119 | 0.16089 | 0.16307 | 0.00091
|  | 2008-04-15 | 0.096 | [9 empty] | 2011-12-05 | 1027.617 | [10 empty] | 2005-06-05 | 30.897 |  | 2021-04-01 |  | 0.12675 | 0.10781 | 0.14563 |  | 9.25 | 0.12765 | 0.011026 | 0.10873 | 0.11045 | 0.1181 | 0.12766 | 0.1372 | 0.14483 | 0.14654 | 0.00091
|  | 2008-04-22 | 0.089 | [9 empty] | 2011-12-13 | 1027.339 | [10 empty] | 2005-06-06 | 30.897 |  | 2021-05-01 |  | 0.095223 | 0.090631 | 0.099812 |  | 9.3333 | 0.096139 | 0.0026768 | 0.09155 | 0.091966 | 0.093823 | 0.096141 | 0.098458 | 0.10031 | 0.10073 | 0.000918
|  | 2008-04-29 | 0.1295 | [9 empty] | 2012-01-03 | 1027.796 | [10 empty] | 2005-06-07 | 18.174 |  | 2021-06-01 |  | 0.096663 | 0.091416 | 0.10191 |  | 9.4167 | 0.09758 | 0.0030592 | 0.092334 | 0.09281 | 0.094932 | 0.097582 | 0.10023 | 0.10235 | 0.10283 | 0.00092
|  | 2008-05-06 | 0.12 | [9 empty] | 2012-01-10 | 1027.924 | [10 empty] | 2005-06-08 | 18.174 |  | 2021-07-01 |  | 0.098677 | 0.092512 | 0.10484 |  | 9.5 | 0.099593 | 0.0035938 | 0.093431 | 0.09399 | 0.096483 | 0.099596 | 0.10271 | 0.10519 | 0.10576 | 0.00092
|  | 2008-05-13 | 0.071 | [9 empty] | 2012-01-16 | 1028.014 | [10 empty] | 2005-06-09 | 0 |  | 2021-08-01 |  | 0.10401 | 0.095416 | 0.11259 |  | 9.5833 | 0.10492 | 0.0050078 | 0.096334 | 0.097114 | 0.10059 | 0.10493 | 0.10926 | 0.11273 | 0.11351 | 0.00092
|  | 2008-05-15 | 0.059 | [9 empty] | 2012-01-23 | 1028.152 | [10 empty] | 2005-06-10 | 0 |  | 2021-09-01 |  | 0.10704 | 0.097067 | 0.117 |  | 9.6667 | 0.10795 | 0.0058111 | 0.097984 | 0.09889 | 0.10292 | 0.10796 | 0.11299 | 0.11701 | 0.11791 | 0.00091
|  | 2008-05-20 | 0.034 | [9 empty] | 2012-01-30 | 1028.256 | [10 empty] | 2005-06-11 | 0 |  | 2021-10-01 |  | 0.10961 | 0.09847 | 0.12074 |  | 9.75 | 0.11053 | 0.0064936 | 0.099387 | 0.1004 | 0.10491 | 0.11053 | 0.11615 | 0.12065 | 0.12166 | 0.00092
|  | 2008-05-22 | 0.0266 | [9 empty] | 2012-02-06 | 1028.377 | [10 empty] | 2005-06-12 | 0 |  | 2021-11-01 |  | 0.11586 | 0.10187 | 0.12981 |  | 9.8333 | 0.11677 | 0.0081466 | 0.10279 | 0.10406 | 0.10971 | 0.11677 | 0.12382 | 0.12946 | 0.13073 | 0.00092
|  | 2008-05-26 | 0.0673 | [9 empty] | 2012-02-13 | 1028.523 | [10 empty] | 2005-06-13 | 0 |  | 2021-12-01 |  | 0.11963 | 0.10393 | 0.1353 |  | 9.9167 | 0.12054 | 0.0091454 | 0.10485 | 0.10627 | 0.11262 | 0.12055 | 0.12846 | 0.13479 | 0.13621 | 0.00091
|  | 2008-05-27 | 0.025 | [9 empty] | 2012-02-20 | 1028.576 | [10 empty] | 2005-06-14 | 0 |  | 2022-01-01 |  | 0.12636 | 0.1076 | 0.14507 |  | 10 | 0.12726 | 0.010924 | 0.10852 | 0.11022 | 0.11781 | 0.12727 | 0.13673 | 0.14428 | 0.14598 | 0.00091
|  | 2008-06-03 | 0.015 | [9 empty] | 2012-02-27 | 1028.651 | [10 empty] | 2005-06-15 | 0 | [12 empty] | 10
|  | 2008-06-10 | 0.025 | [9 empty] | 2012-03-05 | 1028.722 | [10 empty] | 2005-06-16 | 0
|  | 2008-06-16 | 0.021 | [9 empty] | 2012-03-12 | 1028.799 | [10 empty] | 2005-06-17 | 0
|  | 2008-06-17 | 0.018 | [9 empty] | 2012-03-19 | 1028.862 | [10 empty] | 2005-06-18 | 0
|  | 2008-06-24 | 0.02595 | [9 empty] | 2012-03-26 | 1028.93 | [10 empty] | 2005-06-19 | 0
|  | 2008-07-01 | 0.041 | [9 empty] | 2012-04-02 | 1029.005 | [10 empty] | 2005-06-20 | 0
|  | 2008-07-08 | 0.026 | [9 empty] | 2012-01-01 | 1027.796 | 1027.796 | 1027.796 | [8 empty] | 2005-06-21 | 0
|  | 2008-07-14 | 0.022 | [9 empty] | 2012-02-01 | 1027.1583 | 1027.1583 | 1027.1583 | [8 empty] | 2005-06-22 | 0
|  | 2008-07-16 | 0.031 | [9 empty] | 2012-03-01 | 1026.8325 | 1026.8325 | 1027.3973 | [8 empty] | 2005-06-23 | 0
|  | 2008-07-22 | 0.022 | [9 empty] | 2012-04-01 | 1026.6663 | 1026.6663 | 1027.6312 | [8 empty] | 2005-06-24 | 0
|  | 2008-07-30 | 0.0246 | [9 empty] | 2012-05-01 | 1026.5831 | 1026.5831 | 1027.8916 | [8 empty] | 2005-06-25 | 0
|  | 2008-07-31 | 0.027 | [9 empty] | 2012-06-01 | 1026.5442 | 1026.5432 | 1029.4474 | [8 empty] | 2005-06-26 | 0
|  | 2008-08-05 | 0.033 | [9 empty] | 2012-07-01 | 1026.5221 | 1026.5216 | 1028.0145 | [8 empty] | 2005-06-27 | 0
|  | 2008-08-11 | 0.028 | [9 empty] | 2012-08-01 | 1026.5111 | 1026.5109 | 1029.4451 | [8 empty] | 2005-06-28 | 60.203
|  | 2008-08-12 | 0.032 | [9 empty] | 2012-09-01 | 1026.8896 | 1026.5054 | 1029.4597 | [8 empty] | 2005-06-29 | 60.203
|  | 2008-08-19 | 0.031 | [9 empty] | 2012-10-01 | 1026.6948 | 1026.5027 | 1028.0208 | [8 empty] | 2005-06-30 | 102.23
|  | 2008-08-28 | 0.018 | [9 empty] | 2012-11-01 | 1026.5974 | 1026.5013 | 1029.4979 | [8 empty] | 2005-07-01 | 79.513
|  | 2008-09-02 | 0.023 | [9 empty] | 2012-12-01 | 1026.5487 | 1026.5007 | 1028.0403 | [8 empty] | 2005-07-02 | 79.513
|  | 2008-09-02 09:20 | [10 empty] | 2013-01-01 | 1026.5243 | 1026.5004 | 1027.3528 | [8 empty] | 2005-07-03 | 79.513
|  | 2008-09-09 | 0.016 | [9 empty] | 2013-02-01 | 1026.5122 | 1026.5001 | 1026.934 | [8 empty] | 2005-07-04 | 79.513
|  | 2008-09-09 11:45 | [10 empty] | 2013-03-01 | 1026.6882 | 1026.5001 | 1027.1145 | [8 empty] | 2005-07-05 | 79.513
|  | 2008-09-15 | 0.025 | [9 empty] | 2013-04-01 | 1026.6061 | 1026.5 | 1027.3202 | [8 empty] | 2005-07-06 | 41.649
|  | 2008-09-15 11:50 | [10 empty] | 2013-05-01 | 1026.7987 | 1026.5 | 1027.4822 | [8 empty] | 2005-07-07 | 41.649
|  | 2008-09-16 | 0.023 | [9 empty] | 2013-06-01 | 1029.4438 | 1026.5 | 1029.4481 | [8 empty] | 2005-07-08 | 41.649
|  | 2008-09-16 09:05 | [10 empty] | 2013-07-01 | 1028.0128 | 1026.5 | 1028.1865 | [8 empty] | 2005-07-09 | 0
|  | 2008-09-18 | 0.0249 | [9 empty] | 2013-08-01 | 1027.2671 | 1026.5 | 1029.4453 | [8 empty] | 2005-07-10 | 0
|  | 2008-09-23 | 0.031 | [9 empty] | 2013-09-01 | 1026.8894 | 1026.5 | 1029.4597 | [8 empty] | 2005-07-11 | 0
|  | 2008-09-23 08:30 | 0.031 | [9 empty] | 2013-10-01 | 1026.6948 | 1026.5 | 1028.0208 | [8 empty] | 2005-07-12 | 56.98
|  | 2008-09-30 | 0.036 | [9 empty] | 2013-11-01 | 1026.5974 | 1026.5 | 1029.4979 | [8 empty] | 2005-07-13 | 56.98
|  | 2008-09-30 08:50 | [10 empty] | 2013-12-01 | 1026.5496 | 1026.5 | 1029.5 | [8 empty] | 2005-07-14 | 56.98
|  | 2008-10-07 | 0.029367 | [9 empty] | 2014-01-01 | 1026.5258 | 1026.5 | 1029.5 | [8 empty] | 2005-07-15 | 56.98
|  | 2008-10-07 11:00 | [10 empty] | 2014-02-01 | 1026.5131 | 1026.5 | 1028.868 | [8 empty] | 2005-07-16 | 56.98
|  | 2008-10-14 | 0.059 | [9 empty] | 2014-03-01 | 1026.5488 | 1026.5 | 1029.1442 | [8 empty] | 2005-07-17 | 56.98
|  | 2008-10-14 11:40 | [10 empty] | 2014-04-01 | 1026.579 | 1026.5 | 1029.4044 | [8 empty] | 2005-07-18 | 56.98
|  | 2008-10-15 | 0.06 | [9 empty] | 2014-05-01 | 1026.5714 | 1026.5 | 1029.4536 | [8 empty] | 2005-07-19 | 42.517
|  | 2008-10-15 16:10 | [10 empty] | 2014-06-01 | 1029.4437 | 1026.5 | 1029.4481 | [8 empty] | 2005-07-20 | 42.517
|  | 2008-10-21 | 0.076 | [9 empty] | 2014-07-01 | 1028.0129 | 1026.5 | 1029.411 | [8 empty] | 2005-07-21 | 42.517
|  | 2008-10-21 11:50 | [10 empty] | 2014-08-01 | 1027.2675 | 1026.5 | 1029.4453 | [8 empty] | 2005-07-22 | 42.517
|  | 2008-11-03 | [10 empty] | 2014-09-01 | 1026.8896 | 1026.5001 | 1029.4597 | [8 empty] | 2005-07-23 | 42.517
|  | 2008-11-04 | 0.062 | [9 empty] | 2014-10-01 | 1026.6948 | 1026.5 | 1028.1664 | [8 empty] | 2005-07-24 | 42.517
|  | 2008-11-04 10:00 | [10 empty] | 2014-11-01 | 1026.5974 | 1026.5 | 1029.4978 | [8 empty] | 2005-07-25 | 42.517
|  | 2008-12-01 | 0.075 | [9 empty] | 2014-12-01 | 1026.5487 | 1026.5 | 1028.0403 | [8 empty] | 2005-07-26 | 42.517
|  | 2008-12-01 11:55 | [10 empty] | 2015-01-01 | 1026.5244 | 1026.5 | 1028.16 | [8 empty] | 2005-07-27 | 42.791
|  | 2008-12-10 | 0.0624 | [9 empty] | 2015-02-01 | 1026.5122 | 1026.5 | 1028.4299 | [8 empty] | 2005-07-28 | 42.791
|  | 2009-02-02 | 0.1 | [9 empty] | 2015-03-01 | 1026.5488 | 1026.5 | 1028.6157 | [8 empty] | 2005-07-29 | 42.791
|  | 2009-03-03 | 0.088 | [9 empty] | 2015-04-01 | 1026.5712 | 1026.5 | 1028.802 | [8 empty] | 2005-07-30 | 42.791
|  | 2009-03-03 15:45 | 0.088 | [9 empty] | 2015-05-01 | 1026.6765 | 1026.5 | 1029.0007 | [8 empty] | 2005-07-31 | 42.791
|  | 2009-04-02 | 0.131 | [9 empty] | 2015-06-01 | 1029.4436 | 1026.5 | 1029.4481 | [8 empty] | 2005-08-01 | 42.791
|  | 2009-04-02 10:45 | 0.131 | [9 empty] | 2015-07-01 | 1028.0125 | 1026.5 | 1029.405 | [8 empty] | 2005-08-02 | 30.722
|  | 2009-04-07 10:00 | [10 empty] | 2015-08-01 | 1027.2668 | 1026.5 | 1029.4453 | [8 empty] | 2005-08-03 | 30.722
|  | 2009-04-08 | 0.146 | [9 empty] | 2015-09-01 | 1026.8895 | 1026.5 | 1029.4597 | [8 empty] | 2005-08-04 | 30.722
|  | 2009-04-08 08:20 | 0.146 | [9 empty] | 2015-10-01 | 1026.6947 | 1026.5 | 1028.0208 | [8 empty] | 2005-08-05 | 30.722
|  | 2009-04-16 | 0.156 | [9 empty] | 2015-11-01 | 1026.5974 | 1026.5 | 1029.4978 | [8 empty] | 2005-08-06 | 30.722
|  | 2009-04-16 05:30 | 0.156 | [9 empty] | 2015-12-01 | 1026.5487 | 1026.5 | 1029.3738 | [8 empty] | 2005-08-07 | 30.722
|  | 2009-04-23 | 0.16 | [9 empty] | 2016-01-01 | 1026.5244 | 1026.5 | 1029.5 | [8 empty] | 2005-08-08 | 30.722
|  | 2009-04-23 05:25 | 0.16 | [9 empty] | 2016-02-01 | 1026.5122 | 1026.5 | 1028.0414 | [8 empty] | 2005-08-09 | 42.321
|  | 2009-04-29 | 0.183 | [9 empty] | 2016-03-01 | 1026.5488 | 1026.5 | 1028.3188 | [8 empty] | 2005-08-10 | 42.321
|  | 2009-04-29 05:20 | 0.183 | [9 empty] | 2016-04-01 | 1026.5244 | 1026.5 | 1028.5848 | [8 empty] | 2005-08-11 | 42.321
|  | 2009-05-07 | 0.143 | [9 empty] | 2016-05-01 | 1026.5889 | 1026.5 | 1028.8688 | [8 empty] | 2005-08-12 | 42.321
|  | 2009-05-07 15:00 | 0.143 | [9 empty] | 2016-06-01 | 1029.4441 | 1026.5 | 1029.4481 | [8 empty] | 2005-08-13 | 42.321
|  | 2009-05-14 | 0.0506 | [9 empty] | 2016-07-01 | 1028.0133 | 1026.5 | 1029.4376 | [8 empty] | 2005-08-14 | 42.321
|  | 2009-05-14 05:15 | 0.0506 | [9 empty] | 2016-08-01 | 1027.2673 | 1026.5 | 1029.4453 | [8 empty] | 2005-08-15 | 42.321
|  | 2009-05-14 05:25 | [10 empty] | 2016-09-01 | 1026.8895 | 1026.5 | 1029.4597 | [8 empty] | 2005-08-16 | 41.694
|  | 2009-05-21 | 0.0439 | [9 empty] | 2016-10-01 | 1026.6948 | 1026.5 | 1028.1696 | [8 empty] | 2005-08-17 | 41.694
|  | 2009-05-21 05:20 | 0.0439 | [9 empty] | 2016-11-01 | 1026.5974 | 1026.5 | 1029.4979 | [8 empty] | 2005-08-18 | 41.694
|  | 2009-05-31 | 0.0176 | [9 empty] | 2016-12-01 | 1026.5487 | 1026.5 | 1028.0403 | [8 empty] | 2005-08-19 | 41.694
|  | 2009-05-31 06:10 | 0.0176 | [9 empty] | 2017-01-01 | 1026.5244 | 1026.5 | 1028.2355 | [8 empty] | 2005-08-20 | 41.694
|  | 2009-06-07 | 0.0132 | [9 empty] | 2017-02-01 | 1026.5122 | 1026.5 | 1028.4407 | [8 empty] | 2005-08-21 | 41.694
|  | 2009-06-07 16:40 | 0.0132 | [9 empty] | 2017-03-01 | 1026.5488 | 1026.5 | 1028.6036 | [8 empty] | 2005-08-22 | 41.694
|  | 2009-06-08 | 0.0182 | [9 empty] | 2017-04-01 | 1026.5969 | 1026.5 | 1028.7615 | [8 empty] | 2005-08-23 | 17.007
|  | 2009-06-08 11:55 | 0.0182 | [9 empty] | 2017-05-01 | 1026.631 | 1026.5 | 1028.9197 | [8 empty] | 2005-08-24 | 17.007
|  | 2009-06-14 | 0.0221 | [9 empty] | 2017-06-01 | 1029.4431 | 1026.5 | 1029.4481 | [8 empty] | 2005-08-25 | 17.007
|  | 2009-06-14 11:55 | 0.0221 | [9 empty] | 2017-07-01 | 1028.0123 | 1026.5 | 1029.4374 | [8 empty] | 2005-08-26 | 17.007
|  | 2009-06-21 | 0.0375 | [9 empty] | 2017-08-01 | 1027.2667 | 1026.5 | 1029.4309 | [8 empty] | 2005-08-27 | 17.007
|  | 2009-06-21 01:10 | [10 empty] | 2017-09-01 | 1026.8894 | 1026.5 | 1029.4597 | [8 empty] | 2005-08-28 | 17.007
|  | 2009-06-21 13:10 | 0.0375 | [9 empty] | 2017-10-01 | 1026.6947 | 1026.5 | 1028.073 | [8 empty] | 2005-08-29 | 17.007
|  | 2009-06-28 | 0.0379 | [9 empty] | 2017-11-01 | 1026.5974 | 1026.5 | 1029.4979 | [8 empty] | 2005-08-30 | 17.007
|  | 2009-06-28 06:05 | 0.0379 | [9 empty] | 2017-12-01 | 1026.5487 | 1026.5 | 1028.0403 | [8 empty] | 2005-08-31 | 0
|  | 2009-07-05 | 0.033 | [9 empty] | 2018-01-01 | 1026.5243 | 1026.5 | 1028.2064 | [8 empty] | 2005-09-01 | 0
|  | 2009-07-05 05:10 | 0.028 | [9 empty] | 2018-02-01 | 1026.5122 | 1026.5 | 1027.3671 | [8 empty] | 2005-09-02 | 0
|  | 2009-07-12 | 0.03 | [9 empty] | 2018-03-01 | 1026.5121 | 1026.5 | 1027.0933 | [8 empty] | 2005-09-03 | 0
|  | 2009-07-12 08:50 | 0.0337 | [9 empty] | 2018-04-01 | 1026.5244 | 1026.5 | 1027.2565 | [8 empty] | 2005-09-04 | 0
|  | 2009-07-13 | 0.0402 | [9 empty] | 2018-05-01 | 1026.6478 | 1026.5 | 1027.4426 | [8 empty] | 2005-09-05 | 0
|  | 2009-07-13 10:00 | 0.0402 | [9 empty] | 2018-06-01 | 1029.444 | 1026.5 | 1029.4481 | [8 empty] | 2005-09-06 | 0
|  | 2009-07-19 | 0.0607 | [9 empty] | 2018-07-01 | 1028.0128 | 1026.5 | 1029.4376 | [8 empty] | 2005-09-07 | 0
|  | 2009-07-19 10:15 | 0.0607 | [9 empty] | 2018-08-01 | 1027.2672 | 1026.5 | 1029.4453 | [8 empty] | 2005-09-08 | 0
|  | 2009-07-26 08:45 | 0.0673 | [9 empty] | 2018-09-01 | 1026.8894 | 1026.5 | 1029.4597 | [8 empty] | 2005-09-09 | 0
|  | 2009-08-02 | 0.0462 | [9 empty] | 2018-10-01 | 1026.6947 | 1026.5 | 1028.1376 | [8 empty] | 2005-09-10 | 0
|  | 2009-08-02 14:55 | 0.07 | [9 empty] | 2018-11-01 | 1026.5974 | 1026.5 | 1029.4979 | [8 empty] | 2005-09-11 | 0
|  | 2009-08-09 | 0.0457 | [9 empty] | 2018-12-01 | 1026.5487 | 1026.5 | 1028.2151 | [8 empty] | 2005-09-12 | 0
|  | 2009-08-09 16:50 | 0.0457 | [9 empty] | 2019-01-01 | 1026.5244 | 1026.5 | 1028.4629 | [8 empty] | 2005-09-13 | 0
|  | 2009-08-15 | 0.0483 | [9 empty] | 2019-02-01 | 1026.5122 | 1026.5 | 1028.7341 | [8 empty] | 2005-09-14 | 0
|  | 2009-08-15 13:25 | 0.0483 | [9 empty] | 2019-03-01 | 1026.5488 | 1026.5 | 1028.6895 | [8 empty] | 2005-09-15 | 0
|  | 2009-08-23 | 0.0327 | [9 empty] | 2019-04-01 | 1026.5244 | 1026.5 | 1028.8577 | [8 empty] | 2005-09-16 | 0
|  | 2009-08-23 11:00 | 0.0327 | [9 empty] | 2019-05-01 | 1026.6619 | 1026.5 | 1029.03 | [8 empty] | 2005-09-17 | 0
|  | 2009-08-30 | 0.0407 | [9 empty] | 2019-06-01 | 1029.443 | 1026.5 | 1029.4481 | [8 empty] | 2005-09-18 | 0
|  | 2009-08-30 09:15 | 0.0407 | [9 empty] | 2019-07-01 | 1028.0122 | 1026.5 | 1029.4048 | [8 empty] | 2005-09-19 | 0
|  | 2009-09-02 19:15 | 0.042 | [9 empty] | 2019-08-01 | 1027.2667 | 1026.5 | 1027.9924 | [8 empty] | 2005-09-20 | 106.06
|  | 2009-09-03 | 0.042 | [9 empty] | 2019-09-01 | 1026.8894 | 1026.5 | 1029.4597 | [8 empty] | 2005-09-21 | 106.06
|  | 2009-09-06 | 0.0511 | [9 empty] | 2019-10-01 | 1026.6947 | 1026.5 | 1028.1666 | [8 empty] | 2005-09-22 | 106.06
|  | 2009-09-06 09:10 | 0.0511 | [9 empty] | 2019-11-01 | 1026.5974 | 1026.5 | 1029.4979 | [8 empty] | 2005-09-23 | 143.19
|  | 2009-09-13 | 0.0577 | [9 empty] | 2019-12-01 | 1026.5487 | 1026.5 | 1029.5 | [8 empty] | 2005-09-24 | 143.19
|  | 2009-09-13 08:20 | 0.0577 | [9 empty] | 2020-01-01 | 1026.5244 | 1026.5 | 1029.5 | [8 empty] | 2005-09-25 | 143.19
|  | 2009-09-20 | 0.0611 | [9 empty] | 2020-02-01 | 1026.5122 | 1026.5 | 1028.4293 | [8 empty] | 2005-09-26 | 143.19
|  | 2009-09-20 09:40 | 0.0611 | [9 empty] | 2020-03-01 | 1026.512 | 1026.5 | 1028.6149 | [8 empty] | 2005-09-27 | 197.5
|  | 2009-09-24 11:40 | 0.125 | [9 empty] | 2020-04-01 | 1026.5189 | 1026.5 | 1028.8011 | [8 empty] | 2005-09-28 | 244.55
|  | 2009-09-24 17:10 | 0.0159 | [9 empty] | 2020-05-01 | 1026.5505 | 1026.5 | 1028.9998 | [8 empty] | 2005-09-29 | 244.55
|  | 2009-10-07 | 0.0836 | [9 empty] | 2020-06-01 | 1029.4427 | 1026.5 | 1029.4481 | [8 empty] | 2005-09-30 | 215.15
|  | 2009-10-07 11:40 | 0.082 | [9 empty] | 2020-07-01 | 1028.0122 | 1026.5 | 1029.4374 | [8 empty] | 2005-10-01 | 215.15
|  | 2009-10-07 17:49 | 0.0836 | [9 empty] | 2020-08-01 | 1027.2666 | 1026.5 | 1029.4453 | [8 empty] | 2005-10-02 | 215.15
|  | 2009-10-07 17:56 | 0.032 | [9 empty] | 2020-09-01 | 1026.8896 | 1026.5 | 1029.4597 | [8 empty] | 2005-10-03 | 215.15
|  | 2009-10-08 11:22 | 0.097 | [9 empty] | 2020-10-01 | 1026.6948 | 1026.5 | 1028.1681 | [8 empty] | 2005-10-04 | 226.2
|  | 2009-10-08 14:30 | 0.084 | [9 empty] | 2020-11-01 | 1026.5974 | 1026.5 | 1029.4979 | [8 empty] | 2005-10-05 | 226.2
|  | 2009-10-09 10:02 | 0.043 | [9 empty] | 2020-12-01 | 1026.5487 | 1026.5 | 1028.3729 | [8 empty] | 2005-10-06 | 0
|  | 2009-10-09 14:49 | 0.094 | [9 empty] | 2021-01-01 | 1026.5244 | 1026.5 | 1028.699 | [8 empty] | 2005-10-07 | 0
|  | 2009-10-10 10:53 | 0.056 | [9 empty] | 2021-02-01 | 1026.5122 | 1026.5 | 1028.9702 | [8 empty] | 2005-10-08 | 0
|  | 2009-10-10 14:38 | 0.094 | [9 empty] | 2021-03-01 | 1026.5242 | 1026.5 | 1029.1525 | [8 empty] | 2005-10-09 | 0
|  | 2009-10-11 11:55 | 0.038 | [9 empty] | 2021-04-01 | 1026.5244 | 1026.5 | 1029.3347 | [8 empty] | 2005-10-10 | 0
|  | 2009-10-11 14:40 | 0.102 | [9 empty] | 2021-05-01 | 1026.5483 | 1026.5 | 1029.4541 | [8 empty] | 2005-10-11 | 0
|  | 2009-10-12 12:05 | 0.055 | [9 empty] | 2021-06-01 | 1029.4431 | 1026.5 | 1029.4481 | [8 empty] | 2005-10-12 | 0
|  | 2009-10-12 14:35 | 0.1 | [9 empty] | 2021-07-01 | 1028.0122 | 1026.5 | 1028.184 | [8 empty] | 2005-10-13 | 0
|  | 2009-10-16 17:40 | 0.071 | [9 empty] | 2021-08-01 | 1027.267 | 1026.5 | 1029.4453 | [8 empty] | 2005-10-14 | 0
|  | 2009-10-17 | 0.0895 | [9 empty] | 2021-09-01 | 1026.8898 | 1026.5 | 1029.4597 | [8 empty] | 2005-10-15 | 0
|  | 2009-10-17 12:25 | 0.115 | [9 empty] | 2021-10-01 | 1026.6948 | 1026.5 | 1028.127 | [8 empty] | 2005-10-16 | 0
|  | 2009-10-17 12:35 | [10 empty] | 2021-11-01 | 1026.5974 | 1026.5 | 1029.4978 | [8 empty] | 2005-10-17 | 0
|  | 2009-10-17 16:50 | 0.114 | [9 empty] | 2021-12-01 | 1026.5487 | 1026.5 | 1029.0668 | [8 empty] | 2005-10-18 | 0
|  | 2009-10-18 10:40 | 0.04 | [9 empty] | 2022-01-01 | 1026.5244 | 1026.5 | 1029.3503 | [8 empty] | 2005-10-19 | 0
|  | 2009-10-18 15:44 | 0.12 | [21 empty] | 2005-10-20 | 0
|  | 2009-10-19 11:35 | 0.053 | [21 empty] | 2005-10-21 | 0
|  | 2009-10-19 16:58 | 0.096 | [21 empty] | 2005-10-22 | 0
|  | 2009-10-20 13:05 | 0.067667 | [21 empty] | 2005-10-23 | 0
|  | 2009-10-20 16:15 | 0.091 | [21 empty] | 2005-10-24 | 0
|  | 2009-10-21 12:58 | 0.062 | [21 empty] | 2005-10-25 | 0
|  | 2009-10-21 15:28 | 0.101 | [21 empty] | 2005-10-26 | 0
|  | 2009-10-22 12:21 | 0.04 | [21 empty] | 2005-10-27 | 0
|  | 2009-10-22 15:15 | 0.111 | [21 empty] | 2005-10-28 | 0
|  | 2009-10-23 12:50 | 0.084 | [21 empty] | 2005-10-29 | 0
|  | 2009-10-23 15:30 | 0.112 | [21 empty] | 2005-10-30 | 0
|  | 2009-10-24 15:31 | 0.05 | [21 empty] | 2005-10-31 | 0
|  | 2009-10-24 16:30 | 0.125 | [21 empty] | 2005-11-01 | 0
|  | 2009-10-25 | 0.0959 | [21 empty] | 2005-11-02 | 0
|  | 2009-10-25 13:40 | 0.086 | [21 empty] | 2005-11-03 | 0
|  | 2009-10-25 15:45 | 0.118 | [21 empty] | 2005-11-04 | 0
|  | 2009-10-26 12:40 | 0.089 | [21 empty] | 2005-11-05 | 0
|  | 2009-10-26 15:45 | 0.129 | [21 empty] | 2005-11-06 | 0
|  | 2009-10-27 10:57 | 0.121 | [21 empty] | 2005-11-07 | 0
|  | 2009-10-27 15:40 | 0.098 | [21 empty] | 2005-11-08 | 0
|  | 2009-10-28 11:23 | 0.081 | [21 empty] | 2005-11-09 | 0
|  | 2009-10-28 15:24 | 0.099 | [21 empty] | 2005-11-10 | 0
|  | 2009-10-29 14:09 | 0.081 | [21 empty] | 2005-11-11 | 0
|  | 2009-10-29 15:44 | 0.09 | [21 empty] | 2005-11-12 | 0
|  | 2009-10-30 11:28 | 0.082 | [21 empty] | 2005-11-13 | 0
|  | 2009-10-30 15:48 | 0.089 | [21 empty] | 2005-11-14 | 0
|  | 2009-10-31 11:24 | 0.065 | [21 empty] | 2005-11-15 | 0
|  | 2009-10-31 15:17 | 0.078 | [21 empty] | 2005-11-16 | 0
|  | 2009-11-01 | 0.095 | [21 empty] | 2005-11-17 | 0
|  | 2009-11-01 12:16 | 0.119 | [21 empty] | 2005-11-18 | 0
|  | 2009-11-01 15:52 | 0.092 | [21 empty] | 2005-11-19 | 0
|  | 2009-11-04 | 0.03 | [21 empty] | 2005-11-20 | 0
|  | 2009-11-04 15:09 | 0.03 | [21 empty] | 2005-11-21 | 0
|  | 2009-12-01 | 0.0331 | [21 empty] | 2005-11-22 | 0
|  | 2009-12-01 14:33 | [22 empty] | 2005-11-23 | 0
|  | 2009-12-01 14:43 | 0.0331 | [21 empty] | 2005-11-24 | 0
|  | 2010-01-11 | 0.0431 | [21 empty] | 2005-11-25 | 0
|  | 2010-01-11 12:32 | 0.0431 | [21 empty] | 2005-11-26 | 0
|  | 2010-02-22 | 0.022 | [21 empty] | 2005-11-27 | 0
|  | 2010-02-22 14:20 | 0.022 | [21 empty] | 2005-11-28 | 0
|  | 2010-03-10 | 0.0241 | [21 empty] | 2005-11-29 | 0
|  | 2010-03-10 08:52 | 0.0241 | [21 empty] | 2005-11-30 | 0
|  | 2010-03-22 | 0.0321 | [21 empty] | 2005-12-01 | 0
|  | 2010-03-22 07:20 | 3.2e-05 | [21 empty] | 2005-12-02 | 0
|  | 2010-03-22 17:46 | 0.032 | [21 empty] | 2005-12-03 | 0
|  | 2010-03-23 07:25 | 5.5e-05 | [21 empty] | 2005-12-04 | 0
|  | 2010-03-23 13:10 | 0.055 | [21 empty] | 2005-12-05 | 0
|  | 2010-03-24 08:42 | 0.000145 | [21 empty] | 2005-12-06 | 0
|  | 2010-03-24 09:23 | 0.145 | [21 empty] | 2005-12-07 | 0
|  | 2010-03-25 07:14 | 0.086 | [21 empty] | 2005-12-08 | 0
|  | 2010-03-25 08:13 | 8.6e-05 | [21 empty] | 2005-12-09 | 0
|  | 2010-03-25 10:41 | 8.15e-05 | [21 empty] | 2005-12-10 | 0
|  | 2010-03-25 14:49 | 0.0815 | [21 empty] | 2005-12-11 | 0
|  | 2010-03-26 08:06 | 0.098 | [21 empty] | 2005-12-12 | 0
|  | 2010-03-26 09:10 | 9.8e-05 | [21 empty] | 2005-12-13 | 0
|  | 2010-03-27 07:30 | 0.082 | [21 empty] | 2005-12-14 | 0
|  | 2010-03-27 07:51 | 8.2e-05 | [21 empty] | 2005-12-15 | 0
|  | 2010-03-28 07:35 | 0.0915 | [21 empty] | 2005-12-16 | 0
|  | 2010-03-28 17:51 | 9.15e-05 | [21 empty] | 2005-12-17 | 0
|  | 2010-03-29 08:32 | 0.091 | [21 empty] | 2005-12-18 | 0
|  | 2010-03-29 13:21 | 9.1e-05 | [21 empty] | 2005-12-19 | 0
|  | 2010-03-30 | 0.101 | [21 empty] | 2005-12-20 | 0
|  | 2010-03-30 07:04 | 9e-05 | [21 empty] | 2005-12-21 | 0
|  | 2010-03-30 08:06 | 0.087 | [21 empty] | 2005-12-22 | 0
|  | 2010-03-30 09:11 | 8.7e-05 | [21 empty] | 2005-12-23 | 0
|  | 2010-03-30 10:50 | 0.09 | [21 empty] | 2005-12-24 | 0
|  | 2010-03-31 09:03 | 0.0795 | [21 empty] | 2005-12-25 | 0
|  | 2010-03-31 14:46 | 7.95e-05 | [21 empty] | 2005-12-26 | 0
|  | 2010-04-01 07:57 | 0.0805 | [21 empty] | 2005-12-27 | 0
|  | 2010-04-01 08:00 | 8.05e-05 | [21 empty] | 2005-12-28 | 0
|  | 2010-04-05 07:20 | 2.75e-05 | [21 empty] | 2005-12-29 | 0
|  | 2010-04-05 07:25 | 5.9e-05 | [21 empty] | 2005-12-30 | 0
|  | 2010-04-05 08:09 | 0.0275 | [21 empty] | 2005-12-31 | 0
|  | 2010-04-05 11:09 | 0.059 | [21 empty] | 2006-01-01 | 0
|  | 2010-04-06 | 0.11 | [21 empty] | 2006-01-02 | 0
|  | 2010-04-06 08:24 | 0.0915 | [21 empty] | 2006-01-03 | 0
|  | 2010-04-06 08:42 | 9.15e-05 | [21 empty] | 2006-01-04 | 0
|  | 2010-04-07 08:13 | 8.85e-05 | [21 empty] | 2006-01-05 | 0
|  | 2010-04-07 08:48 | 0.0885 | [21 empty] | 2006-01-06 | 0
|  | 2010-04-08 10:41 | 8.85e-05 | [21 empty] | 2006-01-07 | 0
|  | 2010-04-08 10:43 | 0.0885 | [21 empty] | 2006-01-08 | 0
|  | 2010-04-09 07:55 | 0.0945 | [21 empty] | 2006-01-09 | 0
|  | 2010-04-09 09:10 | 9.45e-05 | [21 empty] | 2006-01-10 | 0
|  | 2010-04-10 07:30 | 0.089 | [21 empty] | 2006-01-11 | 0
|  | 2010-04-10 07:51 | 8.9e-05 | [21 empty] | 2006-01-12 | 0
|  | 2010-04-11 07:50 | 0.0635 | [21 empty] | 2006-01-13 | 0
|  | 2010-04-11 10:54 | 6.35e-05 | [21 empty] | 2006-01-14 | 0
|  | 2010-04-12 08:14 | 0.0645 | [21 empty] | 2006-01-15 | 0
|  | 2010-04-12 08:36 | 6.45e-05 | [21 empty] | 2006-01-16 | 0
|  | 2010-04-13 | 0.0925 | [21 empty] | 2006-01-17 | 0
|  | 2010-04-13 08:57 | 7.35e-05 | [21 empty] | 2006-01-18 | 0
|  | 2010-04-13 09:04 | 0.0735 | [21 empty] | 2006-01-19 | 0
|  | 2010-04-14 08:20 | 0.059 | [21 empty] | 2006-01-20 | 0
|  | 2010-04-14 10:34 | 5.9e-05 | [21 empty] | 2006-01-21 | 0
|  | 2010-04-15 08:05 | 0.063 | [21 empty] | 2006-01-22 | 0
|  | 2010-04-15 08:07 | 6.3e-05 | [21 empty] | 2006-01-23 | 0
|  | 2010-04-20 | 0.0738 | [21 empty] | 2006-01-24 | 0
|  | 2010-04-20 14:16 | 9.3e-05 | [21 empty] | 2006-01-25 | 0
|  | 2010-04-20 14:43 | 0.093 | [21 empty] | 2006-01-26 | 0
|  | 2010-04-23 07:34 | 0.056 | [21 empty] | 2006-01-27 | 0
|  | 2010-04-23 07:40 | 5.6e-05 | [21 empty] | 2006-01-28 | 0
|  | 2010-04-25 07:40 | 6.4e-05 | [21 empty] | 2006-01-29 | 0
|  | 2010-04-25 07:44 | 0.064 | [21 empty] | 2006-01-30 | 0
|  | 2010-04-26 08:30 | 3.5e-05 | [21 empty] | 2006-01-31 | 6.8154
|  | 2010-04-26 08:43 | 0.035 | [21 empty] | 2006-02-01 | 6.8154
|  | 2010-04-27 | 0.0427 | [21 empty] | 2006-02-02 | 6.8154
|  | 2010-04-27 01:50 | 0.034 | [21 empty] | 2006-02-03 | 6.8154
|  | 2010-04-27 09:10 | 3.4e-05 | [21 empty] | 2006-02-04 | 6.8154
|  | 2010-04-27 13:50 | 0.0427 | [21 empty] | 2006-02-05 | 6.8154
|  | 2010-04-29 08:26 | 3.6e-05 | [21 empty] | 2006-02-06 | 6.8154
|  | 2010-04-29 15:35 | 0.036 | [21 empty] | 2006-02-07 | 6.8154
|  | 2010-05-02 08:12 | 5.1e-05 | [21 empty] | 2006-02-08 | 6.8154
|  | 2010-05-02 09:05 | 0.051 | [21 empty] | 2006-02-09 | 6.8154
|  | 2010-05-02 14:15 | [22 empty] | 2006-02-10 | 6.8154
|  | 2010-05-03 07:40 | 4.65e-05 | [21 empty] | 2006-02-11 | 6.8154
|  | 2010-05-03 08:29 | 0.0465 | [21 empty] | 2006-02-12 | 6.8154
|  | 2010-05-04 | 0.063 | [21 empty] | 2006-02-13 | 6.8154
|  | 2010-05-04 07:40 | 6.6e-05 | [21 empty] | 2006-02-14 | 0
|  | 2010-05-04 08:37 | 0.066 | [21 empty] | 2006-02-15 | 0
|  | 2010-05-04 08:49 | 0.063 | [21 empty] | 2006-02-16 | 5.9065
|  | 2010-05-05 08:20 | 6.4e-05 | [21 empty] | 2006-02-17 | 5.9065
|  | 2010-05-05 08:41 | 0.064 | [21 empty] | 2006-02-18 | 5.9065
|  | 2010-05-06 08:21 | 8.5e-05 | [21 empty] | 2006-02-19 | 5.9065
|  | 2010-05-06 08:50 | 0.085 | [21 empty] | 2006-02-20 | 5.9065
|  | 2010-05-07 06:35 | 0.058 | [21 empty] | 2006-02-21 | 129.49
|  | 2010-05-07 14:36 | 5.8e-05 | [21 empty] | 2006-02-22 | 141.99
|  | 2010-05-08 08:04 | 0.06 | [21 empty] | 2006-02-23 | 141.99
|  | 2010-05-08 08:52 | 6e-05 | [21 empty] | 2006-02-24 | 210.14
|  | 2010-05-09 08:13 | 0.065 | [21 empty] | 2006-02-25 | 210.14
|  | 2010-05-09 08:30 | 6.5e-05 | [21 empty] | 2006-02-26 | 210.14
|  | 2010-05-10 08:19 | 0.059 | [21 empty] | 2006-02-27 | 210.14
|  | 2010-05-10 12:15 | 5.9e-05 | [21 empty] | 2006-02-28 | 177.51
|  | 2010-05-11 | 0.0454 | [21 empty] | 2006-03-01 | 177.51
|  | 2010-05-11 08:20 | 0.046 | [21 empty] | 2006-03-02 | 208.47
|  | 2010-05-11 09:04 | [22 empty] | 2006-03-03 | 181.04
|  | 2010-05-11 13:55 | 4.6e-05 | [21 empty] | 2006-03-04 | 181.04
|  | 2010-05-12 08:39 | 0.059 | [21 empty] | 2006-03-05 | 195.3
|  | 2010-05-12 13:55 | 5.9e-05 | [21 empty] | 2006-03-06 | 195.3
|  | 2010-05-13 07:37 | 0.051 | [21 empty] | 2006-03-07 | 194.21
|  | 2010-05-13 16:52 | 5.1e-05 | [21 empty] | 2006-03-08 | 194.21
|  | 2010-05-14 07:46 | 0.052 | [21 empty] | 2006-03-09 | 208.47
|  | 2010-05-14 13:55 | 5.2e-05 | [21 empty] | 2006-03-10 | 0
|  | 2010-05-15 07:24 | 0.054 | [21 empty] | 2006-03-11 | 0
|  | 2010-05-15 07:54 | 5.4e-05 | [21 empty] | 2006-03-12 | 0
|  | 2010-05-16 08:03 | 0.043 | [21 empty] | 2006-03-13 | 0
|  | 2010-05-16 08:32 | 4.3e-05 | [21 empty] | 2006-03-14 | 0
|  | 2010-05-17 08:27 | 0.04 | [21 empty] | 2006-03-15 | 0
|  | 2010-05-17 13:56 | 4e-05 | [21 empty] | 2006-03-16 | 0
|  | 2010-05-18 | 0.0385 | [21 empty] | 2006-03-17 | 0
|  | 2010-05-18 08:34 | 0.034 | [21 empty] | 2006-03-18 | 0
|  | 2010-05-18 09:00 | 3.4e-05 | [21 empty] | 2006-03-19 | 0
|  | 2010-05-18 11:02 | 0.0385 | [21 empty] | 2006-03-20 | 0
|  | 2010-05-18 14:43 | [22 empty] | 2006-03-21 | 0
|  | 2010-05-19 | 0.0398 | [21 empty] | 2006-03-22 | 0
|  | 2010-05-19 08:25 | 0.033 | [21 empty] | 2006-03-23 | 0
|  | 2010-05-19 15:36 | 3.3e-05 | [21 empty] | 2006-03-24 | 0
|  | 2010-05-20 08:00 | 3.8e-05 | [21 empty] | 2006-03-25 | 0
|  | 2010-05-20 08:18 | 0.038 | [21 empty] | 2006-03-26 | 0
|  | 2010-05-21 08:36 | 0.026 | [21 empty] | 2006-03-27 | 0
|  | 2010-05-21 09:00 | 2.6e-05 | [21 empty] | 2006-03-28 | 0
|  | 2010-05-22 07:50 | 2.2e-05 | [21 empty] | 2006-03-29 | 0
|  | 2010-05-22 08:05 | 0.022 | [21 empty] | 2006-03-30 | 0
|  | 2010-05-23 08:16 | 0.026 | [21 empty] | 2006-03-31 | 0
|  | 2010-05-23 08:35 | 2.6e-05 | [21 empty] | 2006-04-01 | 0
|  | 2010-05-24 07:33 | 0.024 | [21 empty] | 2006-04-02 | 0
|  | 2010-05-24 08:49 | 2.4e-05 | [21 empty] | 2006-04-03 | 0
|  | 2010-05-25 | 0.0226 | [21 empty] | 2006-04-04 | 0
|  | 2010-05-25 08:40 | 0.022 | [21 empty] | 2006-04-05 | 0
|  | 2010-05-25 08:48 | 2.2e-05 | [21 empty] | 2006-04-06 | 0
|  | 2010-05-25 13:50 | [22 empty] | 2006-04-07 | 0
|  | 2010-05-26 08:19 | 0.024 | [21 empty] | 2006-04-08 | 0
|  | 2010-05-26 08:56 | 2.4e-05 | [21 empty] | 2006-04-09 | 0
|  | 2010-05-27 06:43 | 2.8e-05 | [21 empty] | 2006-04-10 | 0
|  | 2010-05-27 09:07 | 0.028 | [21 empty] | 2006-04-11 | 0
|  | 2010-06-01 | 0.0426 | [21 empty] | 2006-04-12 | 0
|  | 2010-06-01 08:40 | 0.0426 | [21 empty] | 2006-04-13 | 0
|  | 2010-06-01 08:45 | [22 empty] | 2006-04-14 | 0
|  | 2010-06-08 | 0.0399 | [21 empty] | 2006-04-15 | 0
|  | 2010-06-08 07:55 | 4e-05 | [21 empty] | 2006-04-16 | 0
|  | 2010-06-08 08:36 | 0.04 | [21 empty] | 2006-04-17 | 0
|  | 2010-06-15 | 0.0484 | [21 empty] | 2006-04-18 | 0
|  | 2010-06-15 08:07 | 4.6e-05 | [21 empty] | 2006-04-19 | 0
|  | 2010-06-15 09:01 | 0.046 | [21 empty] | 2006-04-20 | 0
|  | 2010-06-15 09:11 | [22 empty] | 2006-04-21 | 0
|  | 2010-06-22 | 0.0455 | [21 empty] | 2006-04-22 | 0
|  | 2010-06-22 08:25 | 0.000114 | [21 empty] | 2006-04-23 | 0
|  | 2010-06-22 09:56 | 0.114 | [21 empty] | 2006-04-24 | 0
|  | 2010-06-24 08:05 | 4.4e-05 | [21 empty] | 2006-04-25 | 0
|  | 2010-06-24 09:13 | 0.044 | [21 empty] | 2006-04-26 | 0
|  | 2010-06-29 | 0.0493 | [21 empty] | 2006-04-27 | 0
|  | 2010-06-29 08:31 | 4.7e-05 | [21 empty] | 2006-04-28 | 0
|  | 2010-06-29 09:50 | 0.047 | [21 empty] | 2006-04-29 | 0
|  | 2010-06-29 09:55 | [22 empty] | 2006-04-30 | 0
|  | 2010-07-06 | 0.0334 | [21 empty] | 2006-05-01 | 0
|  | 2010-07-06 07:32 | 4.8e-05 | [21 empty] | 2006-05-02 | 39.756
|  | 2010-07-06 09:56 | 0.048 | [21 empty] | 2006-05-03 | 39.756
|  | 2010-07-13 | 0.0429 | [21 empty] | 2006-05-04 | 58.158
|  | 2010-07-13 07:37 | 4e-05 | [21 empty] | 2006-05-05 | 58.158
|  | 2010-07-13 08:45 | 0.04 | [21 empty] | 2006-05-06 | 58.158
|  | 2010-07-20 | 0.0583 | [21 empty] | 2006-05-07 | 58.158
|  | 2010-07-20 07:34 | 4.6e-05 | [21 empty] | 2006-05-08 | 58.158
|  | 2010-07-20 10:08 | 0.046 | [21 empty] | 2006-05-09 | 270.34
|  | 2010-07-27 | 0.0726 | [21 empty] | 2006-05-10 | 270.34
|  | 2010-07-27 07:55 | 6.3e-05 | [21 empty] | 2006-05-11 | 270.34
|  | 2010-07-27 09:01 | 0.063 | [21 empty] | 2006-05-12 | 108.25
|  | 2010-07-27 09:11 | [22 empty] | 2006-05-13 | 108.25
|  | 2010-08-03 | 0.0179 | [21 empty] | 2006-05-14 | 108.25
|  | 2010-08-03 13:14 | 0.019 | [21 empty] | 2006-05-15 | 108.25
|  | 2010-08-03 14:50 | 0.019 | [21 empty] | 2006-05-16 | 0
|  | 2010-08-10 | 0.0614 | [21 empty] | 2006-05-17 | 0
|  | 2010-08-10 08:23 | 5.4e-05 | [21 empty] | 2006-05-18 | 0
|  | 2010-08-10 08:56 | 0.054 | [21 empty] | 2006-05-19 | 0
|  | 2010-08-17 | 0.052 | [21 empty] | 2006-05-20 | 0
|  | 2010-08-17 08:29 | 5.1e-05 | [21 empty] | 2006-05-21 | 0
|  | 2010-08-17 08:50 | 0.051 | [21 empty] | 2006-05-22 | 0
|  | 2010-08-24 | 0.0424 | [21 empty] | 2006-05-23 | 0
|  | 2010-08-24 08:22 | 3.7e-05 | [21 empty] | 2006-05-24 | 104.24
|  | 2010-08-24 08:40 | 0.037 | [21 empty] | 2006-05-25 | 104.24
|  | 2010-08-24 08:45 | [22 empty] | 2006-05-26 | 105.33
|  | 2010-08-31 | 0.0496 | [21 empty] | 2006-05-27 | 105.33
|  | 2010-08-31 08:14 | 4.6e-05 | [21 empty] | 2006-05-28 | 105.33
|  | 2010-08-31 14:10 | 0.046 | [21 empty] | 2006-05-29 | 105.33
|  | 2010-09-07 | 0.0411 | [21 empty] | 2006-05-30 | 89.24
|  | 2010-09-07 08:25 | 0.000101 | [21 empty] | 2006-05-31 | 89.24
|  | 2010-09-07 09:30 | 0.101 | [21 empty] | 2006-06-01 | 89.24
|  | 2010-10-21 | 0.0239 | [21 empty] | 2006-06-02 | 0
|  | 2010-10-21 11:30 | 0.0239 | [21 empty] | 2006-06-03 | 0
|  | 2010-11-03 14:10 | 0.0347 | [21 empty] | 2006-06-04 | 0
|  | 2010-11-09 | 0.036 | [21 empty] | 2006-06-05 | 0
|  | 2010-11-09 16:28 | 0.036 | [21 empty] | 2006-06-06 | 0
|  | 2010-11-17 07:27 | 0.000118 | [21 empty] | 2006-06-07 | 0
|  | 2010-11-17 07:59 | 0.000113 | [21 empty] | 2006-06-08 | 0
|  | 2010-11-17 08:10 | 0.000117 | [21 empty] | 2006-06-09 | 0
|  | 2010-11-17 08:30 | 0.000119 | [21 empty] | 2006-06-10 | 0
|  | 2010-11-17 12:20 | 0.113 | [21 empty] | 2006-06-11 | 0
|  | 2010-11-17 15:16 | 0.117 | [21 empty] | 2006-06-12 | 0
|  | 2010-11-17 16:40 | 0.118 | [21 empty] | 2006-06-13 | 2.9258
|  | 2010-11-17 16:41 | 0.119 | [21 empty] | 2006-06-14 | 2.9258
|  | 2010-11-18 | 0.135 | [21 empty] | 2006-06-15 | 2.9258
|  | 2010-11-18 08:15 | 0.00011 | [21 empty] | 2006-06-16 | 2.9258
|  | 2010-11-18 10:30 | 0.11 | [21 empty] | 2006-06-17 | 2.9258
|  | 2010-11-19 09:03 | 0.000109 | [21 empty] | 2006-06-18 | 2.9258
|  | 2010-11-19 11:25 | 0.109 | [21 empty] | 2006-06-19 | 2.9258
|  | 2010-11-20 07:48 | 0.000109 | [21 empty] | 2006-06-20 | 2.9258
|  | 2010-11-20 10:00 | 0.109 | [21 empty] | 2006-06-21 | 2.9258
|  | 2010-11-21 07:44 | 0.000104 | [21 empty] | 2006-06-22 | 87.046
|  | 2010-11-21 10:00 | 0.104 | [21 empty] | 2006-06-23 | 87.046
|  | 2010-11-22 07:50 | 0.000104 | [21 empty] | 2006-06-24 | 87.046
|  | 2010-11-22 09:55 | 0.104 | [21 empty] | 2006-06-25 | 87.046
|  | 2010-11-23 08:15 | 0.000101 | [21 empty] | 2006-06-26 | 87.046
|  | 2010-11-23 10:08 | 0.101 | [21 empty] | 2006-06-27 | 87.046
|  | 2010-11-24 08:25 | 9.9e-05 | [21 empty] | 2006-06-28 | 0
|  | 2010-11-24 08:37 | 0.0001 | [21 empty] | 2006-06-29 | 0
|  | 2010-11-24 09:19 | 0.099 | [21 empty] | 2006-06-30 | 0
|  | 2010-11-24 17:02 | 0.1 | [21 empty] | 2006-07-01 | 0
|  | 2010-11-25 | 0.13 | [21 empty] | 2006-07-02 | 0
|  | 2010-11-25 07:50 | 9.2e-05 | [21 empty] | 2006-07-03 | 0
|  | 2010-11-25 08:24 | 0.000101 | [21 empty] | 2006-07-04 | 0
|  | 2010-11-25 10:06 | 0.101 | [21 empty] | 2006-07-05 | 0
|  | 2010-11-25 16:20 | 0.092 | [21 empty] | 2006-07-06 | 0
|  | 2010-11-26 06:51 | 9.3e-05 | [21 empty] | 2006-07-07 | 0
|  | 2010-11-26 06:55 | 8.8e-05 | [21 empty] | 2006-07-08 | 0
|  | 2010-11-26 10:05 | 0.088 | [21 empty] | 2006-07-09 | 0
|  | 2010-11-26 17:10 | 0.093 | [21 empty] | 2006-07-10 | 0
|  | 2010-11-27 08:10 | 8.7e-05 | [21 empty] | 2006-07-11 | 21.944
|  | 2010-11-27 08:26 | 8.9e-05 | [21 empty] | 2006-07-12 | 21.944
|  | 2010-11-27 08:55 | 0.087 | [21 empty] | 2006-07-13 | 21.944
|  | 2010-11-27 17:55 | 0.089 | [21 empty] | 2006-07-14 | 0
|  | 2010-11-28 08:12 | 8.6e-05 | [21 empty] | 2006-07-15 | 0
|  | 2010-11-28 08:25 | 8.8e-05 | [21 empty] | 2006-07-16 | 0
|  | 2010-11-28 08:32 | 0.088 | [21 empty] | 2006-07-17 | 0
|  | 2010-11-28 16:00 | 0.086 | [21 empty] | 2006-07-18 | 0
|  | 2010-11-29 07:45 | 8.9e-05 | [21 empty] | 2006-07-19 | 0
|  | 2010-11-29 07:55 | 9.1e-05 | [21 empty] | 2006-07-20 | 1.7553
|  | 2010-11-29 09:51 | 0.091 | [21 empty] | 2006-07-21 | 1.7553
|  | 2010-11-29 15:09 | 0.089 | [21 empty] | 2006-07-22 | 1.7553
|  | 2010-11-30 08:10 | 8.9e-05 | [21 empty] | 2006-07-23 | 1.7553
|  | 2010-11-30 08:21 | 9e-05 | [21 empty] | 2006-07-24 | 1.7553
|  | 2010-11-30 12:02 | 0.089 | [21 empty] | 2006-07-25 | 25.393
|  | 2010-11-30 15:23 | 0.09 | [21 empty] | 2006-07-26 | 25.393
|  | 2010-12-01 08:17 | 8.3e-05 | [21 empty] | 2006-07-27 | 25.393
|  | 2010-12-01 08:28 | 8.5e-05 | [21 empty] | 2006-07-28 | 25.393
|  | 2010-12-01 08:37 | 0.085 | [21 empty] | 2006-07-29 | 25.393
|  | 2010-12-01 15:25 | 0.083 | [21 empty] | 2006-07-30 | 25.393
|  | 2010-12-02 | 0.108 | [21 empty] | 2006-07-31 | 25.393
|  | 2010-12-02 08:10 | 8.7e-05 | [21 empty] | 2006-08-01 | 0
|  | 2010-12-02 08:42 | 0.087 | [21 empty] | 2006-08-02 | 0
|  | 2011-01-18 14:10 | 0.0296 | [21 empty] | 2006-08-03 | 0
|  | 2011-02-01 16:21 | 0.0256 | [21 empty] | 2006-08-04 | 0
|  | 2011-03-14 14:12 | 0.0259 | [21 empty] | 2006-08-05 | 0
|  | 2011-03-24 17:23 | 0.125 | [21 empty] | 2006-08-06 | 0
|  | 2011-03-29 14:02 | 0.109 | [21 empty] | 2006-08-07 | 0
|  | 2011-04-05 08:42 | 0.109 | [21 empty] | 2006-08-08 | 52.666
|  | 2011-04-12 09:35 | 0.113 | [21 empty] | 2006-08-09 | 52.666
|  | 2011-04-19 09:47 | 0.107 | [21 empty] | 2006-08-10 | 52.666
|  | 2011-04-26 11:29 | 0.0975 | [21 empty] | 2006-08-11 | 52.666
|  | 2011-05-03 14:30 | 0.189 | [21 empty] | 2006-08-12 | 52.666
|  | 2011-05-04 14:45 | 0.0628 | [21 empty] | 2006-08-13 | 52.666
|  | 2011-05-10 08:37 | 0.0997 | [21 empty] | 2006-08-14 | 52.666
|  | 2011-05-17 09:07 | 0.0625 | [21 empty] | 2006-08-15 | 0
|  | 2011-05-24 09:10 | 0.0226 | [21 empty] | 2006-08-16 | 0
|  | 2011-05-31 10:15 | 0.0138 | [21 empty] | 2006-08-17 | 0
|  | 2011-06-07 09:45 | 0.074 | [21 empty] | 2006-08-18 | 0
|  | 2011-06-14 14:09 | 0.0186 | [21 empty] | 2006-08-19 | 0
|  | 2011-06-21 11:10 | 0.0137 | [21 empty] | 2006-08-20 | 0
|  | 2011-06-28 11:22 | 0.0194 | [21 empty] | 2006-08-21 | 0
|  | 2011-07-05 09:50 | 0.0206 | [21 empty] | 2006-08-22 | 0
|  | 2011-07-12 08:51 | 0.019 | [21 empty] | 2006-08-23 | 0
|  | 2011-07-19 09:19 | 0.0223 | [21 empty] | 2006-08-24 | 0
|  | 2011-07-26 08:44 | 0.0356 | [21 empty] | 2006-08-25 | 0
|  | 2011-08-02 08:28 | 0.0351 | [21 empty] | 2006-08-26 | 0
|  | 2011-08-09 08:49 | 0.0276 | [21 empty] | 2006-08-27 | 0
|  | 2011-08-16 08:51 | 0.0161 | [21 empty] | 2006-08-28 | 0
|  | 2011-08-23 08:35 | 0.0166 | [21 empty] | 2006-08-29 | 98.749
|  | 2011-08-25 11:31 | 0.0166 | [21 empty] | 2006-08-30 | 80.567
|  | 2011-08-30 08:54 | 0.0182 | [21 empty] | 2006-08-31 | 80.567
|  | 2011-09-06 08:47 | 0.0236 | [21 empty] | 2006-09-01 | 80.567
|  | 2011-09-13 09:45 | 0.0211 | [21 empty] | 2006-09-02 | 80.567
|  | 2011-09-20 09:06 | 0.0247 | [21 empty] | 2006-09-03 | 80.567
|  | 2011-09-27 09:55 | 0.0296 | [21 empty] | 2006-09-04 | 80.567
|  | 2011-10-25 13:40 | 0.0263 | [21 empty] | 2006-09-05 | 80.567
|  | 2011-11-23 09:20 | 0.0861 | [21 empty] | 2006-09-06 | 0
|  | 2011-11-29 09:35 | 0.102 | [21 empty] | 2006-09-07 | 0
|  | 2011-12-08 08:00 | 0.146 | [21 empty] | 2006-09-08 | 0
|  | 2012-01-18 15:20 | 0.031 | [21 empty] | 2006-09-09 | 0
|  | 2012-02-02 12:52 | 0.0281 | [21 empty] | 2006-09-10 | 0
| 41275 | 2012-03-05 11:30 | 0.0322 | [21 empty] | 2006-09-11 | 0
| 0 | 2012-01-01 | 0.047181 | 0.038118 | 0.066826 | [19 empty] | 2006-09-12 | 0
| 0 | 2012-02-01 | 0.038114 | 0.019512 | 0.052609 | [19 empty] | 2006-09-13 | 7.2103
| 0 | 2012-03-01 | 0.036861 | 0.021283 | 0.053057 | [19 empty] | 2006-09-14 | 7.2103
| 0 | 2012-04-01 | 0.031138 | 0.02353 | 0.040401 | [19 empty] | 2006-09-15 | 7.2103
| 1 | 2012-05-01 | 0.028829 | 0.0078723 | 0.074083 | 0.028829 | 0.0078723 | 0.074083 | [16 empty] | 2006-09-16 | 7.2103
| 1 | 2012-06-01 | 0.032065 | 0.01551 | 0.055938 | 0.032065 | 0.01551 | 0.055938 | [16 empty] | 2006-09-17 | 7.2103
| 1 | 2012-07-01 | 0.034575 | 0.015536 | 0.057504 | 0.034575 | 0.015536 | 0.057504 | [16 empty] | 2006-09-18 | 7.2103
| 1 | 2012-08-01 | 0.035294 | 0.013655 | 0.088661 | 0.035294 | 0.013655 | 0.088661 | [16 empty] | 2006-09-19 | 7.2103
| 1 | 2012-09-01 | 0.047408 | 0.036633 | 0.058355 | 0.047408 | 0.036633 | 0.058355 | [16 empty] | 2006-09-20 | 250.16
| 1 | 2012-10-01 | 0.050186 | 0.015837 | 0.1 | 0.050186 | 0.015837 | 0.1 | [16 empty] | 2006-09-21 | 239.19
| 1 | 2012-11-01 | 0.05311 | 0.022216 | 0.069035 | 0.05311 | 0.022216 | 0.069035 | [16 empty] | 2006-09-22 | 0
| 1 | 2012-12-01 | 0.02636 | 0.017549 | 0.046881 | 0.02636 | 0.017549 | 0.046881 | [16 empty] | 2006-09-23 | 0
| 0 | 2013-01-01 | 0.025754 | 0.01956 | 0.036385 | [19 empty] | 2006-09-24 | 0
| 0 | 2013-02-01 | 0.024608 | 0.016492 | 0.032808 | [19 empty] | 2006-09-25 | 0
| 0 | 2013-03-01 | 0.027488 | 0.012793 | 0.042072 | [19 empty] | 2006-09-26 | 0
| 0 | 2013-04-01 | 0.026277 | 0.017508 | 0.035965 | [19 empty] | 2006-09-27 | 0
| 1 | 2013-05-01 | 0.027011 | 0.0069938 | 0.063617 | 0.027011 | 0.0069938 | 0.063617 | [16 empty] | 2006-09-28 | 0
| 1 | 2013-06-01 | 0.029911 | 0.016497 | 0.052147 | 0.029911 | 0.016497 | 0.052147 | [16 empty] | 2006-09-29 | 0
| 1 | 2013-07-01 | 0.037617 | 0.017429 | 0.055261 | 0.037617 | 0.017429 | 0.055261 | [16 empty] | 2006-09-30 | 0
| 1 | 2013-08-01 | 0.035143 | 0.014484 | 0.060224 | 0.035143 | 0.014484 | 0.060224 | [16 empty] | 2006-10-01 | 0
| 1 | 2013-09-01 | 0.040202 | 0.032141 | 0.051904 | 0.040202 | 0.032141 | 0.051904 | [16 empty] | 2006-10-02 | 0
| 1 | 2013-10-01 | 0.025151 | 0.014206 | 0.068263 | 0.025151 | 0.014206 | 0.068263 | [16 empty] | 2006-10-03 | 0
| 1 | 2013-11-01 | 0.026784 | 0.015534 | 0.051453 | 0.026784 | 0.015534 | 0.051453 | [16 empty] | 2006-10-04 | 0
| 1 | 2013-12-01 | 0.024122 | 0.014599 | 0.036588 | 0.024122 | 0.014599 | 0.036588 | [16 empty] | 2006-10-05 | 0
| 0 | 2014-01-01 | 0.025264 | 0.017588 | 0.035882 | [19 empty] | 2006-10-06 | 0
| 0 | 2014-02-01 | 0.024513 | 0.019192 | 0.036229 | [19 empty] | 2006-10-07 | 0
| 0 | 2014-03-01 | 0.028231 | 0.016812 | 0.047975 | [19 empty] | 2006-10-08 | 0
| 0 | 2014-04-01 | 0.026694 | 0.018126 | 0.035663 | [19 empty] | 2006-10-09 | 0
| 1 | 2014-05-01 | 0.025728 | 0.0076614 | 0.068963 | 0.025728 | 0.0076614 | 0.068963 | [16 empty] | 2006-10-10 | 0
| 1 | 2014-06-01 | 0.028277 | 0.015067 | 0.058419 | 0.028277 | 0.015067 | 0.058419 | [16 empty] | 2006-10-11 | 0
| 1 | 2014-07-01 | 0.035529 | 0.015995 | 0.067019 | 0.035529 | 0.015995 | 0.067019 | [16 empty] | 2006-10-12 | 0
| 1 | 2014-08-01 | 0.037802 | 0.0077487 | 0.064193 | 0.037802 | 0.0077487 | 0.064193 | [16 empty] | 2006-10-13 | 0
| 1 | 2014-09-01 | 0.046645 | 0.03517 | 0.055956 | 0.046645 | 0.03517 | 0.055956 | [16 empty] | 2006-10-14 | 0
| 1 | 2014-10-01 | 0.043799 | 0.015443 | 0.08082 | 0.043799 | 0.015443 | 0.08082 | [16 empty] | 2006-10-15 | 0
| 1 | 2014-11-01 | 0.032075 | 0.01838 | 0.068678 | 0.032075 | 0.01838 | 0.068678 | [16 empty] | 2006-10-16 | 0
| 1 | 2014-12-01 | 0.024931 | 0.014163 | 0.046344 | 0.024931 | 0.014163 | 0.046344 | [16 empty] | 2006-10-17 | 0
| 0 | 2015-01-01 | 0.026213 | 0.014751 | 0.039762 | [19 empty] | 2006-10-18 | 0
| 0 | 2015-02-01 | 0.025308 | 0.01738 | 0.036713 | [19 empty] | 2006-10-19 | 0
| 0 | 2015-03-01 | 0.029258 | 0.012108 | 0.042818 | [19 empty] | 2006-10-20 | 0
| 0 | 2015-04-01 | 0.027041 | 0.014979 | 0.038517 | [19 empty] | 2006-10-21 | 0
| 1 | 2015-05-01 | 0.025633 | 0.0076987 | 0.062573 | 0.025633 | 0.0076987 | 0.062573 | [16 empty] | 2006-10-22 | 0
| 1 | 2015-06-01 | 0.031524 | 0.015862 | 0.053675 | 0.031524 | 0.015862 | 0.053675 | [16 empty] | 2006-10-23 | 0
| 1 | 2015-07-01 | 0.037901 | 0.019379 | 0.061391 | 0.037901 | 0.019379 | 0.061391 | [16 empty] | 2006-10-24 | 0
| 1 | 2015-08-01 | 0.035818 | 0.010849 | 0.067572 | 0.035818 | 0.010849 | 0.067572 | [16 empty] | 2006-10-25 | 0
| 1 | 2015-09-01 | 0.043051 | 0.033164 | 0.057475 | 0.043051 | 0.033164 | 0.057475 | [16 empty] | 2006-10-26 | 0
| 1 | 2015-10-01 | 0.030284 | 0.014081 | 0.074125 | 0.030284 | 0.014081 | 0.074125 | [16 empty] | 2006-10-27 | 0
| 1 | 2015-11-01 | 0.027195 | 0.019505 | 0.064393 | 0.027195 | 0.019505 | 0.064393 | [16 empty] | 2006-10-28 | 0
| 1 | 2015-12-01 | 0.025074 | 0.015269 | 0.043939 | 0.025074 | 0.015269 | 0.043939 | [16 empty] | 2006-10-29 | 0
| 0 | 2016-01-01 | 0.026275 | 0.01625 | 0.032768 | [19 empty] | 2006-10-30 | 0
| 0 | 2016-02-01 | 0.02526 | 0.016477 | 0.033792 | [19 empty] | 2006-10-31 | 0
| 0 | 2016-03-01 | 0.029578 | 0.013337 | 0.0443 | [19 empty] | 2006-11-01 | 0
| 0 | 2016-04-01 | 0.026442 | 0.015753 | 0.035422 | [19 empty] | 2006-11-02 | 0
| 1 | 2016-05-01 | 0.029079 | 0.0077628 | 0.079396 | 0.029079 | 0.0077628 | 0.079396 | [16 empty] | 2006-11-03 | 0
| 1 | 2016-06-01 | 0.03156 | 0.016302 | 0.061632 | 0.03156 | 0.016302 | 0.061632 | [16 empty] | 2006-11-04 | 0
| 1 | 2016-07-01 | 0.035789 | 0.021688 | 0.06766 | 0.035789 | 0.021688 | 0.06766 | [16 empty] | 2006-11-05 | 0
| 1 | 2016-08-01 | 0.036358 | 0.01205 | 0.060698 | 0.036358 | 0.01205 | 0.060698 | [16 empty] | 2006-11-06 | 0
| 1 | 2016-09-01 | 0.045381 | 0.035414 | 0.056538 | 0.045381 | 0.035414 | 0.056538 | [16 empty] | 2006-11-07 | 0
| 1 | 2016-10-01 | 0.039101 | 0.015887 | 0.098444 | 0.039101 | 0.015887 | 0.098444 | [16 empty] | 2006-11-08 | 0
| 1 | 2016-11-01 | 0.02818 | 0.018652 | 0.069116 | 0.02818 | 0.018652 | 0.069116 | [16 empty] | 2006-11-09 | 0
| 1 | 2016-12-01 | 0.024178 | 0.014243 | 0.045892 | 0.024178 | 0.014243 | 0.045892 | [16 empty] | 2006-11-10 | 0
| 0 | 2017-01-01 | 0.025499 | 0.013838 | 0.033103 | [19 empty] | 2006-11-11 | 0
| 0 | 2017-02-01 | 0.024299 | 0.017777 | 0.036544 | [19 empty] | 2006-11-12 | 0
| 0 | 2017-03-01 | 0.02971 | 0.017432 | 0.043887 | [19 empty] | 2006-11-13 | 0
| 0 | 2017-04-01 | 0.02652 | 0.016281 | 0.037591 | [19 empty] | 2006-11-14 | 0
| 1 | 2017-05-01 | 0.027563 | 0.0076588 | 0.055909 | 0.027563 | 0.0076588 | 0.055909 | [16 empty] | 2006-11-15 | 0
| 1 | 2017-06-01 | 0.030169 | 0.011282 | 0.052427 | 0.030169 | 0.011282 | 0.052427 | [16 empty] | 2006-11-16 | 0
| 1 | 2017-07-01 | 0.036314 | 0.015671 | 0.058575 | 0.036314 | 0.015671 | 0.058575 | [16 empty] | 2006-11-17 | 0
| 1 | 2017-08-01 | 0.03542 | 0.007601 | 0.061754 | 0.03542 | 0.007601 | 0.061754 | [16 empty] | 2006-11-18 | 0
| 1 | 2017-09-01 | 0.045536 | 0.031628 | 0.056231 | 0.045536 | 0.031628 | 0.056231 | [16 empty] | 2006-11-19 | 0
| 1 | 2017-10-01 | 0.034701 | 0.016727 | 0.081917 | 0.034701 | 0.016727 | 0.081917 | [16 empty] | 2006-11-20 | 0
| 1 | 2017-11-01 | 0.027944 | 0.020891 | 0.061523 | 0.027944 | 0.020891 | 0.061523 | [16 empty] | 2006-11-21 | 0
| 1 | 2017-12-01 | 0.024507 | 0.013565 | 0.046548 | 0.024507 | 0.013565 | 0.046548 | [16 empty] | 2006-11-22 | 0
| 0 | 2018-01-01 | 0.025788 | 0.018281 | 0.033707 | [19 empty] | 2006-11-23 | 0
| 0 | 2018-02-01 | 0.025234 | 0.017729 | 0.036635 | [19 empty] | 2006-11-24 | 0
| 0 | 2018-03-01 | 0.029438 | 0.012599 | 0.041739 | [19 empty] | 2006-11-25 | 0
| 0 | 2018-04-01 | 0.027233 | 0.018984 | 0.043288 | [19 empty] | 2006-11-26 | 0
| 1 | 2018-05-01 | 0.025629 | 0.0079329 | 0.060262 | 0.025629 | 0.0079329 | 0.060262 | [16 empty] | 2006-11-27 | 0
| 1 | 2018-06-01 | 0.031335 | 0.016435 | 0.058307 | 0.031335 | 0.016435 | 0.058307 | [16 empty] | 2006-11-28 | 0
| 1 | 2018-07-01 | 0.0362 | 0.018392 | 0.055709 | 0.0362 | 0.018392 | 0.055709 | [16 empty] | 2006-11-29 | 0
| 1 | 2018-08-01 | 0.035588 | 0.012637 | 0.074789 | 0.035588 | 0.012637 | 0.074789 | [16 empty] | 2006-11-30 | 0
| 1 | 2018-09-01 | 0.04452 | 0.032839 | 0.056184 | 0.04452 | 0.032839 | 0.056184 | [16 empty] | 2006-12-01 | 0
| 1 | 2018-10-01 | 0.03217 | 0.014593 | 0.072152 | 0.03217 | 0.014593 | 0.072152 | [16 empty] | 2006-12-02 | 0
| 1 | 2018-11-01 | 0.028718 | 0.019356 | 0.068152 | 0.028718 | 0.019356 | 0.068152 | [16 empty] | 2006-12-03 | 0
| 1 | 2018-12-01 | 0.0252 | 0.012446 | 0.044531 | 0.0252 | 0.012446 | 0.044531 | [16 empty] | 2006-12-04 | 0
| 0 | 2019-01-01 | 0.025972 | 0.015773 | 0.033863 | [19 empty] | 2006-12-05 | 0
| 0 | 2019-02-01 | 0.025177 | 0.015755 | 0.04362 | [19 empty] | 2006-12-06 | 0
| 0 | 2019-03-01 | 0.029125 | 0.010589 | 0.041495 | [19 empty] | 2006-12-07 | 0
| 0 | 2019-04-01 | 0.026913 | 0.018838 | 0.037983 | [19 empty] | 2006-12-08 | 0
| 1 | 2019-05-01 | 0.026145 | 0.0075782 | 0.07382 | 0.026145 | 0.0075782 | 0.07382 | [16 empty] | 2006-12-09 | 0
| 1 | 2019-06-01 | 0.030474 | 0.016339 | 0.056991 | 0.030474 | 0.016339 | 0.056991 | [16 empty] | 2006-12-10 | 0
| 1 | 2019-07-01 | 0.038278 | 0.021443 | 0.059616 | 0.038278 | 0.021443 | 0.059616 | [16 empty] | 2006-12-11 | 0
| 1 | 2019-08-01 | 0.037458 | 0.0099059 | 0.075331 | 0.037458 | 0.0099059 | 0.075331 | [16 empty] | 2006-12-12 | 0
| 1 | 2019-09-01 | 0.045596 | 0.03406 | 0.054696 | 0.045596 | 0.03406 | 0.054696 | [16 empty] | 2006-12-13 | 0
| 1 | 2019-10-01 | 0.032151 | 0.012549 | 0.084839 | 0.032151 | 0.012549 | 0.084839 | [16 empty] | 2006-12-14 | 0
| 1 | 2019-11-01 | 0.028019 | 0.018997 | 0.062472 | 0.028019 | 0.018997 | 0.062472 | [16 empty] | 2006-12-15 | 0
| 1 | 2019-12-01 | 0.024537 | 0.015509 | 0.046845 | 0.024537 | 0.015509 | 0.046845 | [16 empty] | 2006-12-16 | 0
| 0 | 2020-01-01 | 0.026222 | 0.016563 | 0.036279 | [19 empty] | 2006-12-17 | 0
| 0 | 2020-02-01 | 0.026333 | 0.014396 | 0.038208 | [19 empty] | 2006-12-18 | 0
| 0 | 2020-03-01 | 0.029568 | 0.015887 | 0.049037 | [19 empty] | 2006-12-19 | 0
| 0 | 2020-04-01 | 0.026654 | 0.013012 | 0.035144 | [19 empty] | 2006-12-20 | 0
| 1 | 2020-05-01 | 0.029677 | 0.0075953 | 0.067976 | 0.029677 | 0.0075953 | 0.067976 | [16 empty] | 2006-12-21 | 0
| 1 | 2020-06-01 | 0.032496 | 0.015776 | 0.063222 | 0.032496 | 0.015776 | 0.063222 | [16 empty] | 2006-12-22 | 0
| 1 | 2020-07-01 | 0.036331 | 0.017804 | 0.06004 | 0.036331 | 0.017804 | 0.06004 | [16 empty] | 2006-12-23 | 0
| 1 | 2020-08-01 | 0.034529 | 0.011547 | 0.063628 | 0.034529 | 0.011547 | 0.063628 | [16 empty] | 2006-12-24 | 0
| 1 | 2020-09-01 | 0.044887 | 0.033212 | 0.055965 | 0.044887 | 0.033212 | 0.055965 | [16 empty] | 2006-12-25 | 0
| 1 | 2020-10-01 | 0.036765 | 0.014997 | 0.083485 | 0.036765 | 0.014997 | 0.083485 | [16 empty] | 2006-12-26 | 0
| 1 | 2020-11-01 | 0.027881 | 0.017376 | 0.062462 | 0.027881 | 0.017376 | 0.062462 | [16 empty] | 2006-12-27 | 0
| 1 | 2020-12-01 | 0.024481 | 0.016423 | 0.041505 | 0.024481 | 0.016423 | 0.041505 | [16 empty] | 2006-12-28 | 0
| 0 | 2021-01-01 | 0.025695 | 0.01715 | 0.034141 | [19 empty] | 2006-12-29 | 0
| 0 | 2021-02-01 | 0.025358 | 0.017993 | 0.035779 | [19 empty] | 2006-12-30 | 0
| 0 | 2021-03-01 | 0.029564 | 0.0144 | 0.042342 | [19 empty] | 2006-12-31 | 0
| 0 | 2021-04-01 | 0.026969 | 0.018574 | 0.037217 | [19 empty] | 2007-01-01 | 0
| 1 | 2021-05-01 | 0.02649 | 0.0075051 | 0.064305 | 0.02649 | 0.0075051 | 0.064305 | [16 empty] | 2007-01-02 | 0
| 1 | 2021-06-01 | 0.032251 | 0.017824 | 0.068447 | 0.032251 | 0.017824 | 0.068447 | [16 empty] | 2007-01-03 | 0
| 1 | 2021-07-01 | 0.036491 | 0.014901 | 0.053355 | 0.036491 | 0.014901 | 0.053355 | [16 empty] | 2007-01-04 | 0
| 1 | 2021-08-01 | 0.036471 | 0.012496 | 0.06676 | 0.036471 | 0.012496 | 0.06676 | [16 empty] | 2007-01-05 | 0
| 1 | 2021-09-01 | 0.044574 | 0.03444 | 0.057207 | 0.044574 | 0.03444 | 0.057207 | [16 empty] | 2007-01-06 | 0
| 1 | 2021-10-01 | 0.039128 | 0.014131 | 0.095967 | 0.039128 | 0.014131 | 0.095967 | [16 empty] | 2007-01-07 | 0
| 1 | 2021-11-01 | 0.028846 | 0.018084 | 0.061775 | 0.028846 | 0.018084 | 0.061775 | [16 empty] | 2007-01-08 | 0
| 1 | 2021-12-01 | 0.02499 | 0.016159 | 0.042971 | 0.02499 | 0.016159 | 0.042971 | [16 empty] | 2007-01-09 | 0
| 0 | 2022-01-01 | 0.026463 | 0.016396 | 0.035917 | [19 empty] | 2007-01-10 | 0
[25 empty] | 2007-01-11 | 0
[25 empty] | 2007-01-12 | 0
[25 empty] | 2007-01-13 | 0
[25 empty] | 2007-01-14 | 0
[25 empty] | 2007-01-15 | 0
[25 empty] | 2007-01-16 | 0
[25 empty] | 2007-01-17 | 0
[25 empty] | 2007-01-18 | 0
[25 empty] | 2007-01-19 | 0
[25 empty] | 2007-01-20 | 0
[25 empty] | 2007-01-21 | 0
[25 empty] | 2007-01-22 | 0
[25 empty] | 2007-01-23 | 0
[25 empty] | 2007-01-24 | 0
[25 empty] | 2007-01-25 | 0
[25 empty] | 2007-01-26 | 0
[25 empty] | 2007-01-27 | 0
[25 empty] | 2007-01-28 | 0
[25 empty] | 2007-01-29 | 0
[25 empty] | 2007-01-30 | 0
[25 empty] | 2007-01-31 | 0
[25 empty] | 2007-02-01 | 0
[25 empty] | 2007-02-02 | 0
[25 empty] | 2007-02-03 | 0
[25 empty] | 2007-02-04 | 0
[25 empty] | 2007-02-05 | 0
[25 empty] | 2007-02-06 | 0
[25 empty] | 2007-02-07 | 0
[25 empty] | 2007-02-08 | 0
[25 empty] | 2007-02-09 | 0
[25 empty] | 2007-02-10 | 0
[25 empty] | 2007-02-11 | 0
[25 empty] | 2007-02-12 | 0
[25 empty] | 2007-02-13 | 0
[25 empty] | 2007-02-14 | 0
[25 empty] | 2007-02-15 | 0
[25 empty] | 2007-02-16 | 0
[25 empty] | 2007-02-17 | 0
[25 empty] | 2007-02-18 | 0
[25 empty] | 2007-02-19 | 0
[25 empty] | 2007-02-20 | 0
[25 empty] | 2007-02-21 | 0
[25 empty] | 2007-02-22 | 0
[25 empty] | 2007-02-23 | 0
[25 empty] | 2007-02-24 | 0
[25 empty] | 2007-02-25 | 0
[25 empty] | 2007-02-26 | 0
[25 empty] | 2007-02-27 | 0
[25 empty] | 2007-02-28 | 0
[25 empty] | 2007-03-01 | 0
[25 empty] | 2007-03-02 | 0
[25 empty] | 2007-03-03 | 0
[25 empty] | 2007-03-04 | 0
[25 empty] | 2007-03-05 | 0
[25 empty] | 2007-03-06 | 0
[25 empty] | 2007-03-07 | 0
[25 empty] | 2007-03-08 | 0
[25 empty] | 2007-03-09 | 0
[25 empty] | 2007-03-10 | 0
[25 empty] | 2007-03-11 | 0
[25 empty] | 2007-03-12 | 0
[25 empty] | 2007-03-13 | 0
[25 empty] | 2007-03-14 | 0
[25 empty] | 2007-03-15 | 0
[25 empty] | 2007-03-16 | 0
[25 empty] | 2007-03-17 | 0
[25 empty] | 2007-03-18 | 0
[25 empty] | 2007-03-19 | 0
[25 empty] | 2007-03-20 | 0
[25 empty] | 2007-03-21 | 0
[25 empty] | 2007-03-22 | 0
[25 empty] | 2007-03-23 | 0
[25 empty] | 2007-03-24 | 0
[25 empty] | 2007-03-25 | 0
[25 empty] | 2007-03-26 | 0
[25 empty] | 2007-03-27 | 0
[25 empty] | 2007-03-28 | 0
[25 empty] | 2007-03-29 | 0
[25 empty] | 2007-03-30 | 0
[25 empty] | 2007-03-31 | 0
[25 empty] | 2007-04-01 | 0
[25 empty] | 2007-04-02 | 0
[25 empty] | 2007-04-03 | 207.95
[25 empty] | 2007-04-04 | 207.95
[25 empty] | 2007-04-05 | 207.95
[25 empty] | 2007-04-06 | 207.95
[25 empty] | 2007-04-07 | 207.95
[25 empty] | 2007-04-08 | 207.95
[25 empty] | 2007-04-09 | 207.95
[25 empty] | 2007-04-10 | 207.95
[25 empty] | 2007-04-11 | 207.95
[25 empty] | 2007-04-12 | 207.95
[25 empty] | 2007-04-13 | 0
[25 empty] | 2007-04-14 | 0
[25 empty] | 2007-04-15 | 0
[25 empty] | 2007-04-16 | 0
[25 empty] | 2007-04-17 | 0
[25 empty] | 2007-04-18 | 0
[25 empty] | 2007-04-19 | 0
[25 empty] | 2007-04-20 | 0
[25 empty] | 2007-04-21 | 0
[25 empty] | 2007-04-22 | 0
[25 empty] | 2007-04-23 | 0
[25 empty] | 2007-04-24 | 0
[25 empty] | 2007-04-25 | 0
[25 empty] | 2007-04-26 | 0
[25 empty] | 2007-04-27 | 0
[25 empty] | 2007-04-28 | 0
[25 empty] | 2007-04-29 | 0
[25 empty] | 2007-04-30 | 0
[25 empty] | 2007-05-01 | 0
[25 empty] | 2007-05-02 | 0
[25 empty] | 2007-05-03 | 0
[25 empty] | 2007-05-04 | 0
[25 empty] | 2007-05-05 | 0
[25 empty] | 2007-05-06 | 0
[25 empty] | 2007-05-07 | 0
[25 empty] | 2007-05-08 | 236.02
[25 empty] | 2007-05-09 | 236.02
[25 empty] | 2007-05-10 | 241.84
[25 empty] | 2007-05-11 | 241.68
[25 empty] | 2007-05-12 | 241.68
[25 empty] | 2007-05-13 | 241.68
[25 empty] | 2007-05-14 | 241.68
[25 empty] | 2007-05-15 | 0
[25 empty] | 2007-05-16 | 0
[25 empty] | 2007-05-17 | 0
[25 empty] | 2007-05-18 | 21.355
[25 empty] | 2007-05-19 | 21.355
[25 empty] | 2007-05-20 | 21.355
[25 empty] | 2007-05-21 | 21.355
[25 empty] | 2007-05-22 | 21.355
[25 empty] | 2007-05-23 | 109.05
[25 empty] | 2007-05-24 | 109.05
[25 empty] | 2007-05-25 | 0
[25 empty] | 2007-05-26 | 0
[25 empty] | 2007-05-27 | 0
[25 empty] | 2007-05-28 | 0
[25 empty] | 2007-05-29 | 4.5432
[25 empty] | 2007-05-30 | 4.5432
[25 empty] | 2007-05-31 | 4.5432
[25 empty] | 2007-06-01 | 101.66
[25 empty] | 2007-06-02 | 101.66
[25 empty] | 2007-06-03 | 101.66
[25 empty] | 2007-06-04 | 101.66
[25 empty] | 2007-06-05 | 11.359
[25 empty] | 2007-06-06 | 11.359
[25 empty] | 2007-06-07 | 11.359
[25 empty] | 2007-06-08 | 11.359
[25 empty] | 2007-06-09 | 11.359
[25 empty] | 2007-06-10 | 11.359
[25 empty] | 2007-06-11 | 11.359
[25 empty] | 2007-06-12 | 15.902
[25 empty] | 2007-06-13 | 15.902
[25 empty] | 2007-06-14 | 15.902
[25 empty] | 2007-06-15 | 24.99
[25 empty] | 2007-06-16 | 24.99
[25 empty] | 2007-06-17 | 24.99
[25 empty] | 2007-06-18 | 24.99
[25 empty] | 2007-06-19 | 0.75733
[25 empty] | 2007-06-20 | 0.75733
[25 empty] | 2007-06-21 | 0.75733
[25 empty] | 2007-06-22 | 0
[25 empty] | 2007-06-23 | 0
[25 empty] | 2007-06-24 | 0
[25 empty] | 2007-06-25 | 0
[25 empty] | 2007-06-26 | 22.718
[25 empty] | 2007-06-27 | 22.718
[25 empty] | 2007-06-28 | 22.718
[25 empty] | 2007-06-29 | 28.624
[25 empty] | 2007-06-30 | 28.624
[25 empty] | 2007-07-01 | 28.624
[25 empty] | 2007-07-02 | 28.624
[25 empty] | 2007-07-03 | 28.624
[25 empty] | 2007-07-04 | 0
[25 empty] | 2007-07-05 | 0
[25 empty] | 2007-07-06 | 0
[25 empty] | 2007-07-07 | 0
[25 empty] | 2007-07-08 | 0
[25 empty] | 2007-07-09 | 0
[25 empty] | 2007-07-10 | 34.834
[25 empty] | 2007-07-11 | 34.834
[25 empty] | 2007-07-12 | 34.834
[25 empty] | 2007-07-13 | 12.008
[25 empty] | 2007-07-14 | 12.008
[25 empty] | 2007-07-15 | 12.008
[25 empty] | 2007-07-16 | 12.008
[25 empty] | 2007-07-17 | 12.008
[25 empty] | 2007-07-18 | 12.008
[25 empty] | 2007-07-19 | 12.008
[25 empty] | 2007-07-20 | 23.042
[25 empty] | 2007-07-21 | 23.042
[25 empty] | 2007-07-22 | 23.042
[25 empty] | 2007-07-23 | 23.042
[25 empty] | 2007-07-24 | 23.042
[25 empty] | 2007-07-25 | 23.042
[25 empty] | 2007-07-26 | 23.042
[25 empty] | 2007-07-27 | 27.262
[25 empty] | 2007-07-28 | 27.262
[25 empty] | 2007-07-29 | 27.262
[25 empty] | 2007-07-30 | 27.262
[25 empty] | 2007-07-31 | 27.262
[25 empty] | 2007-08-01 | 27.262
[25 empty] | 2007-08-02 | 27.262
[25 empty] | 2007-08-03 | 19.797
[25 empty] | 2007-08-04 | 19.797
[25 empty] | 2007-08-05 | 19.797
[25 empty] | 2007-08-06 | 19.797
[25 empty] | 2007-08-07 | 19.797
[25 empty] | 2007-08-08 | 19.797
[25 empty] | 2007-08-09 | 19.797
[25 empty] | 2007-08-10 | 56.146
[25 empty] | 2007-08-11 | 56.146
[25 empty] | 2007-08-12 | 56.146
[25 empty] | 2007-08-13 | 56.146
[25 empty] | 2007-08-14 | 56.146
[25 empty] | 2007-08-15 | 56.146
[25 empty] | 2007-08-16 | 56.146
[25 empty] | 2007-08-17 | 93.793
[25 empty] | 2007-08-18 | 93.793
[25 empty] | 2007-08-19 | 93.793
[25 empty] | 2007-08-20 | 93.793
[25 empty] | 2007-08-21 | 93.793
[25 empty] | 2007-08-22 | 93.793
[25 empty] | 2007-08-23 | 93.793
[25 empty] | 2007-08-24 | 15.253
[25 empty] | 2007-08-25 | 15.253
[25 empty] | 2007-08-26 | 15.253
[25 empty] | 2007-08-27 | 15.253
[25 empty] | 2007-08-28 | 15.253
[25 empty] | 2007-08-29 | 15.253
[25 empty] | 2007-08-30 | 15.253
[25 empty] | 2007-08-31 | 4.2191
[25 empty] | 2007-09-01 | 4.2191
[25 empty] | 2007-09-02 | 4.2191
[25 empty] | 2007-09-03 | 4.2191
[25 empty] | 2007-09-04 | 4.2191
[25 empty] | 2007-09-05 | 4.2191
[25 empty] | 2007-09-06 | 4.2191
[25 empty] | 2007-09-07 | 0
[25 empty] | 2007-09-08 | 0
[25 empty] | 2007-09-09 | 0
[25 empty] | 2007-09-10 | 0
[25 empty] | 2007-09-11 | 0
[25 empty] | 2007-09-12 | 254.34
[25 empty] | 2007-09-13 | 142.64
[25 empty] | 2007-09-14 | 156.9
[25 empty] | 2007-09-15 | 156.9
[25 empty] | 2007-09-16 | 156.9
[25 empty] | 2007-09-17 | 156.9
[25 empty] | 2007-09-18 | 0
[25 empty] | 2007-09-19 | 0
[25 empty] | 2007-09-20 | 0
[25 empty] | 2007-09-21 | 0
[25 empty] | 2007-09-22 | 0
[25 empty] | 2007-09-23 | 0
[25 empty] | 2007-09-24 | 0
[25 empty] | 2007-09-25 | 0
[25 empty] | 2007-09-26 | 0
[25 empty] | 2007-09-27 | 0
[25 empty] | 2007-09-28 | 0
[25 empty] | 2007-09-29 | 0
[25 empty] | 2007-09-30 | 0
[25 empty] | 2007-10-01 | 0
[25 empty] | 2007-10-02 | 0
[25 empty] | 2007-10-03 | 0
[25 empty] | 2007-10-04 | 0
[25 empty] | 2007-10-05 | 0
[25 empty] | 2007-10-06 | 0
[25 empty] | 2007-10-07 | 0
[25 empty] | 2007-10-08 | 0
[25 empty] | 2007-10-09 | 0
[25 empty] | 2007-10-10 | 0
[25 empty] | 2007-10-11 | 0
[25 empty] | 2007-10-12 | 0
[25 empty] | 2007-10-13 | 0
[25 empty] | 2007-10-14 | 0
[25 empty] | 2007-10-15 | 0
[25 empty] | 2007-10-16 | 0
[25 empty] | 2007-10-17 | 0
[25 empty] | 2007-10-18 | 0
[25 empty] | 2007-10-19 | 0
[25 empty] | 2007-10-20 | 0
[25 empty] | 2007-10-21 | 0
[25 empty] | 2007-10-22 | 0
[25 empty] | 2007-10-23 | 168.11
[25 empty] | 2007-10-24 | 168.11
[25 empty] | 2007-10-25 | 168.11
[25 empty] | 2007-10-26 | 126.61
[25 empty] | 2007-10-27 | 126.61
[25 empty] | 2007-10-28 | 126.61
[25 empty] | 2007-10-29 | 126.61
[25 empty] | 2007-10-30 | 0
[25 empty] | 2007-10-31 | 0
[25 empty] | 2007-11-01 | 0
[25 empty] | 2007-11-02 | 0
[25 empty] | 2007-11-03 | 0
[25 empty] | 2007-11-04 | 0
[25 empty] | 2007-11-05 | 0
[25 empty] | 2007-11-06 | 0
[25 empty] | 2007-11-07 | 0
[25 empty] | 2007-11-08 | 0
[25 empty] | 2007-11-09 | 0
[25 empty] | 2007-11-10 | 0
[25 empty] | 2007-11-11 | 0
[25 empty] | 2007-11-12 | 0
[25 empty] | 2007-11-13 | 0
[25 empty] | 2007-11-14 | 0
[25 empty] | 2007-11-15 | 0
[25 empty] | 2007-11-16 | 0
[25 empty] | 2007-11-17 | 0
[25 empty] | 2007-11-18 | 0
[25 empty] | 2007-11-19 | 0
[25 empty] | 2007-11-20 | 0
[25 empty] | 2007-11-21 | 0
[25 empty] | 2007-11-22 | 0
[25 empty] | 2007-11-23 | 0
[25 empty] | 2007-11-24 | 0
[25 empty] | 2007-11-25 | 0
[25 empty] | 2007-11-26 | 0
[25 empty] | 2007-11-27 | 0
[25 empty] | 2007-11-28 | 0
[25 empty] | 2007-11-29 | 0
[25 empty] | 2007-11-30 | 0
[25 empty] | 2007-12-01 | 0
[25 empty] | 2007-12-02 | 0
[25 empty] | 2007-12-03 | 0
[25 empty] | 2007-12-04 | 0
[25 empty] | 2007-12-05 | 0
[25 empty] | 2007-12-06 | 0
[25 empty] | 2007-12-07 | 0
[25 empty] | 2007-12-08 | 0
[25 empty] | 2007-12-09 | 0
[25 empty] | 2007-12-10 | 0
[25 empty] | 2007-12-11 | 0
[25 empty] | 2007-12-12 | 0
[25 empty] | 2007-12-13 | 0
[25 empty] | 2007-12-14 | 0
[25 empty] | 2007-12-15 | 0
[25 empty] | 2007-12-16 | 0
[25 empty] | 2007-12-17 | 0
[25 empty] | 2007-12-18 | 0
[25 empty] | 2007-12-19 | 0
[25 empty] | 2007-12-20 | 0
[25 empty] | 2007-12-21 | 0
[25 empty] | 2007-12-22 | 0
[25 empty] | 2007-12-23 | 0
[25 empty] | 2007-12-24 | 0
[25 empty] | 2007-12-25 | 0
[25 empty] | 2007-12-26 | 0
[25 empty] | 2007-12-27 | 0
[25 empty] | 2007-12-28 | 0
[25 empty] | 2007-12-29 | 0
[25 empty] | 2007-12-30 | 0
[25 empty] | 2007-12-31 | 0
[25 empty] | 2008-01-01 | 0
[25 empty] | 2008-01-02 | 0
[25 empty] | 2008-01-03 | 0
[25 empty] | 2008-01-04 | 0
[25 empty] | 2008-01-05 | 0
[25 empty] | 2008-01-06 | 0
[25 empty] | 2008-01-07 | 0
[25 empty] | 2008-01-08 | 0
[25 empty] | 2008-01-09 | 0
[25 empty] | 2008-01-10 | 0
[25 empty] | 2008-01-11 | 0
[25 empty] | 2008-01-12 | 0
[25 empty] | 2008-01-13 | 0
[25 empty] | 2008-01-14 | 0
[25 empty] | 2008-01-15 | 0
[25 empty] | 2008-01-16 | 0
[25 empty] | 2008-01-17 | 0
[25 empty] | 2008-01-18 | 0
[25 empty] | 2008-01-19 | 0
[25 empty] | 2008-01-20 | 0
[25 empty] | 2008-01-21 | 0
[25 empty] | 2008-01-22 | 0
[25 empty] | 2008-01-23 | 0
[25 empty] | 2008-01-24 | 0
[25 empty] | 2008-01-25 | 0
[25 empty] | 2008-01-26 | 0
[25 empty] | 2008-01-27 | 0
[25 empty] | 2008-01-28 | 0
[25 empty] | 2008-01-29 | 0
[25 empty] | 2008-01-30 | 0
[25 empty] | 2008-01-31 | 0
[25 empty] | 2008-02-01 | 0
[25 empty] | 2008-02-02 | 0
[25 empty] | 2008-02-03 | 0
[25 empty] | 2008-02-04 | 0
[25 empty] | 2008-02-05 | 0
[25 empty] | 2008-02-06 | 0
[25 empty] | 2008-02-07 | 0
[25 empty] | 2008-02-08 | 0
[25 empty] | 2008-02-09 | 0
[25 empty] | 2008-02-10 | 0
[25 empty] | 2008-02-11 | 0
[25 empty] | 2008-02-12 | 0
[25 empty] | 2008-02-13 | 0
[25 empty] | 2008-02-14 | 0
[25 empty] | 2008-02-15 | 0
[25 empty] | 2008-02-16 | 0
[25 empty] | 2008-02-17 | 0
[25 empty] | 2008-02-18 | 0
[25 empty] | 2008-02-19 | 0
[25 empty] | 2008-02-20 | 0
[25 empty] | 2008-02-21 | 0
[25 empty] | 2008-02-22 | 0
[25 empty] | 2008-02-23 | 0
[25 empty] | 2008-02-24 | 0
[25 empty] | 2008-02-25 | 0
[25 empty] | 2008-02-26 | 0
[25 empty] | 2008-02-27 | 0
[25 empty] | 2008-02-28 | 0
[25 empty] | 2008-02-29 | 0
[25 empty] | 2008-03-01 | 0
[25 empty] | 2008-03-02 | 0
[25 empty] | 2008-03-03 | 0
[25 empty] | 2008-03-04 | 0
[25 empty] | 2008-03-05 | 0
[25 empty] | 2008-03-06 | 0
[25 empty] | 2008-03-07 | 0
[25 empty] | 2008-03-08 | 0
[25 empty] | 2008-03-09 | 0
[25 empty] | 2008-03-10 | 0
[25 empty] | 2008-03-11 | 0
[25 empty] | 2008-03-12 | 0
[25 empty] | 2008-03-13 | 0
[25 empty] | 2008-03-14 | 0
[25 empty] | 2008-03-15 | 0
[25 empty] | 2008-03-16 | 0
[25 empty] | 2008-03-17 | 0
[25 empty] | 2008-03-18 | 0
[25 empty] | 2008-03-19 | 0
[25 empty] | 2008-03-20 | 0
[25 empty] | 2008-03-21 | 0
[25 empty] | 2008-03-22 | 0
[25 empty] | 2008-03-23 | 0
[25 empty] | 2008-03-24 | 0
[25 empty] | 2008-03-25 | 0
[25 empty] | 2008-03-26 | 0
[25 empty] | 2008-03-27 | 0
[25 empty] | 2008-03-28 | 0
[25 empty] | 2008-03-29 | 0
[25 empty] | 2008-03-30 | 0
[25 empty] | 2008-03-31 | 0
[25 empty] | 2008-04-01 | 0
[25 empty] | 2008-04-02 | 0
[25 empty] | 2008-04-03 | 0
[25 empty] | 2008-04-04 | 0
[25 empty] | 2008-04-05 | 0
[25 empty] | 2008-04-06 | 0
[25 empty] | 2008-04-07 | 0
[25 empty] | 2008-04-08 | 0
[25 empty] | 2008-04-09 | 0
[25 empty] | 2008-04-10 | 0
[25 empty] | 2008-04-11 | 191.25
[25 empty] | 2008-04-12 | 191.25
[25 empty] | 2008-04-13 | 191.25
[25 empty] | 2008-04-14 | 191.25
[25 empty] | 2008-04-15 | 101.32
[25 empty] | 2008-04-16 | 101.32
[25 empty] | 2008-04-17 | 101.32
[25 empty] | 2008-04-18 | 101.32
[25 empty] | 2008-04-19 | 101.32
[25 empty] | 2008-04-20 | 101.32
[25 empty] | 2008-04-21 | 101.32
[25 empty] | 2008-04-22 | 175.95
[25 empty] | 2008-04-23 | 175.95
[25 empty] | 2008-04-24 | 175.95
[25 empty] | 2008-04-25 | 86.038
[25 empty] | 2008-04-26 | 86.038
[25 empty] | 2008-04-27 | 86.038
[25 empty] | 2008-04-28 | 86.038
[25 empty] | 2008-04-29 | 0
[25 empty] | 2008-04-30 | 0
[25 empty] | 2008-05-01 | 0
[25 empty] | 2008-05-02 | 0
[25 empty] | 2008-05-03 | 0
[25 empty] | 2008-05-04 | 0
[25 empty] | 2008-05-05 | 0
[25 empty] | 2008-05-06 | 0
[25 empty] | 2008-05-07 | 44.183
[25 empty] | 2008-05-08 | 44.181
[25 empty] | 2008-05-09 | 23.254
[25 empty] | 2008-05-10 | 23.254
[25 empty] | 2008-05-11 | 23.254
[25 empty] | 2008-05-12 | 23.254
[25 empty] | 2008-05-13 | 6.3947
[25 empty] | 2008-05-14 | 6.3947
[25 empty] | 2008-05-15 | 6.3947
[25 empty] | 2008-05-16 | 6.3947
[25 empty] | 2008-05-17 | 6.3947
[25 empty] | 2008-05-18 | 6.3947
[25 empty] | 2008-05-19 | 6.3947
[25 empty] | 2008-05-20 | 6.3947
[25 empty] | 2008-05-21 | 11.628
[25 empty] | 2008-05-22 | 6.9745
[25 empty] | 2008-05-23 | 32.555
[25 empty] | 2008-05-24 | 32.555
[25 empty] | 2008-05-25 | 32.555
[25 empty] | 2008-05-26 | 32.555
[25 empty] | 2008-05-27 | 25.579
[25 empty] | 2008-05-28 | 25.579
[25 empty] | 2008-05-29 | 1.3954
[25 empty] | 2008-05-30 | 1.3954
[25 empty] | 2008-05-31 | 1.3954
[25 empty] | 2008-06-01 | 1.3954
[25 empty] | 2008-06-02 | 1.3954
[25 empty] | 2008-06-03 | 67.435
[25 empty] | 2008-06-04 | 67.435
[25 empty] | 2008-06-05 | 67.435
[25 empty] | 2008-06-06 | 72.655
[25 empty] | 2008-06-07 | 72.655
[25 empty] | 2008-06-08 | 72.655
[25 empty] | 2008-06-09 | 72.655
[25 empty] | 2008-06-10 | 72.655
[25 empty] | 2008-06-11 | 72.655
[25 empty] | 2008-06-12 | 27.586
[25 empty] | 2008-06-13 | 27.586
[25 empty] | 2008-06-14 | 27.586
[25 empty] | 2008-06-15 | 27.586
[25 empty] | 2008-06-16 | 27.586
[25 empty] | 2008-06-17 | 27.586
[25 empty] | 2008-06-18 | 27.586
[25 empty] | 2008-06-19 | 93.144
[25 empty] | 2008-06-20 | 93.144
[25 empty] | 2008-06-21 | 93.144
[25 empty] | 2008-06-22 | 93.144
[25 empty] | 2008-06-23 | 93.144
[25 empty] | 2008-06-24 | 109.05
[25 empty] | 2008-06-25 | 101.09
[25 empty] | 2008-06-26 | 101.09
[25 empty] | 2008-06-27 | 105.26
[25 empty] | 2008-06-28 | 105.26
[25 empty] | 2008-06-29 | 105.26
[25 empty] | 2008-06-30 | 105.26
[25 empty] | 2008-07-01 | 105.26
[25 empty] | 2008-07-02 | 105.26
[25 empty] | 2008-07-03 | 70.427
[25 empty] | 2008-07-04 | 10.223
[25 empty] | 2008-07-05 | 10.223
[25 empty] | 2008-07-06 | 10.223
[25 empty] | 2008-07-07 | 10.223
[25 empty] | 2008-07-08 | 0
[25 empty] | 2008-07-09 | 0
[25 empty] | 2008-07-10 | 0
[25 empty] | 2008-07-11 | 0
[25 empty] | 2008-07-12 | 0
[25 empty] | 2008-07-13 | 0
[25 empty] | 2008-07-14 | 0
[25 empty] | 2008-07-15 | 0
[25 empty] | 2008-07-16 | 0
[25 empty] | 2008-07-17 | 0
[25 empty] | 2008-07-18 | 2.2718
[25 empty] | 2008-07-19 | 2.2718
[25 empty] | 2008-07-20 | 2.2718
[25 empty] | 2008-07-21 | 2.2718
[25 empty] | 2008-07-22 | 2.2718
[25 empty] | 2008-07-23 | 2.2718
[25 empty] | 2008-07-24 | 2.2718
[25 empty] | 2008-07-25 | 22.177
[25 empty] | 2008-07-26 | 22.177
[25 empty] | 2008-07-27 | 22.177
[25 empty] | 2008-07-28 | 22.177
[25 empty] | 2008-07-29 | 22.177
[25 empty] | 2008-07-30 | 22.177
[25 empty] | 2008-07-31 | 22.177
[25 empty] | 2008-08-01 | 22.177
[25 empty] | 2008-08-02 | 22.177
[25 empty] | 2008-08-03 | 22.177
[25 empty] | 2008-08-04 | 22.177
[25 empty] | 2008-08-05 | 22.177
[25 empty] | 2008-08-06 | 22.177
[25 empty] | 2008-08-07 | 22.177
[25 empty] | 2008-08-08 | 22.177
[25 empty] | 2008-08-09 | 22.177
[25 empty] | 2008-08-10 | 22.177
[25 empty] | 2008-08-11 | 22.177
[25 empty] | 2008-08-12 | 22.177
[25 empty] | 2008-08-13 | 22.177
[25 empty] | 2008-08-14 | 22.177
[25 empty] | 2008-08-15 | 0
[25 empty] | 2008-08-16 | 0
[25 empty] | 2008-08-17 | 0
[25 empty] | 2008-08-18 | 0
[25 empty] | 2008-08-19 | 0
[25 empty] | 2008-08-20 | 0
[25 empty] | 2008-08-21 | 0
[25 empty] | 2008-08-22 | 0
[25 empty] | 2008-08-23 | 0
[25 empty] | 2008-08-24 | 0
[25 empty] | 2008-08-25 | 0
[25 empty] | 2008-08-26 | 0
[25 empty] | 2008-08-27 | 0
[25 empty] | 2008-08-28 | 0
[25 empty] | 2008-08-29 | 0
[25 empty] | 2008-08-30 | 0
[25 empty] | 2008-08-31 | 0
[25 empty] | 2008-09-01 | 0
[25 empty] | 2008-09-02 | 0
[25 empty] | 2008-09-03 | 0
[25 empty] | 2008-09-04 | 0
[25 empty] | 2008-09-05 | 0
[25 empty] | 2008-09-06 | 0
[25 empty] | 2008-09-07 | 0
[25 empty] | 2008-09-08 | 0
[25 empty] | 2008-09-09 | 0
[25 empty] | 2008-09-10 | 0
[25 empty] | 2008-09-11 | 0
[25 empty] | 2008-09-12 | 0
[25 empty] | 2008-09-13 | 0
[25 empty] | 2008-09-14 | 0
[25 empty] | 2008-09-15 | 0
[25 empty] | 2008-09-16 | 0
[25 empty] | 2008-09-17 | 0
[25 empty] | 2008-09-18 | 0
[25 empty] | 2008-09-19 | 31.805
[25 empty] | 2008-09-20 | 31.805
[25 empty] | 2008-09-21 | 31.805
[25 empty] | 2008-09-22 | 31.805
[25 empty] | 2008-09-23 | 59.067
[25 empty] | 2008-09-24 | 59.067
[25 empty] | 2008-09-25 | 59.067
[25 empty] | 2008-09-26 | 57.931
[25 empty] | 2008-09-27 | 57.931
[25 empty] | 2008-09-28 | 57.931
[25 empty] | 2008-09-29 | 57.931
[25 empty] | 2008-09-30 | 132.52
[25 empty] | 2008-10-01 | 132.52
[25 empty] | 2008-10-02 | 132.52
[25 empty] | 2008-10-03 | 104.5
[25 empty] | 2008-10-04 | 104.5
[25 empty] | 2008-10-05 | 104.5
[25 empty] | 2008-10-06 | 104.5
[25 empty] | 2008-10-07 | 28.776
[25 empty] | 2008-10-08 | 28.776
[25 empty] | 2008-10-09 | 28.776
[25 empty] | 2008-10-10 | 200.69
[25 empty] | 2008-10-11 | 200.69
[25 empty] | 2008-10-12 | 200.69
[25 empty] | 2008-10-13 | 200.69
[25 empty] | 2008-10-14 | 200.69
[25 empty] | 2008-10-15 | 200.69
[25 empty] | 2008-10-16 | 200.69
[25 empty] | 2008-10-17 | 84.119
[25 empty] | 2008-10-18 | 84.119
[25 empty] | 2008-10-19 | 84.119
[25 empty] | 2008-10-20 | 84.119
[25 empty] | 2008-10-21 | 84.119
[25 empty] | 2008-10-22 | 84.119
[25 empty] | 2008-10-23 | 0
[25 empty] | 2008-10-24 | 0
[25 empty] | 2008-10-25 | 0
[25 empty] | 2008-10-26 | 0
[25 empty] | 2008-10-27 | 0
[25 empty] | 2008-10-28 | 0
[25 empty] | 2008-10-29 | 0
[25 empty] | 2008-10-30 | 0
[25 empty] | 2008-10-31 | 0
[25 empty] | 2008-11-01 | 0
[25 empty] | 2008-11-02 | 0
[25 empty] | 2008-11-03 | 0
[25 empty] | 2008-11-04 | 0
[25 empty] | 2008-11-05 | 0
[25 empty] | 2008-11-06 | 0
[25 empty] | 2008-11-07 | 0
[25 empty] | 2008-11-08 | 0
[25 empty] | 2008-11-09 | 0
[25 empty] | 2008-11-10 | 0
[25 empty] | 2008-11-11 | 0
[25 empty] | 2008-11-12 | 0
[25 empty] | 2008-11-13 | 0
[25 empty] | 2008-11-14 | 0
[25 empty] | 2008-11-15 | 0
[25 empty] | 2008-11-16 | 0
[25 empty] | 2008-11-17 | 0
[25 empty] | 2008-11-18 | 0
[25 empty] | 2008-11-19 | 0
[25 empty] | 2008-11-20 | 0
[25 empty] | 2008-11-21 | 0
[25 empty] | 2008-11-22 | 0
[25 empty] | 2008-11-23 | 0
[25 empty] | 2008-11-24 | 0
[25 empty] | 2008-11-25 | 0
[25 empty] | 2008-11-26 | 0
[25 empty] | 2008-11-27 | 0
[25 empty] | 2008-11-28 | 0
[25 empty] | 2008-11-29 | 0
[25 empty] | 2008-11-30 | 0
[25 empty] | 2008-12-01 | 0
[25 empty] | 2008-12-02 | 0
[25 empty] | 2008-12-03 | 0
[25 empty] | 2008-12-04 | 0
[25 empty] | 2008-12-05 | 0
[25 empty] | 2008-12-06 | 0
[25 empty] | 2008-12-07 | 0
[25 empty] | 2008-12-08 | 0
[25 empty] | 2008-12-09 | 0
[25 empty] | 2008-12-10 | 0
[25 empty] | 2008-12-11 | 0
[25 empty] | 2008-12-12 | 0
[25 empty] | 2008-12-13 | 0
[25 empty] | 2008-12-14 | 0
[25 empty] | 2008-12-15 | 0
[25 empty] | 2008-12-16 | 0
[25 empty] | 2008-12-17 | 0
[25 empty] | 2008-12-18 | 0
[25 empty] | 2008-12-19 | 0
[25 empty] | 2008-12-20 | 0
[25 empty] | 2008-12-21 | 0
[25 empty] | 2008-12-22 | 0
[25 empty] | 2008-12-23 | 0
[25 empty] | 2008-12-24 | 0
[25 empty] | 2008-12-25 | 0
[25 empty] | 2008-12-26 | 0
[25 empty] | 2008-12-27 | 0
[25 empty] | 2008-12-28 | 0
[25 empty] | 2008-12-29 | 0
[25 empty] | 2008-12-30 | 0
[25 empty] | 2008-12-31 | 0
[25 empty] | 2009-01-01 | 0
[25 empty] | 2009-01-02 | 0
[25 empty] | 2009-01-03 | 0
[25 empty] | 2009-01-04 | 0
[25 empty] | 2009-01-05 | 0
[25 empty] | 2009-01-06 | 0
[25 empty] | 2009-01-07 | 0
[25 empty] | 2009-01-08 | 0
[25 empty] | 2009-01-09 | 0
[25 empty] | 2009-01-10 | 0
[25 empty] | 2009-01-11 | 0
[25 empty] | 2009-01-12 | 0
[25 empty] | 2009-01-13 | 0
[25 empty] | 2009-01-14 | 0
[25 empty] | 2009-01-15 | 0
[25 empty] | 2009-01-16 | 0
[25 empty] | 2009-01-17 | 0
[25 empty] | 2009-01-18 | 0
[25 empty] | 2009-01-19 | 0
[25 empty] | 2009-01-20 | 0
[25 empty] | 2009-01-21 | 0
[25 empty] | 2009-01-22 | 0
[25 empty] | 2009-01-23 | 0
[25 empty] | 2009-01-24 | 0
[25 empty] | 2009-01-25 | 0
[25 empty] | 2009-01-26 | 0
[25 empty] | 2009-01-27 | 0
[25 empty] | 2009-01-28 | 0
[25 empty] | 2009-01-29 | 0
[25 empty] | 2009-01-30 | 0
[25 empty] | 2009-01-31 | 0
[25 empty] | 2009-02-01 | 0
[25 empty] | 2009-02-02 | 0
[25 empty] | 2009-02-03 | 0
[25 empty] | 2009-02-04 | 0
[25 empty] | 2009-02-05 | 0
[25 empty] | 2009-02-06 | 0
[25 empty] | 2009-02-07 | 0
[25 empty] | 2009-02-08 | 0
[25 empty] | 2009-02-09 | 0
[25 empty] | 2009-02-10 | 0
[25 empty] | 2009-02-11 | 0
[25 empty] | 2009-02-12 | 0
[25 empty] | 2009-02-13 | 0
[25 empty] | 2009-02-14 | 0
[25 empty] | 2009-02-15 | 0
[25 empty] | 2009-02-16 | 0
[25 empty] | 2009-02-17 | 0
[25 empty] | 2009-02-18 | 0
[25 empty] | 2009-02-19 | 0
[25 empty] | 2009-02-20 | 0
[25 empty] | 2009-02-21 | 0
[25 empty] | 2009-02-22 | 0
[25 empty] | 2009-02-23 | 0
[25 empty] | 2009-02-24 | 0
[25 empty] | 2009-02-25 | 0
[25 empty] | 2009-02-26 | 0
[25 empty] | 2009-02-27 | 0
[25 empty] | 2009-02-28 | 0
[25 empty] | 2009-03-01 | 0
[25 empty] | 2009-03-02 | 0
[25 empty] | 2009-03-03 | 0
[25 empty] | 2009-03-04 | 0
[25 empty] | 2009-03-05 | 0
[25 empty] | 2009-03-06 | 0
[25 empty] | 2009-03-07 | 0
[25 empty] | 2009-03-08 | 0
[25 empty] | 2009-03-09 | 0
[25 empty] | 2009-03-10 | 0
[25 empty] | 2009-03-11 | 0
[25 empty] | 2009-03-12 | 0
[25 empty] | 2009-03-13 | 0
[25 empty] | 2009-03-14 | 0
[25 empty] | 2009-03-15 | 0
[25 empty] | 2009-03-16 | 0
[25 empty] | 2009-03-17 | 0
[25 empty] | 2009-03-18 | 0
[25 empty] | 2009-03-19 | 0
[25 empty] | 2009-03-20 | 0
[25 empty] | 2009-03-21 | 0
[25 empty] | 2009-03-22 | 0
[25 empty] | 2009-03-23 | 0
[25 empty] | 2009-03-24 | 0
[25 empty] | 2009-03-25 | 31.78
[25 empty] | 2009-03-26 | 31.78
[25 empty] | 2009-03-27 | 31.78
[25 empty] | 2009-03-28 | 167.42
[25 empty] | 2009-03-29 | 148.82
[25 empty] | 2009-03-30 | 148.82
[25 empty] | 2009-03-31 | 176.73
[25 empty] | 2009-04-01 | 176.73
[25 empty] | 2009-04-02 | 176.73
[25 empty] | 2009-04-03 | 248.59
[25 empty] | 2009-04-04 | 248.59
[25 empty] | 2009-04-05 | 248.59
[25 empty] | 2009-04-06 | 248.59
[25 empty] | 2009-04-07 | 230.59
[25 empty] | 2009-04-08 | 230.59
[25 empty] | 2009-04-09 | 259.89
[25 empty] | 2009-04-10 | 259.89
[25 empty] | 2009-04-11 | 259.89
[25 empty] | 2009-04-12 | 259.89
[25 empty] | 2009-04-13 | 259.89
[25 empty] | 2009-04-14 | 311.46
[25 empty] | 2009-04-15 | 311.46
[25 empty] | 2009-04-16 | 311.46
[25 empty] | 2009-04-17 | 15.361
[25 empty] | 2009-04-18 | 15.361
[25 empty] | 2009-04-19 | 15.361
[25 empty] | 2009-04-20 | 15.361
[25 empty] | 2009-04-21 | 167.51
[25 empty] | 2009-04-22 | 167.51
[25 empty] | 2009-04-23 | 167.51
[25 empty] | 2009-04-24 | 117.4
[25 empty] | 2009-04-25 | 117.4
[25 empty] | 2009-04-26 | 117.4
[25 empty] | 2009-04-27 | 117.4
[25 empty] | 2009-04-28 | 83.388
[25 empty] | 2009-04-29 | 83.388
[25 empty] | 2009-04-30 | 83.388
[25 empty] | 2009-05-01 | 0
[25 empty] | 2009-05-02 | 0
[25 empty] | 2009-05-03 | 0
[25 empty] | 2009-05-04 | 0
[25 empty] | 2009-05-05 | 0
[25 empty] | 2009-05-06 | 0
[25 empty] | 2009-05-07 | 0
[25 empty] | 2009-05-08 | 0
[25 empty] | 2009-05-09 | 0
[25 empty] | 2009-05-10 | 0
[25 empty] | 2009-05-11 | 0
[25 empty] | 2009-05-12 | 0
[25 empty] | 2009-05-13 | 0
[25 empty] | 2009-05-14 | 0
[25 empty] | 2009-05-15 | 0
[25 empty] | 2009-05-16 | 0
[25 empty] | 2009-05-17 | 0
[25 empty] | 2009-05-18 | 0
[25 empty] | 2009-05-19 | 0
[25 empty] | 2009-05-20 | 0
[25 empty] | 2009-05-21 | 0
[25 empty] | 2009-05-22 | 0
[25 empty] | 2009-05-23 | 0
[25 empty] | 2009-05-24 | 0
[25 empty] | 2009-05-25 | 0
[25 empty] | 2009-05-26 | 0
[25 empty] | 2009-05-27 | 0
[25 empty] | 2009-05-28 | 0
[25 empty] | 2009-05-29 | 0
[25 empty] | 2009-05-30 | 0
[25 empty] | 2009-05-31 | 0
[25 empty] | 2009-06-01 | 0
[25 empty] | 2009-06-02 | 0
[25 empty] | 2009-06-03 | 0
[25 empty] | 2009-06-04 | 0
[25 empty] | 2009-06-05 | 0
[25 empty] | 2009-06-06 | 0
[25 empty] | 2009-06-07 | 0
[25 empty] | 2009-06-08 | 0
[25 empty] | 2009-06-09 | 32.714
[25 empty] | 2009-06-10 | 32.714
[25 empty] | 2009-06-11 | 32.714
[25 empty] | 2009-06-12 | 32.714
[25 empty] | 2009-06-13 | 32.714
[25 empty] | 2009-06-14 | 83.306
[25 empty] | 2009-06-15 | 83.306
[25 empty] | 2009-06-16 | 83.306
[25 empty] | 2009-06-17 | 83.306
[25 empty] | 2009-06-18 | 83.306
[25 empty] | 2009-06-19 | 83.306
[25 empty] | 2009-06-20 | 83.306
[25 empty] | 2009-06-21 | 83.306
[25 empty] | 2009-06-22 | 83.306
[25 empty] | 2009-06-23 | 83.306
[25 empty] | 2009-06-24 | 83.306
[25 empty] | 2009-06-25 | 83.306
[25 empty] | 2009-06-26 | 83.306
[25 empty] | 2009-06-27 | 83.306
[25 empty] | 2009-06-28 | 83.306
[25 empty] | 2009-06-29 | 83.306
[25 empty] | 2009-06-30 | 0
[25 empty] | 2009-07-01 | 0
[25 empty] | 2009-07-02 | 0
[25 empty] | 2009-07-03 | 0
[25 empty] | 2009-07-04 | 0
[25 empty] | 2009-07-05 | 0
[25 empty] | 2009-07-06 | 0
[25 empty] | 2009-07-07 | 0
[25 empty] | 2009-07-08 | 0
[25 empty] | 2009-07-09 | 0
[25 empty] | 2009-07-10 | 0
[25 empty] | 2009-07-11 | 0
[25 empty] | 2009-07-12 | 0
[25 empty] | 2009-07-13 | 0
[25 empty] | 2009-07-14 | 65.264
[25 empty] | 2009-07-15 | 65.264
[25 empty] | 2009-07-16 | 65.264
[25 empty] | 2009-07-17 | 65.264
[25 empty] | 2009-07-18 | 65.264
[25 empty] | 2009-07-19 | 65.264
[25 empty] | 2009-07-20 | 65.264
[25 empty] | 2009-07-21 | 36.051
[25 empty] | 2009-07-22 | 36.051
[25 empty] | 2009-07-23 | 36.051
[25 empty] | 2009-07-24 | 36.051
[25 empty] | 2009-07-25 | 36.051
[25 empty] | 2009-07-26 | 36.051
[25 empty] | 2009-07-27 | 36.051
[25 empty] | 2009-07-28 | 0
[25 empty] | 2009-07-29 | 0
[25 empty] | 2009-07-30 | 0
[25 empty] | 2009-07-31 | 0
[25 empty] | 2009-08-01 | 0
[25 empty] | 2009-08-02 | 0
[25 empty] | 2009-08-03 | 0
[25 empty] | 2009-08-04 | 10.424
[25 empty] | 2009-08-05 | 10.424
[25 empty] | 2009-08-06 | 10.424
[25 empty] | 2009-08-07 | 10.424
[25 empty] | 2009-08-08 | 0
[25 empty] | 2009-08-09 | 0
[25 empty] | 2009-08-10 | 0
[25 empty] | 2009-08-11 | 2.2717
[25 empty] | 2009-08-12 | 2.2717
[25 empty] | 2009-08-13 | 2.2717
[25 empty] | 2009-08-14 | 2.2717
[25 empty] | 2009-08-15 | 2.2717
[25 empty] | 2009-08-16 | 2.2717
[25 empty] | 2009-08-17 | 2.2717
[25 empty] | 2009-08-18 | 2.2717
[25 empty] | 2009-08-19 | 0
[25 empty] | 2009-08-20 | 0
[25 empty] | 2009-08-21 | 0
[25 empty] | 2009-08-22 | 0
[25 empty] | 2009-08-23 | 0
[25 empty] | 2009-08-24 | 0
[25 empty] | 2009-08-25 | 11.684
[25 empty] | 2009-08-26 | 11.684
[25 empty] | 2009-08-27 | 11.684
[25 empty] | 2009-08-28 | 11.684
[25 empty] | 2009-08-29 | 11.684
[25 empty] | 2009-08-30 | 11.684
[25 empty] | 2009-08-31 | 11.684
[25 empty] | 2009-09-01 | 0.3244
[25 empty] | 2009-09-02 | 0.3244
[25 empty] | 2009-09-03 | 0.3244
[25 empty] | 2009-09-04 | 0.3244
[25 empty] | 2009-09-05 | 0.3244
[25 empty] | 2009-09-06 | 0.3244
[25 empty] | 2009-09-07 | 0.3244
[25 empty] | 2009-09-08 | 0
[25 empty] | 2009-09-09 | 0
[25 empty] | 2009-09-10 | 0
[25 empty] | 2009-09-11 | 0
[25 empty] | 2009-09-12 | 0
[25 empty] | 2009-09-13 | 0
[25 empty] | 2009-09-14 | 0
[25 empty] | 2009-09-15 | 0
[25 empty] | 2009-09-16 | 0
[25 empty] | 2009-09-17 | 0
[25 empty] | 2009-09-18 | 0
[25 empty] | 2009-09-19 | 0
[25 empty] | 2009-09-20 | 0
[25 empty] | 2009-09-21 | 0
[25 empty] | 2009-09-22 | 0
[25 empty] | 2009-09-23 | 0
[25 empty] | 2009-09-24 | 0
[25 empty] | 2009-09-25 | 0
[25 empty] | 2009-09-26 | 0
[25 empty] | 2009-09-27 | 0
[25 empty] | 2009-09-28 | 0
[25 empty] | 2009-09-29 | 0
[25 empty] | 2009-09-30 | 0
[25 empty] | 2009-10-01 | 0
[25 empty] | 2009-10-02 | 23.854
[25 empty] | 2009-10-03 | 23.854
[25 empty] | 2009-10-04 | 23.854
[25 empty] | 2009-10-05 | 23.854
[25 empty] | 2009-10-06 | 153.35
[25 empty] | 2009-10-07 | 153.35
[25 empty] | 2009-10-08 | 153.35
[25 empty] | 2009-10-09 | 153.35
[25 empty] | 2009-10-10 | 181.74
[25 empty] | 2009-10-11 | 181.74
[25 empty] | 2009-10-12 | 181.74
[25 empty] | 2009-10-13 | 204.46
[25 empty] | 2009-10-14 | 0
[25 empty] | 2009-10-15 | 0
[25 empty] | 2009-10-16 | 0
[25 empty] | 2009-10-17 | 197.65
[25 empty] | 2009-10-18 | 197.65
[25 empty] | 2009-10-19 | 197.65
[25 empty] | 2009-10-20 | 299.92
[25 empty] | 2009-10-21 | 164.58
[25 empty] | 2009-10-22 | 133.86
[25 empty] | 2009-10-23 | 195.3
[25 empty] | 2009-10-24 | 232.61
[25 empty] | 2009-10-25 | 278.69
[25 empty] | 2009-10-26 | 100.94
[25 empty] | 2009-10-27 | 221.64
[25 empty] | 2009-10-28 | 164.58
[25 empty] | 2009-10-29 | 186.53
[25 empty] | 2009-10-30 | 103.14
[25 empty] | 2009-10-31 | 142.64
[25 empty] | 2009-11-01 | 195.3
[25 empty] | 2009-11-02 | 158.73
[25 empty] | 2009-11-03 | 0
[25 empty] | 2009-11-04 | 0
[25 empty] | 2009-11-05 | 0
[25 empty] | 2009-11-06 | 0
[25 empty] | 2009-11-07 | 0
[25 empty] | 2009-11-08 | 0
[25 empty] | 2009-11-09 | 0
[25 empty] | 2009-11-10 | 0
[25 empty] | 2009-11-11 | 0
[25 empty] | 2009-11-12 | 0
[25 empty] | 2009-11-13 | 0
[25 empty] | 2009-11-14 | 0
[25 empty] | 2009-11-15 | 0
[25 empty] | 2009-11-16 | 0
[25 empty] | 2009-11-17 | 0
[25 empty] | 2009-11-18 | 0
[25 empty] | 2009-11-19 | 0
[25 empty] | 2009-11-20 | 0
[25 empty] | 2009-11-21 | 0
[25 empty] | 2009-11-22 | 0
[25 empty] | 2009-11-23 | 0
[25 empty] | 2009-11-24 | 0
[25 empty] | 2009-11-25 | 0
[25 empty] | 2009-11-26 | 0
[25 empty] | 2009-11-27 | 0
[25 empty] | 2009-11-28 | 0
[25 empty] | 2009-11-29 | 0
[25 empty] | 2009-11-30 | 0
[25 empty] | 2009-12-01 | 0
[25 empty] | 2009-12-02 | 0
[25 empty] | 2009-12-03 | 0
[25 empty] | 2009-12-04 | 0
[25 empty] | 2009-12-05 | 0
[25 empty] | 2009-12-06 | 0
[25 empty] | 2009-12-07 | 0
[25 empty] | 2009-12-08 | 0
[25 empty] | 2009-12-09 | 0
[25 empty] | 2009-12-10 | 0
[25 empty] | 2009-12-11 | 0
[25 empty] | 2009-12-12 | 0
[25 empty] | 2009-12-13 | 0
[25 empty] | 2009-12-14 | 0
[25 empty] | 2009-12-15 | 0
[25 empty] | 2009-12-16 | 0
[25 empty] | 2009-12-17 | 0
[25 empty] | 2009-12-18 | 0
[25 empty] | 2009-12-19 | 0
[25 empty] | 2009-12-20 | 0
[25 empty] | 2009-12-21 | 0
[25 empty] | 2009-12-22 | 0
[25 empty] | 2009-12-23 | 0
[25 empty] | 2009-12-24 | 0
[25 empty] | 2009-12-25 | 0
[25 empty] | 2009-12-26 | 0
[25 empty] | 2009-12-27 | 0
[25 empty] | 2009-12-28 | 0
[25 empty] | 2009-12-29 | 0
[25 empty] | 2009-12-30 | 0
[25 empty] | 2009-12-31 | 0
[25 empty] | 2010-01-01 | 0
[25 empty] | 2010-01-02 | 0
[25 empty] | 2010-01-03 | 0
[25 empty] | 2010-01-04 | 0
[25 empty] | 2010-01-05 | 0
[25 empty] | 2010-01-06 | 0
[25 empty] | 2010-01-07 | 0
[25 empty] | 2010-01-08 | 0
[25 empty] | 2010-01-09 | 0
[25 empty] | 2010-01-10 | 0
[25 empty] | 2010-01-11 | 0
[25 empty] | 2010-01-12 | 0
[25 empty] | 2010-01-13 | 0
[25 empty] | 2010-01-14 | 0
[25 empty] | 2010-01-15 | 0
[25 empty] | 2010-01-16 | 0
[25 empty] | 2010-01-17 | 0
[25 empty] | 2010-01-18 | 0
[25 empty] | 2010-01-19 | 0
[25 empty] | 2010-01-20 | 0
[25 empty] | 2010-01-21 | 0
[25 empty] | 2010-01-22 | 0
[25 empty] | 2010-01-23 | 0
[25 empty] | 2010-01-24 | 0
[25 empty] | 2010-01-25 | 0
[25 empty] | 2010-01-26 | 0
[25 empty] | 2010-01-27 | 0
[25 empty] | 2010-01-28 | 0
[25 empty] | 2010-01-29 | 0
[25 empty] | 2010-01-30 | 0
[25 empty] | 2010-01-31 | 0
[25 empty] | 2010-02-01 | 0
[25 empty] | 2010-02-02 | 0
[25 empty] | 2010-02-03 | 0
[25 empty] | 2010-02-04 | 0
[25 empty] | 2010-02-05 | 0
[25 empty] | 2010-02-06 | 0
[25 empty] | 2010-02-07 | 0
[25 empty] | 2010-02-08 | 0
[25 empty] | 2010-02-09 | 0
[25 empty] | 2010-02-10 | 0
[25 empty] | 2010-02-11 | 0
[25 empty] | 2010-02-12 | 0
[25 empty] | 2010-02-13 | 0
[25 empty] | 2010-02-14 | 0
[25 empty] | 2010-02-15 | 0
[25 empty] | 2010-02-16 | 0
[25 empty] | 2010-02-17 | 0
[25 empty] | 2010-02-18 | 0
[25 empty] | 2010-02-19 | 0
[25 empty] | 2010-02-20 | 0
[25 empty] | 2010-02-21 | 0
[25 empty] | 2010-02-22 | 0
[25 empty] | 2010-02-23 | 0
[25 empty] | 2010-02-24 | 0
[25 empty] | 2010-02-25 | 0
[25 empty] | 2010-02-26 | 0
[25 empty] | 2010-02-27 | 0
[25 empty] | 2010-02-28 | 0
[25 empty] | 2010-03-01 | 0
[25 empty] | 2010-03-02 | 0
[25 empty] | 2010-03-03 | 0
[25 empty] | 2010-03-04 | 0
[25 empty] | 2010-03-05 | 0
[25 empty] | 2010-03-06 | 0
[25 empty] | 2010-03-07 | 0
[25 empty] | 2010-03-08 | 0
[25 empty] | 2010-03-09 | 0
[25 empty] | 2010-03-10 | 0
[25 empty] | 2010-03-11 | 0
[25 empty] | 2010-03-12 | 0
[25 empty] | 2010-03-13 | 0
[25 empty] | 2010-03-14 | 0
[25 empty] | 2010-03-15 | 0
[25 empty] | 2010-03-16 | 0
[25 empty] | 2010-03-17 | 0
[25 empty] | 2010-03-18 | 0
[25 empty] | 2010-03-19 | 0
[25 empty] | 2010-03-20 | 0
[25 empty] | 2010-03-21 | 0
[25 empty] | 2010-03-22 | 0
[25 empty] | 2010-03-23 | 0
[25 empty] | 2010-03-24 | 88.364
[25 empty] | 2010-03-25 | 88.364
[25 empty] | 2010-03-26 | 48.251
[25 empty] | 2010-03-27 | 48.251
[25 empty] | 2010-03-28 | 48.251
[25 empty] | 2010-03-29 | 48.251
[25 empty] | 2010-03-30 | 13.952
[25 empty] | 2010-03-31 | 13.952
[25 empty] | 2010-04-01 | 13.952
[25 empty] | 2010-04-02 | 13.952
[25 empty] | 2010-04-03 | 13.952
[25 empty] | 2010-04-04 | 13.952
[25 empty] | 2010-04-05 | 13.952
[25 empty] | 2010-04-06 | 17.939
[25 empty] | 2010-04-07 | 17.939
[25 empty] | 2010-04-08 | 17.939
[25 empty] | 2010-04-09 | 17.939
[25 empty] | 2010-04-10 | 17.939
[25 empty] | 2010-04-11 | 17.939
[25 empty] | 2010-04-12 | 17.939
[25 empty] | 2010-04-13 | 0
[25 empty] | 2010-04-14 | 0
[25 empty] | 2010-04-15 | 0
[25 empty] | 2010-04-16 | 0
[25 empty] | 2010-04-17 | 0
[25 empty] | 2010-04-18 | 0
[25 empty] | 2010-04-19 | 0
[25 empty] | 2010-04-20 | 0
[25 empty] | 2010-04-21 | 0
[25 empty] | 2010-04-22 | 0
[25 empty] | 2010-04-23 | 0
[25 empty] | 2010-04-24 | 0
[25 empty] | 2010-04-25 | 0
[25 empty] | 2010-04-26 | 0
[25 empty] | 2010-04-27 | 4.3186
[25 empty] | 2010-04-28 | 4.3186
[25 empty] | 2010-04-29 | 4.3186
[25 empty] | 2010-04-30 | 4.3186
[25 empty] | 2010-05-01 | 4.3186
[25 empty] | 2010-05-02 | 4.3186
[25 empty] | 2010-05-03 | 4.3186
[25 empty] | 2010-05-04 | 92.35
[25 empty] | 2010-05-05 | 92.35
[25 empty] | 2010-05-06 | 92.35
[25 empty] | 2010-05-07 | 92.35
[25 empty] | 2010-05-08 | 92.35
[25 empty] | 2010-05-09 | 92.35
[25 empty] | 2010-05-10 | 92.35
[25 empty] | 2010-05-11 | 70.285
[25 empty] | 2010-05-12 | 70.285
[25 empty] | 2010-05-13 | 70.285
[25 empty] | 2010-05-14 | 70.285
[25 empty] | 2010-05-15 | 70.285
[25 empty] | 2010-05-16 | 70.285
[25 empty] | 2010-05-17 | 70.285
[25 empty] | 2010-05-18 | 62.961
[25 empty] | 2010-05-19 | 62.961
[25 empty] | 2010-05-20 | 62.961
[25 empty] | 2010-05-21 | 62.961
[25 empty] | 2010-05-22 | 62.961
[25 empty] | 2010-05-23 | 62.961
[25 empty] | 2010-05-24 | 62.961
[25 empty] | 2010-05-25 | 51.278
[25 empty] | 2010-05-26 | 51.278
[25 empty] | 2010-05-27 | 51.278
[25 empty] | 2010-05-28 | 51.278
[25 empty] | 2010-05-29 | 51.278
[25 empty] | 2010-05-30 | 51.278
[25 empty] | 2010-05-31 | 51.278
[25 empty] | 2010-06-01 | 33.103
[25 empty] | 2010-06-02 | 33.103
[25 empty] | 2010-06-03 | 33.103
[25 empty] | 2010-06-04 | 33.103
[25 empty] | 2010-06-05 | 33.103
[25 empty] | 2010-06-06 | 33.103
[25 empty] | 2010-06-07 | 33.103
[25 empty] | 2010-06-08 | 15.578
[25 empty] | 2010-06-09 | 15.578
[25 empty] | 2010-06-10 | 15.578
[25 empty] | 2010-06-11 | 15.578
[25 empty] | 2010-06-12 | 15.578
[25 empty] | 2010-06-13 | 15.578
[25 empty] | 2010-06-14 | 15.578
[25 empty] | 2010-06-15 | 72.048
[25 empty] | 2010-06-16 | 72.048
[25 empty] | 2010-06-17 | 72.048
[25 empty] | 2010-06-18 | 72.048
[25 empty] | 2010-06-19 | 72.048
[25 empty] | 2010-06-20 | 72.048
[25 empty] | 2010-06-21 | 72.048
[25 empty] | 2010-06-22 | 81.512
[25 empty] | 2010-06-23 | 81.512
[25 empty] | 2010-06-24 | 81.512
[25 empty] | 2010-06-25 | 81.512
[25 empty] | 2010-06-26 | 81.512
[25 empty] | 2010-06-27 | 81.512
[25 empty] | 2010-06-28 | 81.512
[25 empty] | 2010-06-29 | 80.253
[25 empty] | 2010-06-30 | 80.253
[25 empty] | 2010-07-01 | 80.253
[25 empty] | 2010-07-02 | 80.253
[25 empty] | 2010-07-03 | 80.253
[25 empty] | 2010-07-04 | 80.253
[25 empty] | 2010-07-05 | 80.253
[25 empty] | 2010-07-06 | 65.206
[25 empty] | 2010-07-07 | 65.206
[25 empty] | 2010-07-08 | 65.206
[25 empty] | 2010-07-09 | 65.206
[25 empty] | 2010-07-10 | 65.206
[25 empty] | 2010-07-11 | 65.206
[25 empty] | 2010-07-12 | 65.206
[25 empty] | 2010-07-13 | 48.277
[25 empty] | 2010-07-14 | 48.277
[25 empty] | 2010-07-15 | 48.277
[25 empty] | 2010-07-16 | 48.277
[25 empty] | 2010-07-17 | 48.277
[25 empty] | 2010-07-18 | 48.277
[25 empty] | 2010-07-19 | 48.277
[25 empty] | 2010-07-20 | 40.754
[25 empty] | 2010-07-21 | 40.754
[25 empty] | 2010-07-22 | 40.754
[25 empty] | 2010-07-23 | 40.754
[25 empty] | 2010-07-24 | 40.754
[25 empty] | 2010-07-25 | 40.754
[25 empty] | 2010-07-26 | 40.754
[25 empty] | 2010-07-27 | 33.857
[25 empty] | 2010-07-28 | 33.857
[25 empty] | 2010-07-29 | 33.857
[25 empty] | 2010-07-30 | 33.857
[25 empty] | 2010-07-31 | 33.857
[25 empty] | 2010-08-01 | 33.857
[25 empty] | 2010-08-02 | 33.857
[25 empty] | 2010-08-03 | 0
[25 empty] | 2010-08-04 | 0
[25 empty] | 2010-08-05 | 0
[25 empty] | 2010-08-06 | 0
[25 empty] | 2010-08-07 | 0
[25 empty] | 2010-08-08 | 0
[25 empty] | 2010-08-09 | 0
[25 empty] | 2010-08-10 | 53.607
[25 empty] | 2010-08-11 | 53.607
[25 empty] | 2010-08-12 | 53.607
[25 empty] | 2010-08-13 | 53.607
[25 empty] | 2010-08-14 | 53.607
[25 empty] | 2010-08-15 | 53.607
[25 empty] | 2010-08-16 | 53.607
[25 empty] | 2010-08-17 | 0
[25 empty] | 2010-08-18 | 0
[25 empty] | 2010-08-19 | 0
[25 empty] | 2010-08-20 | 0
[25 empty] | 2010-08-21 | 0
[25 empty] | 2010-08-22 | 0
[25 empty] | 2010-08-23 | 0
[25 empty] | 2010-08-24 | 14.734
[25 empty] | 2010-08-25 | 14.734
[25 empty] | 2010-08-26 | 14.734
[25 empty] | 2010-08-27 | 14.734
[25 empty] | 2010-08-28 | 14.734
[25 empty] | 2010-08-29 | 14.734
[25 empty] | 2010-08-30 | 14.734
[25 empty] | 2010-08-31 | 133.86
[25 empty] | 2010-09-01 | 133.86
[25 empty] | 2010-09-02 | 133.86
[25 empty] | 2010-09-03 | 133.86
[25 empty] | 2010-09-04 | 133.86
[25 empty] | 2010-09-05 | 133.86
[25 empty] | 2010-09-06 | 133.86
[25 empty] | 2010-09-07 | 37.305
[25 empty] | 2010-09-08 | 37.305
[25 empty] | 2010-09-09 | 37.305
[25 empty] | 2010-09-10 | 37.305
[25 empty] | 2010-09-11 | 37.305
[25 empty] | 2010-09-12 | 37.305
[25 empty] | 2010-09-13 | 37.305
[25 empty] | 2010-09-14 | 0
[25 empty] | 2010-09-15 | 0
[25 empty] | 2010-09-16 | 0
[25 empty] | 2010-09-17 | 0
[25 empty] | 2010-09-18 | 0
[25 empty] | 2010-09-19 | 0
[25 empty] | 2010-09-20 | 0
[25 empty] | 2010-09-21 | 0
[25 empty] | 2010-09-22 | 0
[25 empty] | 2010-09-23 | 0
[25 empty] | 2010-09-24 | 0
[25 empty] | 2010-09-25 | 0
[25 empty] | 2010-09-26 | 0
[25 empty] | 2010-09-27 | 0
[25 empty] | 2010-09-28 | 0
[25 empty] | 2010-09-29 | 0
[25 empty] | 2010-09-30 | 0
[25 empty] | 2010-10-01 | 0
[25 empty] | 2010-10-02 | 0
[25 empty] | 2010-10-03 | 0
[25 empty] | 2010-10-04 | 0
[25 empty] | 2010-10-05 | 0
[25 empty] | 2010-10-06 | 0
[25 empty] | 2010-10-07 | 0
[25 empty] | 2010-10-08 | 0
[25 empty] | 2010-10-09 | 0
[25 empty] | 2010-10-10 | 0
[25 empty] | 2010-10-11 | 0
[25 empty] | 2010-10-12 | 0
[25 empty] | 2010-10-13 | 0
[25 empty] | 2010-10-14 | 0
[25 empty] | 2010-10-15 | 0
[25 empty] | 2010-10-16 | 0
[25 empty] | 2010-10-17 | 0
[25 empty] | 2010-10-18 | 0
[25 empty] | 2010-10-19 | 0
[25 empty] | 2010-10-20 | 0
[25 empty] | 2010-10-21 | 0
[25 empty] | 2010-10-22 | 0
[25 empty] | 2010-10-23 | 0
[25 empty] | 2010-10-24 | 0
[25 empty] | 2010-10-25 | 0
[25 empty] | 2010-10-26 | 0
[25 empty] | 2010-10-27 | 0
[25 empty] | 2010-10-28 | 0
[25 empty] | 2010-10-29 | 0
[25 empty] | 2010-10-30 | 0
[25 empty] | 2010-10-31 | 0
[25 empty] | 2010-11-01 | 0
[25 empty] | 2010-11-02 | 0
[25 empty] | 2010-11-03 | 0
[25 empty] | 2010-11-04 | 0
[25 empty] | 2010-11-05 | 0
[25 empty] | 2010-11-06 | 0
[25 empty] | 2010-11-07 | 0
[25 empty] | 2010-11-08 | 0
[25 empty] | 2010-11-09 | 0
[25 empty] | 2010-11-10 | 0
[25 empty] | 2010-11-11 | 0
[25 empty] | 2010-11-12 | 0
[25 empty] | 2010-11-13 | 0
[25 empty] | 2010-11-14 | 0
[25 empty] | 2010-11-15 | 0
[25 empty] | 2010-11-16 | 12.873
[25 empty] | 2010-11-17 | 12.873
[25 empty] | 2010-11-18 | 12.873
[25 empty] | 2010-11-19 | 140.85
[25 empty] | 2010-11-20 | 106.77
[25 empty] | 2010-11-21 | 106.78
[25 empty] | 2010-11-22 | 63.609
[25 empty] | 2010-11-23 | 120.41
[25 empty] | 2010-11-24 | 111.32
[25 empty] | 2010-11-25 | 79.513
[25 empty] | 2010-11-26 | 106.78
[25 empty] | 2010-11-27 | 102.23
[25 empty] | 2010-11-28 | 87.786
[25 empty] | 2010-11-29 | 87.786
[25 empty] | 2010-11-30 | 92.166
[25 empty] | 2010-12-01 | 92.166
[25 empty] | 2010-12-02 | 92.166
[25 empty] | 2010-12-03 | 0
[25 empty] | 2010-12-04 | 0
[25 empty] | 2010-12-05 | 0
[25 empty] | 2010-12-06 | 0
[25 empty] | 2010-12-07 | 0
[25 empty] | 2010-12-08 | 0
[25 empty] | 2010-12-09 | 0
[25 empty] | 2010-12-10 | 0
[25 empty] | 2010-12-11 | 0
[25 empty] | 2010-12-12 | 0
[25 empty] | 2010-12-13 | 0
[25 empty] | 2010-12-14 | 0
[25 empty] | 2010-12-15 | 0
[25 empty] | 2010-12-16 | 0
[25 empty] | 2010-12-17 | 0
[25 empty] | 2010-12-18 | 0
[25 empty] | 2010-12-19 | 0
[25 empty] | 2010-12-20 | 0
[25 empty] | 2010-12-21 | 0
[25 empty] | 2010-12-22 | 0
[25 empty] | 2010-12-23 | 0
[25 empty] | 2010-12-24 | 0
[25 empty] | 2010-12-25 | 0
[25 empty] | 2010-12-26 | 0
[25 empty] | 2010-12-27 | 0
[25 empty] | 2010-12-28 | 0
[25 empty] | 2010-12-29 | 0
[25 empty] | 2010-12-30 | 0
[25 empty] | 2010-12-31 | 0
[25 empty] | 2011-01-01 | 0
[25 empty] | 2011-01-02 | 0
[25 empty] | 2011-01-03 | 0
[25 empty] | 2011-01-04 | 0
[25 empty] | 2011-01-05 | 0
[25 empty] | 2011-01-06 | 0
[25 empty] | 2011-01-07 | 0
[25 empty] | 2011-01-08 | 0
[25 empty] | 2011-01-09 | 0
[25 empty] | 2011-01-10 | 0
[25 empty] | 2011-01-11 | 0
[25 empty] | 2011-01-12 | 0
[25 empty] | 2011-01-13 | 0
[25 empty] | 2011-01-14 | 0
[25 empty] | 2011-01-15 | 0
[25 empty] | 2011-01-16 | 0
[25 empty] | 2011-01-17 | 0
[25 empty] | 2011-01-18 | 0
[25 empty] | 2011-01-19 | 0
[25 empty] | 2011-01-20 | 0
[25 empty] | 2011-01-21 | 0
[25 empty] | 2011-01-22 | 0
[25 empty] | 2011-01-23 | 0
[25 empty] | 2011-01-24 | 0
[25 empty] | 2011-01-25 | 0
[25 empty] | 2011-01-26 | 0
[25 empty] | 2011-01-27 | 0
[25 empty] | 2011-01-28 | 0
[25 empty] | 2011-01-29 | 0
[25 empty] | 2011-01-30 | 0
[25 empty] | 2011-01-31 | 0
[25 empty] | 2011-02-01 | 0
[25 empty] | 2011-02-02 | 0
[25 empty] | 2011-02-03 | 0
[25 empty] | 2011-02-04 | 0
[25 empty] | 2011-02-05 | 0
[25 empty] | 2011-02-06 | 0
[25 empty] | 2011-02-07 | 0
[25 empty] | 2011-02-08 | 0
[25 empty] | 2011-02-09 | 0
[25 empty] | 2011-02-10 | 0
[25 empty] | 2011-02-11 | 0
[25 empty] | 2011-02-12 | 0
[25 empty] | 2011-02-13 | 0
[25 empty] | 2011-02-14 | 0
[25 empty] | 2011-02-15 | 0
[25 empty] | 2011-02-16 | 0
[25 empty] | 2011-02-17 | 0
[25 empty] | 2011-02-18 | 0
[25 empty] | 2011-02-19 | 0
[25 empty] | 2011-02-20 | 0
[25 empty] | 2011-02-21 | 0
[25 empty] | 2011-02-22 | 0
[25 empty] | 2011-02-23 | 0
[25 empty] | 2011-02-24 | 0
[25 empty] | 2011-02-25 | 0
[25 empty] | 2011-02-26 | 0
[25 empty] | 2011-02-27 | 0
[25 empty] | 2011-02-28 | 0
[25 empty] | 2011-03-01 | 0
[25 empty] | 2011-03-02 | 0
[25 empty] | 2011-03-03 | 0
[25 empty] | 2011-03-04 | 0
[25 empty] | 2011-03-05 | 0
[25 empty] | 2011-03-06 | 0
[25 empty] | 2011-03-07 | 0
[25 empty] | 2011-03-08 | 0
[25 empty] | 2011-03-09 | 0
[25 empty] | 2011-03-10 | 0
[25 empty] | 2011-03-11 | 0
[25 empty] | 2011-03-12 | 0
[25 empty] | 2011-03-13 | 0
[25 empty] | 2011-03-14 | 0
[25 empty] | 2011-03-15 | 0
[25 empty] | 2011-03-16 | 0
[25 empty] | 2011-03-17 | 0
[25 empty] | 2011-03-18 | 0
[25 empty] | 2011-03-19 | 0
[25 empty] | 2011-03-20 | 0
[25 empty] | 2011-03-21 | 0
[25 empty] | 2011-03-22 | 15.502
[25 empty] | 2011-03-23 | 15.502
[25 empty] | 2011-03-24 | 15.502
[25 empty] | 2011-03-25 | 0
[25 empty] | 2011-03-26 | 0
[25 empty] | 2011-03-27 | 0
[25 empty] | 2011-03-28 | 0
[25 empty] | 2011-03-29 | 38.756
[25 empty] | 2011-03-30 | 38.756
[25 empty] | 2011-03-31 | 38.756
[25 empty] | 2011-04-01 | 53.483
[25 empty] | 2011-04-02 | 53.483
[25 empty] | 2011-04-03 | 53.483
[25 empty] | 2011-04-04 | 53.483
[25 empty] | 2011-04-05 | 136.42
[25 empty] | 2011-04-06 | 136.42
[25 empty] | 2011-04-07 | 136.42
[25 empty] | 2011-04-08 | 97.519
[25 empty] | 2011-04-09 | 97.519
[25 empty] | 2011-04-10 | 97.519
[25 empty] | 2011-04-11 | 97.519
[25 empty] | 2011-04-12 | 98.445
[25 empty] | 2011-04-13 | 98.445
[25 empty] | 2011-04-14 | 98.445
[25 empty] | 2011-04-15 | 53.387
[25 empty] | 2011-04-16 | 53.387
[25 empty] | 2011-04-17 | 53.387
[25 empty] | 2011-04-18 | 53.387
[25 empty] | 2011-04-19 | 40.135
[25 empty] | 2011-04-20 | 40.135
[25 empty] | 2011-04-21 | 40.135
[25 empty] | 2011-04-22 | 61.906
[25 empty] | 2011-04-23 | 61.906
[25 empty] | 2011-04-24 | 61.906
[25 empty] | 2011-04-25 | 61.906
[25 empty] | 2011-04-26 | 52.252
[25 empty] | 2011-04-27 | 52.252
[25 empty] | 2011-04-28 | 52.252
[25 empty] | 2011-04-29 | 0
[25 empty] | 2011-04-30 | 0
[25 empty] | 2011-05-01 | 0
[25 empty] | 2011-05-02 | 0
[25 empty] | 2011-05-03 | 0
[25 empty] | 2011-05-04 | 0
[25 empty] | 2011-05-05 | 0
[25 empty] | 2011-05-06 | 49.979
[25 empty] | 2011-05-07 | 49.979
[25 empty] | 2011-05-08 | 49.979
[25 empty] | 2011-05-09 | 49.979
[25 empty] | 2011-05-10 | 103.75
[25 empty] | 2011-05-11 | 103.75
[25 empty] | 2011-05-12 | 103.75
[25 empty] | 2011-05-13 | 87.464
[25 empty] | 2011-05-14 | 87.464
[25 empty] | 2011-05-15 | 87.464
[25 empty] | 2011-05-16 | 87.464
[25 empty] | 2011-05-17 | 53.766
[25 empty] | 2011-05-18 | 53.766
[25 empty] | 2011-05-19 | 53.766
[25 empty] | 2011-05-20 | 51.683
[25 empty] | 2011-05-21 | 51.683
[25 empty] | 2011-05-22 | 51.683
[25 empty] | 2011-05-23 | 51.683
[25 empty] | 2011-05-24 | 73.944
[25 empty] | 2011-05-25 | 73.944
[25 empty] | 2011-05-26 | 73.944
[25 empty] | 2011-05-27 | 54.312
[25 empty] | 2011-05-28 | 54.312
[25 empty] | 2011-05-29 | 54.312
[25 empty] | 2011-05-30 | 54.312
[25 empty] | 2011-05-31 | 70.849
[25 empty] | 2011-06-01 | 70.849
[25 empty] | 2011-06-02 | 70.849
[25 empty] | 2011-06-03 | 70.849
[25 empty] | 2011-06-04 | 70.849
[25 empty] | 2011-06-05 | 70.849
[25 empty] | 2011-06-06 | 70.849
[25 empty] | 2011-06-07 | 42.426
[25 empty] | 2011-06-08 | 42.426
[25 empty] | 2011-06-09 | 42.426
[25 empty] | 2011-06-10 | 0
[25 empty] | 2011-06-11 | 0
[25 empty] | 2011-06-12 | 0
[25 empty] | 2011-06-13 | 0
[25 empty] | 2011-06-14 | 0
[25 empty] | 2011-06-15 | 0
[25 empty] | 2011-06-16 | 0
[25 empty] | 2011-06-17 | 13.715
[25 empty] | 2011-06-18 | 13.715
[25 empty] | 2011-06-19 | 13.715
[25 empty] | 2011-06-20 | 13.715
[25 empty] | 2011-06-21 | 0
[25 empty] | 2011-06-22 | 0
[25 empty] | 2011-06-23 | 0
[25 empty] | 2011-06-24 | 0
[25 empty] | 2011-06-25 | 0
[25 empty] | 2011-06-26 | 0
[25 empty] | 2011-06-27 | 0
[25 empty] | 2011-06-28 | 0
[25 empty] | 2011-06-29 | 0
[25 empty] | 2011-06-30 | 0
[25 empty] | 2011-07-01 | 0
[25 empty] | 2011-07-02 | 0
[25 empty] | 2011-07-03 | 0
[25 empty] | 2011-07-04 | 0
[25 empty] | 2011-07-05 | 0
[25 empty] | 2011-07-06 | 0
[25 empty] | 2011-07-07 | 0
[25 empty] | 2011-07-08 | 0
[25 empty] | 2011-07-09 | 0
[25 empty] | 2011-07-10 | 0
[25 empty] | 2011-07-11 | 0
[25 empty] | 2011-07-12 | 0
[25 empty] | 2011-07-13 | 0
[25 empty] | 2011-07-14 | 0
[25 empty] | 2011-07-15 | 22.493
[25 empty] | 2011-07-16 | 22.493
[25 empty] | 2011-07-17 | 22.493
[25 empty] | 2011-07-18 | 22.493
[25 empty] | 2011-07-19 | 0
[25 empty] | 2011-07-20 | 0
[25 empty] | 2011-07-21 | 0
[25 empty] | 2011-07-22 | 0
[25 empty] | 2011-07-23 | 0
[25 empty] | 2011-07-24 | 0
[25 empty] | 2011-07-25 | 0
[25 empty] | 2011-07-26 | 31.805
[25 empty] | 2011-07-27 | 31.805
[25 empty] | 2011-07-28 | 31.805
[25 empty] | 2011-07-29 | 0
[25 empty] | 2011-07-30 | 0
[25 empty] | 2011-07-31 | 0
[25 empty] | 2011-08-01 | 0
[25 empty] | 2011-08-02 | 0
[25 empty] | 2011-08-03 | 0
[25 empty] | 2011-08-04 | 0
[25 empty] | 2011-08-05 | 3.9757
[25 empty] | 2011-08-06 | 3.9757
[25 empty] | 2011-08-07 | 3.9757
[25 empty] | 2011-08-08 | 3.9757
[25 empty] | 2011-08-09 | 26.787
[25 empty] | 2011-08-10 | 26.787
[25 empty] | 2011-08-11 | 26.787
[25 empty] | 2011-08-12 | 0
[25 empty] | 2011-08-13 | 0
[25 empty] | 2011-08-14 | 0
[25 empty] | 2011-08-15 | 0
[25 empty] | 2011-08-16 | 0
[25 empty] | 2011-08-17 | 0
[25 empty] | 2011-08-18 | 0
[25 empty] | 2011-08-19 | 0
[25 empty] | 2011-08-20 | 0
[25 empty] | 2011-08-21 | 0
[25 empty] | 2011-08-22 | 0
[25 empty] | 2011-08-23 | 0
[25 empty] | 2011-08-24 | 0
[25 empty] | 2011-08-25 | 0
[25 empty] | 2011-08-26 | 0
[25 empty] | 2011-08-27 | 0
[25 empty] | 2011-08-28 | 0
[25 empty] | 2011-08-29 | 0
[25 empty] | 2011-08-30 | 7.5725
[25 empty] | 2011-08-31 | 7.5725
[25 empty] | 2011-09-01 | 7.5725
[25 empty] | 2011-09-02 | 8.5194
[25 empty] | 2011-09-03 | 8.5194
[25 empty] | 2011-09-04 | 8.5194
[25 empty] | 2011-09-05 | 8.5194
[25 empty] | 2011-09-06 | 0
[25 empty] | 2011-09-07 | 0
[25 empty] | 2011-09-08 | 0
[25 empty] | 2011-09-09 | 0
[25 empty] | 2011-09-10 | 0
[25 empty] | 2011-09-11 | 0
[25 empty] | 2011-09-12 | 0
[25 empty] | 2011-09-13 | 9.8449
[25 empty] | 2011-09-14 | 9.8449
[25 empty] | 2011-09-15 | 9.8449
[25 empty] | 2011-09-16 | 17.038
[25 empty] | 2011-09-17 | 17.038
[25 empty] | 2011-09-18 | 17.038
[25 empty] | 2011-09-19 | 17.038
[25 empty] | 2011-09-20 | 222.03
[25 empty] | 2011-09-21 | 222.03
[25 empty] | 2011-09-22 | 222.03
[25 empty] | 2011-09-23 | 217.8
[25 empty] | 2011-09-24 | 217.8
[25 empty] | 2011-09-25 | 217.8
[25 empty] | 2011-09-26 | 217.8
[25 empty] | 2011-09-27 | 220.8
[25 empty] | 2011-09-28 | 220.8
[25 empty] | 2011-09-29 | 220.8
[25 empty] | 2011-09-30 | 220.8
[25 empty] | 2011-10-01 | 0
[25 empty] | 2011-10-02 | 0
[25 empty] | 2011-10-03 | 0
[25 empty] | 2011-10-04 | 0
[25 empty] | 2011-10-05 | 0
[25 empty] | 2011-10-06 | 0
[25 empty] | 2011-10-07 | 0
[25 empty] | 2011-10-08 | 0
[25 empty] | 2011-10-09 | 0
[25 empty] | 2011-10-10 | 0
[25 empty] | 2011-10-11 | 0
[25 empty] | 2011-10-12 | 0
[25 empty] | 2011-10-13 | 0
[25 empty] | 2011-10-14 | 0
[25 empty] | 2011-10-15 | 0
[25 empty] | 2011-10-16 | 0
[25 empty] | 2011-10-17 | 0
[25 empty] | 2011-10-18 | 0
[25 empty] | 2011-10-19 | 0
[25 empty] | 2011-10-20 | 0
[25 empty] | 2011-10-21 | 0
[25 empty] | 2011-10-22 | 0
[25 empty] | 2011-10-23 | 0
[25 empty] | 2011-10-24 | 0
[25 empty] | 2011-10-25 | 0
[25 empty] | 2011-10-26 | 0
[25 empty] | 2011-10-27 | 0
[25 empty] | 2011-10-28 | 0
[25 empty] | 2011-10-29 | 0
[25 empty] | 2011-10-30 | 0
[25 empty] | 2011-10-31 | 0
[25 empty] | 2011-11-01 | 0
[25 empty] | 2011-11-02 | 0
[25 empty] | 2011-11-03 | 0
[25 empty] | 2011-11-04 | 0
[25 empty] | 2011-11-05 | 0
[25 empty] | 2011-11-06 | 0
[25 empty] | 2011-11-07 | 0
[25 empty] | 2011-11-08 | 0
[25 empty] | 2011-11-09 | 0
[25 empty] | 2011-11-10 | 0
[25 empty] | 2011-11-11 | 0
[25 empty] | 2011-11-12 | 0
[25 empty] | 2011-11-13 | 0
[25 empty] | 2011-11-14 | 0
[25 empty] | 2011-11-15 | 0
[25 empty] | 2011-11-16 | 0
[25 empty] | 2011-11-17 | 0
[25 empty] | 2011-11-18 | 0
[25 empty] | 2011-11-19 | 0
[25 empty] | 2011-11-20 | 0
[25 empty] | 2011-11-21 | 0
[25 empty] | 2011-11-22 | 0
[25 empty] | 2011-11-23 | 176.04
[25 empty] | 2011-11-24 | 176.04
[25 empty] | 2011-11-25 | 176.04
[25 empty] | 2011-11-26 | 176.04
[25 empty] | 2011-11-27 | 176.04
[25 empty] | 2011-11-28 | 176.04
[25 empty] | 2011-11-29 | 54.86
[25 empty] | 2011-11-30 | 54.86
[25 empty] | 2011-12-01 | 54.86
[25 empty] | 2011-12-02 | 54.86
[25 empty] | 2011-12-03 | 54.86
[25 empty] | 2011-12-04 | 54.86
[25 empty] | 2011-12-05 | 54.86
[25 empty] | 2011-12-06 | 76.256
[25 empty] | 2011-12-07 | 76.256
[25 empty] | 2011-12-08 | 76.256
[25 empty] | 2011-12-09 | 76.256
[25 empty] | 2011-12-10 | 76.256
[25 empty] | 2011-12-11 | 76.256
[25 empty] | 2011-12-12 | 76.256
[25 empty] | 2011-12-13 | 76.256
[25 empty] | 2011-12-14 | 0
[25 empty] | 2011-12-15 | 0
[25 empty] | 2011-12-16 | 0
[25 empty] | 2011-12-17 | 0
[25 empty] | 2011-12-18 | 0
[25 empty] | 2011-12-19 | 0
[25 empty] | 2011-12-20 | 0
[25 empty] | 2011-12-21 | 0
[25 empty] | 2011-12-22 | 0
[25 empty] | 2011-12-23 | 0
[25 empty] | 2011-12-24 | 0
[25 empty] | 2011-12-25 | 0
[25 empty] | 2011-12-26 | 0
[25 empty] | 2011-12-27 | 0
[25 empty] | 2011-12-28 | 0
[25 empty] | 2011-12-29 | 0
[25 empty] | 2011-12-30 | 0
[25 empty] | 2011-12-31 | 0
[25 empty] | 2012-01-01 | 0
Note on BD2: GoldSim Version: 10.50.200 Model: C:\Projects\Faro\Model\Current Model\FMC_WB_WQModel_V2.0\X14Analysis\FMC_WB_WQModel_V2.04_S4.gsm Element ID: \Faro_SWWQM\Results\SingleWQ_4Dash\SingleWQ_CVD\R_SingleWQ Element Description: Simulated on: 5/10/2013 12:06:40 Exported on: 5/10/2013 12:07:46 # of Realizations: 100 # of Time Values: 121 Time Display Units: yr
Note on AH4: GoldSim Version: 10.50.200 Model: C:\Projects\Faro\Model\Current Model\FMC_WB_WQModel_V2.0\X14Analysis\FMC_WB_WQModel_V2.04_S4.gsm Element ID: \Faro_SWWQM\Results\SingleWQ_4Dash\SingleWQ_EfluentWTP_Faro\R_SingleWQ Element Description: Simulated on: 5/10/2013 12:06:40 Exported on: 5/10/2013 12:07:46 # of Realizations: 100 # of Time Values: 121 Time Display Units: yr

## WTP
Plot E - Range of Monthly WTP flows - Scenario C-6f | [10 empty] | JAN | FEB | MAR | APR | MAY | JUN | JUL | AUG | SEP | OCT | NOV | DEC
[10 empty] | Max | 0 | 0 | 0 | 0 | 6000 | 6000 | 6000 | 6000 | 6000 | 6000 | 5841.8693 | 1859.3625
[10 empty] | 95% percentile | 0 | 0 | 0 | 0 | 6000 | 6000 | 6000 | 6000 | 6000 | 5914.1751 | 5157.4312 | 808.6523
[10 empty] | 75% Percentile | 0 | 0 | 0 | 0 | 6000 | 6000 | 6000 | 6000 | 5972.3548 | 5100.6386 | 1965.7183 | 151.5384
[10 empty] | Median | 0 | 0 | 0 | 0 | 6000 | 6000 | 6000 | 6000 | 5759.4883 | 3410.4503 | 280.5432 | 0
[10 empty] | Mean | 0 | 0 | 0 | 0 | 6000 | 6000 | 5969.4987 | 5675.7987 | 5276.1048 | 3013.1514 | 1202.1088 | 139.5569
| Mean | S.D. | Least Result | 5% | 25% | Median | 75% | 95% | Greatest Result | Min | 0 | 0 | 0 | 0 | 6000 | 6000 | 4868.5674 | 3351.2134 | 2750.8348 | 0 | 0 | 0
| 0 | [9 empty] | JAN: MIN |  | MEAN | [12 empty] | MEDIAN | [12 empty] | 75% | [12 empty] | 95% | [12 empty] | MAX
Time (yr) | Total_Faro_Discharge:Mean | Total_Faro_Discharge:Least Result | Total_Faro_Discharge:5% | Total_Faro_Discharge:25% | Total_Faro_Discharge:Median | Total_Faro_Discharge:75% | Total_Faro_Discharge:95% | Total_Faro_Discharge:Greatest Result | Greatest Result |  | 1 | 2 | 3 | 4 | 5 | 6 | 7 | 8 | 9 | 10 | 11 | 12 |  | 1 | 2 | 3 | 4 | 5 | 6 | 7 | 8 | 9 | 10 | 11 | 12 |  | 1 | 2 | 3 | 4 | 5 | 6 | 7 | 8 | 9 | 10 | 11 | 12 |  | 1 | 2 | 3 | 4 | 5 | 6 | 7 | 8 | 9 | 10 | 11 | 12 |  | 1 | 2 | 3 | 4 | 5 | 6 | 7 | 8 | 9 | 10 | 11 | 12 |  | 1 | 2 | 3 | 4 | 5 | 6 | 7 | 8 | 9 | 10 | 11 | 12
0 | 0 | 0 | 0 | 0 | 0 | 0 | 0 | 0 | 0 | 1 | 0 | 0 | 0 | 0 | 6000 | 6000 | 6000 | 5834.4269 | 2736.1868 | 0 | 0 | 0 | 1 | 0 | 0 | 0 | 0 | 6000 | 6000 | 6000 | 5995.5676 | 5902.2205 | 5352.0069 | 2859.6869 | 426.8401 | 1 | 0 | 0 | 0 | 0 | 6000 | 6000 | 6000 | 6000 | 6000 | 6000 | 2805.4317 | 0 | 1 | 0 | 0 | 0 | 0 | 6000 | 6000 | 6000 | 6000 | 6000 | 6000 | 6000 | 1515.384 | 1 | 0 | 0 | 0 | 0 | 6000 | 6000 | 6000 | 6000 | 6000 | 6000 | 6000 | 1725.549 | 1 | 0 | 0 | 0 | 0 | 6000 | 6000 | 6000 | 6000 | 6000 | 6000 | 6000 | 1884.06
0.083333 | 0 | 0 | 0 | 0 | 0 | 0 | 0 | 0 | 0 | 2 | 0 | 0 | 0 | 0 | 6000 | 6000 | 3863.0473 | 2612.5448 | 2647.2095 | 0 | 0 | 0 | 2 | 0 | 0 | 0 | 0 | 6000 | 6000 | 5832.8456 | 5123.9605 | 4246.4201 | 822.5412 | 199.1509 | 18.5111 | 2 | 0 | 0 | 0 | 0 | 6000 | 6000 | 6000 | 6000 | 3594.8832 | 0 | 0 | 0 | 2 | 0 | 0 | 0 | 0 | 6000 | 6000 | 6000 | 6000 | 5723.5474 | 0 | 0 | 0 | 2 | 0 | 0 | 0 | 0 | 6000 | 6000 | 6000 | 6000 | 6000 | 5141.7507 | 0 | 0 | 2 | 0 | 0 | 0 | 0 | 6000 | 6000 | 6000 | 6000 | 6000 | 6000 | 4418.6931 | 1851.1102
0.16667 | 0 | 0 | 0 | 0 | 0 | 0 | 0 | 0 | 0 | 3 | 0 | 0 | 0 | 0 | 6000 | 6000 | 6000 | 4037.0455 | 2751.192 | 0 | 0 | 0 | 3 | 0 | 0 | 0 | 0 | 6000 | 6000 | 6000 | 5894.598 | 5591.6069 | 3676.6068 | 2024.0518 | 330.2155 | 3 | 0 | 0 | 0 | 0 | 6000 | 6000 | 6000 | 6000 | 6000 | 4921.8779 | 0 | 0 | 3 | 0 | 0 | 0 | 0 | 6000 | 6000 | 6000 | 6000 | 6000 | 6000 | 5219.2851 | 0 | 3 | 0 | 0 | 0 | 0 | 6000 | 6000 | 6000 | 6000 | 6000 | 6000 | 6000 | 1652.8034 | 3 | 0 | 0 | 0 | 0 | 6000 | 6000 | 6000 | 6000 | 6000 | 6000 | 6000 | 1877.8404
0.25 | 0 | 0 | 0 | 0 | 0 | 0 | 0 | 0 | 0 | 4 | 0 | 0 | 0 | 0 | 6000 | 6000 | 4187.7241 | 2731.9892 | 2771.1556 | 0 | 0 | 0 | 4 | 0 | 0 | 0 | 0 | 6000 | 6000 | 5948.3049 | 5561.8109 | 5170.9983 | 2476.9191 | 661.2652 | 96.5351 | 4 | 0 | 0 | 0 | 0 | 6000 | 6000 | 6000 | 6000 | 6000 | 0 | 0 | 0 | 4 | 0 | 0 | 0 | 0 | 6000 | 6000 | 6000 | 6000 | 6000 | 4886.1813 | 0 | 0 | 4 | 0 | 0 | 0 | 0 | 6000 | 6000 | 6000 | 6000 | 6000 | 6000 | 5819.1469 | 1439.9554 | 4 | 0 | 0 | 0 | 0 | 6000 | 6000 | 6000 | 6000 | 6000 | 6000 | 6000 | 1748.0166
0.33333 | 6000 | 6000 | 6000 | 6000 | 6000 | 6000 | 6000 | 6000 | 0 | 5 | 0 | 0 | 0 | 0 | 6000 | 6000 | 6000 | 3419.0331 | 2769.2614 | 0 | 0 | 0 | 5 | 0 | 0 | 0 | 0 | 6000 | 6000 | 6000 | 5729.4253 | 5332.915 | 3187.5687 | 1367.3095 | 139.881 | 5 | 0 | 0 | 0 | 0 | 6000 | 6000 | 6000 | 6000 | 6000 | 4083.9501 | 0 | 0 | 5 | 0 | 0 | 0 | 0 | 6000 | 6000 | 6000 | 6000 | 6000 | 6000 | 2923.9481 | 0 | 5 | 0 | 0 | 0 | 0 | 6000 | 6000 | 6000 | 6000 | 6000 | 6000 | 6000 | 1684.6586 | 5 | 0 | 0 | 0 | 0 | 6000 | 6000 | 6000 | 6000 | 6000 | 6000 | 6000 | 1924.4425
0.41667 | 6000 | 6000 | 6000 | 6000 | 6000 | 6000 | 6000 | 6000 | 0 | 6 | 0 | 0 | 0 | 0 | 6000 | 6000 | 4247.7263 | 2728.5076 | 2764.6652 | 0 | 0 | 0 | 6 | 0 | 0 | 0 | 0 | 6000 | 6000 | 5978.7923 | 5711.0172 | 5348.144 | 2746.5969 | 841.5312 | 50.8765 | 6 | 0 | 0 | 0 | 0 | 6000 | 6000 | 6000 | 6000 | 6000 | 3753.4002 | 0 | 0 | 6 | 0 | 0 | 0 | 0 | 6000 | 6000 | 6000 | 6000 | 6000 | 5339.2167 | 0 | 0 | 6 | 0 | 0 | 0 | 0 | 6000 | 6000 | 6000 | 6000 | 6000 | 6000 | 5472.6995 | 0 | 6 | 0 | 0 | 0 | 0 | 6000 | 6000 | 6000 | 6000 | 6000 | 6000 | 6000 | 1762.6033
0.5 | 6000 | 6000 | 6000 | 6000 | 6000 | 6000 | 6000 | 6000 | 0 | 7 | 0 | 0 | 0 | 0 | 6000 | 6000 | 6000 | 3958.9204 | 2762.6918 | 0 | 0 | 0 | 7 | 0 | 0 | 0 | 0 | 6000 | 6000 | 6000 | 5721.2023 | 5296.5174 | 3002.8904 | 1255.877 | 88.2102 | 7 | 0 | 0 | 0 | 0 | 6000 | 6000 | 6000 | 6000 | 6000 | 3934.0037 | 0 | 0 | 7 | 0 | 0 | 0 | 0 | 6000 | 6000 | 6000 | 6000 | 6000 | 6000 | 3040.6582 | 0 | 7 | 0 | 0 | 0 | 0 | 6000 | 6000 | 6000 | 6000 | 6000 | 6000 | 5694.5851 | 0 | 7 | 0 | 0 | 0 | 0 | 6000 | 6000 | 6000 | 6000 | 6000 | 6000 | 6000 | 1902.7876
0.58333 | 5995.5676 | 5834.4269 | 6000 | 6000 | 6000 | 6000 | 6000 | 6000 | 0 | 8 | 0 | 0 | 0 | 0 | 6000 | 6000 | 4160.3877 | 2734.4066 | 2773.7719 | 0 | 0 | 0 | 8 | 0 | 0 | 0 | 0 | 6000 | 6000 | 5981.6039 | 5670.3216 | 5315.4427 | 2876.3886 | 906.4085 | 67.2841 | 8 | 0 | 0 | 0 | 0 | 6000 | 6000 | 6000 | 6000 | 6000 | 3809.541 | 0 | 0 | 8 | 0 | 0 | 0 | 0 | 6000 | 6000 | 6000 | 6000 | 6000 | 5161.6339 | 0 | 0 | 8 | 0 | 0 | 0 | 0 | 6000 | 6000 | 6000 | 6000 | 6000 | 6000 | 5661.7454 | 0 | 8 | 0 | 0 | 0 | 0 | 6000 | 6000 | 6000 | 6000 | 6000 | 6000 | 6000 | 1752.8202
0.66667 | 5902.2205 | 2736.1868 | 6000 | 6000 | 6000 | 6000 | 6000 | 6000 | 0 | 9 | 0 | 0 | 0 | 0 | 6000 | 6000 | 4117.1856 | 2727.7929 | 2766.2937 | 0 | 0 | 0 | 9 | 0 | 0 | 0 | 0 | 6000 | 6000 | 5978.2451 | 5683.6392 | 5285.6844 | 3032.9529 | 1041.6942 | 72.38 | 9 | 0 | 0 | 0 | 0 | 6000 | 6000 | 6000 | 6000 | 6000 | 3845.781 | 0 | 0 | 9 | 0 | 0 | 0 | 0 | 6000 | 6000 | 6000 | 6000 | 6000 | 6000 | 2473.2913 | 0 | 9 | 0 | 0 | 0 | 0 | 6000 | 6000 | 6000 | 6000 | 6000 | 6000 | 5100.9666 | 0 | 9 | 0 | 0 | 0 | 0 | 6000 | 6000 | 6000 | 6000 | 6000 | 6000 | 6000 | 1946.1369
0.75 | 5352.0069 | 0 | 0 | 5233.1059 | 6000 | 6000 | 6000 | 6000 | 0 | 10 | 0 | 0 | 0 | 0 | 6000 | 6000 | 4109.603 | 2727.4669 | 2765.92 | 0 | 0 | 0 | 10 | 0 | 0 | 0 | 0 | 6000 | 6000 | 5975.195 | 5666.4443 | 5271.0984 | 2957.042 | 864.1129 | 104.8353 | 10 | 0 | 0 | 0 | 0 | 6000 | 6000 | 6000 | 6000 | 6000 | 3755.9489 | 0 | 0 | 10 | 0 | 0 | 0 | 0 | 6000 | 6000 | 6000 | 6000 | 6000 | 5619.3539 | 0 | 0 | 10 | 0 | 0 | 0 | 0 | 6000 | 6000 | 6000 | 6000 | 6000 | 6000 | 5825.1683 | 1583.557 | 10 | 0 | 0 | 0 | 0 | 6000 | 6000 | 6000 | 6000 | 6000 | 6000 | 6000 | 1943.8077
0.83333 | 2859.6869 | 0 | 0 | 0 | 2805.4317 | 6000 | 6000 | 6000 | 0
0.91667 | 426.8401 | 0 | 0 | 0 | 0 | 1515.384 | 1725.549 | 1884.06 | 0
1 | 0 | 0 | 0 | 0 | 0 | 0 | 0 | 0 | 0
1.0833 | 0 | 0 | 0 | 0 | 0 | 0 | 0 | 0 | 0
1.1667 | 0 | 0 | 0 | 0 | 0 | 0 | 0 | 0 | 0
1.25 | 0 | 0 | 0 | 0 | 0 | 0 | 0 | 0 | 0
1.3333 | 6000 | 6000 | 6000 | 6000 | 6000 | 6000 | 6000 | 6000 | 0
1.4167 | 6000 | 6000 | 6000 | 6000 | 6000 | 6000 | 6000 | 6000 | 0
1.5 | 5832.8456 | 3863.0473 | 4499.6045 | 6000 | 6000 | 6000 | 6000 | 6000 | 0
1.5833 | 5123.9605 | 2612.5448 | 2985.1173 | 4236.5338 | 6000 | 6000 | 6000 | 6000 | 0
1.6667 | 4246.4201 | 2647.2095 | 2884.1287 | 3294.5354 | 3594.8832 | 5723.5474 | 6000 | 6000 | 0
1.75 | 822.5412 | 0 | 0 | 0 | 0 | 0 | 5141.7507 | 6000 | 0
1.8333 | 199.1509 | 0 | 0 | 0 | 0 | 0 | 0 | 4418.6931 | 0
1.9167 | 18.5111 | 0 | 0 | 0 | 0 | 0 | 0 | 1851.1102 | 0
2 | 0 | 0 | 0 | 0 | 0 | 0 | 0 | 0 | 0
2.0833 | 0 | 0 | 0 | 0 | 0 | 0 | 0 | 0 | 0
2.1667 | 0 | 0 | 0 | 0 | 0 | 0 | 0 | 0 | 0
2.25 | 0 | 0 | 0 | 0 | 0 | 0 | 0 | 0 | 0
2.3333 | 6000 | 6000 | 6000 | 6000 | 6000 | 6000 | 6000 | 6000 | 0
2.4167 | 6000 | 6000 | 6000 | 6000 | 6000 | 6000 | 6000 | 6000 | 0
2.5 | 6000 | 6000 | 6000 | 6000 | 6000 | 6000 | 6000 | 6000 | 0
2.5833 | 5894.598 | 4037.0455 | 4451.2157 | 6000 | 6000 | 6000 | 6000 | 6000 | 0
2.6667 | 5591.6069 | 2751.192 | 3555.8085 | 5481.0293 | 6000 | 6000 | 6000 | 6000 | 0
2.75 | 3676.6068 | 0 | 0 | 0 | 4921.8779 | 6000 | 6000 | 6000 | 0
2.8333 | 2024.0518 | 0 | 0 | 0 | 0 | 5219.2851 | 6000 | 6000 | 0
2.9167 | 330.2155 | 0 | 0 | 0 | 0 | 0 | 1652.8034 | 1877.8404 | 0
3 | 0 | 0 | 0 | 0 | 0 | 0 | 0 | 0 | 0
3.0833 | 0 | 0 | 0 | 0 | 0 | 0 | 0 | 0 | 0
3.1667 | 0 | 0 | 0 | 0 | 0 | 0 | 0 | 0 | 0
3.25 | 0 | 0 | 0 | 0 | 0 | 0 | 0 | 0 | 0
3.3333 | 6000 | 6000 | 6000 | 6000 | 6000 | 6000 | 6000 | 6000 | 0
3.4167 | 6000 | 6000 | 6000 | 6000 | 6000 | 6000 | 6000 | 6000 | 0
3.5 | 5948.3049 | 4187.7241 | 6000 | 6000 | 6000 | 6000 | 6000 | 6000 | 0
3.5833 | 5561.8109 | 2731.9892 | 3455.4337 | 6000 | 6000 | 6000 | 6000 | 6000 | 0
3.6667 | 5170.9983 | 2771.1556 | 3090.6476 | 3744.1778 | 6000 | 6000 | 6000 | 6000 | 0
3.75 | 2476.9191 | 0 | 0 | 0 | 0 | 4886.1813 | 6000 | 6000 | 0
3.8333 | 661.2652 | 0 | 0 | 0 | 0 | 0 | 5819.1469 | 6000 | 0
3.9167 | 96.5351 | 0 | 0 | 0 | 0 | 0 | 1439.9554 | 1748.0166 | 0
4 | 0 | 0 | 0 | 0 | 0 | 0 | 0 | 0 | 0
4.0833 | 0 | 0 | 0 | 0 | 0 | 0 | 0 | 0 | 0
4.1667 | 0 | 0 | 0 | 0 | 0 | 0 | 0 | 0 | 0
4.25 | 0 | 0 | 0 | 0 | 0 | 0 | 0 | 0 | 0
4.3333 | 6000 | 6000 | 6000 | 6000 | 6000 | 6000 | 6000 | 6000 | 0
4.4167 | 6000 | 6000 | 6000 | 6000 | 6000 | 6000 | 6000 | 6000 | 0
4.5 | 6000 | 6000 | 6000 | 6000 | 6000 | 6000 | 6000 | 6000 | 0
4.5833 | 5729.4253 | 3419.0331 | 4099.2891 | 6000 | 6000 | 6000 | 6000 | 6000 | 0
4.6667 | 5332.915 | 2769.2614 | 3100.3233 | 4945.0673 | 6000 | 6000 | 6000 | 6000 | 0
4.75 | 3187.5687 | 0 | 0 | 0 | 4083.9501 | 6000 | 6000 | 6000 | 0
4.8333 | 1367.3095 | 0 | 0 | 0 | 0 | 2923.9481 | 6000 | 6000 | 0
4.9167 | 139.881 | 0 | 0 | 0 | 0 | 0 | 1684.6586 | 1924.4425 | 0
5 | 0 | 0 | 0 | 0 | 0 | 0 | 0 | 0 | 0
5.0833 | 0 | 0 | 0 | 0 | 0 | 0 | 0 | 0 | 0
5.1667 | 0 | 0 | 0 | 0 | 0 | 0 | 0 | 0 | 0
5.25 | 0 | 0 | 0 | 0 | 0 | 0 | 0 | 0 | 0
5.3333 | 6000 | 6000 | 6000 | 6000 | 6000 | 6000 | 6000 | 6000 | 0
5.4167 | 6000 | 6000 | 6000 | 6000 | 6000 | 6000 | 6000 | 6000 | 0
5.5 | 5978.7923 | 4247.7263 | 6000 | 6000 | 6000 | 6000 | 6000 | 6000 | 0
5.5833 | 5711.0172 | 2728.5076 | 4288.9804 | 6000 | 6000 | 6000 | 6000 | 6000 | 0
5.6667 | 5348.144 | 2764.6652 | 3101.8817 | 4842.922 | 6000 | 6000 | 6000 | 6000 | 0
5.75 | 2746.5969 | 0 | 0 | 0 | 3753.4002 | 5339.2167 | 6000 | 6000 | 0
5.8333 | 841.5312 | 0 | 0 | 0 | 0 | 0 | 5472.6995 | 6000 | 0
5.9167 | 50.8765 | 0 | 0 | 0 | 0 | 0 | 0 | 1762.6033 | 0
6 | 0 | 0 | 0 | 0 | 0 | 0 | 0 | 0 | 0
6.0833 | 0 | 0 | 0 | 0 | 0 | 0 | 0 | 0 | 0
6.1667 | 0 | 0 | 0 | 0 | 0 | 0 | 0 | 0 | 0
6.25 | 0 | 0 | 0 | 0 | 0 | 0 | 0 | 0 | 0
6.3333 | 6000 | 6000 | 6000 | 6000 | 6000 | 6000 | 6000 | 6000 | 0
6.4167 | 6000 | 6000 | 6000 | 6000 | 6000 | 6000 | 6000 | 6000 | 0
6.5 | 6000 | 6000 | 6000 | 6000 | 6000 | 6000 | 6000 | 6000 | 0
6.5833 | 5721.2023 | 3958.9204 | 4224.8222 | 6000 | 6000 | 6000 | 6000 | 6000 | 0
6.6667 | 5296.5174 | 2762.6918 | 3097.7732 | 4770.8057 | 6000 | 6000 | 6000 | 6000 | 0
6.75 | 3002.8904 | 0 | 0 | 0 | 3934.0037 | 6000 | 6000 | 6000 | 0
6.8333 | 1255.877 | 0 | 0 | 0 | 0 | 3040.6582 | 5694.5851 | 6000 | 0
6.9167 | 88.2102 | 0 | 0 | 0 | 0 | 0 | 0 | 1902.7876 | 0
7 | 0 | 0 | 0 | 0 | 0 | 0 | 0 | 0 | 0
7.0833 | 0 | 0 | 0 | 0 | 0 | 0 | 0 | 0 | 0
7.1667 | 0 | 0 | 0 | 0 | 0 | 0 | 0 | 0 | 0
7.25 | 0 | 0 | 0 | 0 | 0 | 0 | 0 | 0 | 0
7.3333 | 6000 | 6000 | 6000 | 6000 | 6000 | 6000 | 6000 | 6000 | 0
7.4167 | 6000 | 6000 | 6000 | 6000 | 6000 | 6000 | 6000 | 6000 | 0
7.5 | 5981.6039 | 4160.3877 | 6000 | 6000 | 6000 | 6000 | 6000 | 6000 | 0
7.5833 | 5670.3216 | 2734.4066 | 4131.8595 | 6000 | 6000 | 6000 | 6000 | 6000 | 0
7.6667 | 5315.4427 | 2773.7719 | 3098.7385 | 4929.4486 | 6000 | 6000 | 6000 | 6000 | 0
7.75 | 2876.3886 | 0 | 0 | 0 | 3809.541 | 5161.6339 | 6000 | 6000 | 0
7.8333 | 906.4085 | 0 | 0 | 0 | 0 | 0 | 5661.7454 | 6000 | 0
7.9167 | 67.2841 | 0 | 0 | 0 | 0 | 0 | 0 | 1752.8202 | 0
8 | 0 | 0 | 0 | 0 | 0 | 0 | 0 | 0 | 0
8.0833 | 0 | 0 | 0 | 0 | 0 | 0 | 0 | 0 | 0
8.1667 | 0 | 0 | 0 | 0 | 0 | 0 | 0 | 0 | 0
8.25 | 0 | 0 | 0 | 0 | 0 | 0 | 0 | 0 | 0
8.3333 | 6000 | 6000 | 6000 | 6000 | 6000 | 6000 | 6000 | 6000 | 0
8.4167 | 6000 | 6000 | 6000 | 6000 | 6000 | 6000 | 6000 | 6000 | 0
8.5 | 5978.2451 | 4117.1856 | 6000 | 6000 | 6000 | 6000 | 6000 | 6000 | 0
8.5833 | 5683.6392 | 2727.7929 | 4237.7993 | 6000 | 6000 | 6000 | 6000 | 6000 | 0
8.6667 | 5285.6844 | 2766.2937 | 3098.1901 | 4810.7234 | 6000 | 6000 | 6000 | 6000 | 0
8.75 | 3032.9529 | 0 | 0 | 0 | 3845.781 | 6000 | 6000 | 6000 | 0
8.8333 | 1041.6942 | 0 | 0 | 0 | 0 | 2473.2913 | 5100.9666 | 6000 | 0
8.9167 | 72.38 | 0 | 0 | 0 | 0 | 0 | 0 | 1946.1369 | 0
9 | 0 | 0 | 0 | 0 | 0 | 0 | 0 | 0 | 0
9.0833 | 0 | 0 | 0 | 0 | 0 | 0 | 0 | 0 | 0
9.1667 | 0 | 0 | 0 | 0 | 0 | 0 | 0 | 0 | 0
9.25 | 0 | 0 | 0 | 0 | 0 | 0 | 0 | 0 | 0
9.3333 | 6000 | 6000 | 6000 | 6000 | 6000 | 6000 | 6000 | 6000 | 0
9.4167 | 6000 | 6000 | 6000 | 6000 | 6000 | 6000 | 6000 | 6000 | 0
9.5 | 5975.195 | 4109.603 | 6000 | 6000 | 6000 | 6000 | 6000 | 6000 | 0
9.5833 | 5666.4443 | 2727.4669 | 4322.3217 | 6000 | 6000 | 6000 | 6000 | 6000 | 0
9.6667 | 5271.0984 | 2765.92 | 3100.8191 | 4716.2075 | 6000 | 6000 | 6000 | 6000 | 0
9.75 | 2957.042 | 0 | 0 | 0 | 3755.9489 | 5619.3539 | 6000 | 6000 | 0
9.8333 | 864.1129 | 0 | 0 | 0 | 0 | 0 | 5825.1683 | 6000 | 0
9.9167 | 104.8353 | 0 | 0 | 0 | 0 | 0 | 1583.557 | 1943.8077 | 0
10 | 0 | 0 | 0 | 0 | 0 | 0 | 0 | 0 | 0

## CVP_Disch
Plot F - Range of Monthly CVP Discharge flows - Scenario C-6f | [10 empty] | JAN | FEB | MAR | APR | MAY | JUN | JUL | AUG | SEP | OCT | NOV | DEC
[10 empty] | Max | 1435.193 | 696.6359 | 694.6795 | 578.2178 | 8074.4595 | 9562.2549 | 8980.5095 | 9140.4029 | 9340.3029 | 8025.6679 | 7434.2899 | 2743.039
[10 empty] | 95% percentile | 758.4551 | 405.1054 | 379.8758 | 343.5994 | 7946.2878 | 9525.2364 | 8499.7704 | 8231.823 | 9152.789 | 7661.0944 | 6243.1094 | 1755.2918
[10 empty] | 75% Percentile | 474.827 | 295.4459 | 278.7266 | 266.3668 | 6323.904 | 9402.6424 | 8399.7795 | 7846.3821 | 7876.084 | 6214.3092 | 2917.2677 | 714.714
[10 empty] | Median | 420.2138 | 250.8002 | 228.3389 | 158.0782 | 5237.4251 | 9178.2664 | 8278.2734 | 7520.6798 | 7382.0461 | 4342.1524 | 899.5872 | 454.1018
[10 empty] | Mean | 458.7316 | 206.7967 | 190.488 | 154.9601 | 5586.392 | 8922.3044 | 7991.0695 | 6822.0668 | 7141.6442 | 3989.0304 | 1891.3399 | 633.1891
| Mean | S.D. | Least Result | 5% | 25% | Median | 75% | 95% | Greatest Result | Min | 150.1404 | 0 | 0 | 0 | 4182.8817 | 6159.3983 | 4430.498 | 2055.5959 | 3673.0212 | 58.9556 | 29.8514 | 216.853
| 0 | [9 empty] | JAN: MIN |  | MEAN | [12 empty] | MEDIAN | [12 empty] | 75% | [12 empty] | 95% | [12 empty] | MAX
Time (yr) | Total_Faro_Discharge:Mean | Total_Faro_Discharge:Least Result | Total_Faro_Discharge:5% | Total_Faro_Discharge:25% | Total_Faro_Discharge:Median | Total_Faro_Discharge:75% | Total_Faro_Discharge:95% | Total_Faro_Discharge:Greatest Result | Greatest Result |  | 1 | 2 | 3 | 4 | 5 | 6 | 7 | 8 | 9 | 10 | 11 | 12 |  | 1 | 2 | 3 | 4 | 5 | 6 | 7 | 8 | 9 | 10 | 11 | 12 |  | 1 | 2 | 3 | 4 | 5 | 6 | 7 | 8 | 9 | 10 | 11 | 12 |  | 1 | 2 | 3 | 4 | 5 | 6 | 7 | 8 | 9 | 10 | 11 | 12 |  | 1 | 2 | 3 | 4 | 5 | 6 | 7 | 8 | 9 | 10 | 11 | 12 |  | 1 | 2 | 3 | 4 | 5 | 6 | 7 | 8 | 9 | 10 | 11 | 12
0 | 1051.5066 | 916.1108 | 978.3126 | 1022.2575 | 1046.9385 | 1081.7149 | 1132.9825 | 1165.2664 | 0 | 1 | 916.1108 | 0 | 0 | 0 | 4224.7088 | 7490.3363 | 4096.6074 | 3800.2543 | 3595.3691 | 589.5556 | 298.514 | 320.6147 | 1 | 1051.5066 | 586.7558 | 396.4682 | 310.7126 | 6665.0404 | 8348.9854 | 7656.3399 | 6730.0632 | 7846.4021 | 6162.1816 | 3717.6792 | 1011.4126 | 1 | 1046.9385 | 588.5939 | 397.9128 | 328.4518 | 7814.5721 | 7770.6506 | 7605.2574 | 7353.1369 | 7558.5158 | 6969.4827 | 3554.0231 | 589.9227 | 1 | 1081.7149 | 619.7374 | 429.6276 | 368.8512 | 7881.6071 | 9343.5252 | 8368.9777 | 7712.3593 | 8945.1758 | 7206.3724 | 6587.1346 | 1995.1297 | 1 | 1132.9825 | 655.7254 | 464.6994 | 408.6356 | 8057.2083 | 9481.2484 | 8463.3386 | 8021.234 | 9280.4865 | 7979.8935 | 7028.1892 | 2360.1475 | 1 | 1165.2664 | 689.6122 | 494.787 | 438.5432 | 8151.4653 | 9562.5944 | 8564.4517 | 9248.518 | 9329.8499 | 8144.0273 | 7116.4848 | 2662.1715
0.083333 | 586.7558 | 0 | 523.9767 | 580.0447 | 588.5939 | 619.7374 | 655.7254 | 689.6122 | 0 | 2 | 199.6072 | 0 | 0 | 0 | 4135.1241 | 7576.6546 | 4105.6553 | 1622.4304 | 3716.9765 | 0 | 0 | 0 | 2 | 410.9075 | 154.3113 | 159.3512 | 109.345 | 5307.5212 | 9103.8297 | 7807.2006 | 6471.6598 | 6090.6173 | 1865.5729 | 761.3616 | 450.8975 | 2 | 365.7462 | 186.1045 | 205.6247 | 0 | 4984.5863 | 9328.5725 | 8345.1453 | 6774.4975 | 5859.974 | 1034.4444 | 538.0956 | 418.8207 | 2 | 429.0201 | 261.6386 | 275.6775 | 239.296 | 5344.8957 | 9411.9715 | 8391.4968 | 7873.5105 | 7576.7131 | 1762.153 | 743.6132 | 525.7335 | 2 | 816.7876 | 488.3804 | 382.5122 | 322.8232 | 7911.4764 | 9543.706 | 8462.0207 | 9153.7659 | 8510.5139 | 6976.7025 | 2722.3837 | 661.1413 | 2 | 860.647 | 510.4942 | 432.6801 | 707.3253 | 8029.5223 | 9562.1589 | 8563.8169 | 9302.3868 | 9350.4615 | 7705.884 | 5156.1496 | 2532.2364
0.16667 | 396.4682 | 0 | 308.8274 | 384.19 | 397.9128 | 429.6276 | 464.6994 | 494.787 | 0 | 3 | 0 | 0 | 0 | 0 | 4148.0993 | 6949.2938 | 4198.9587 | 2811.3407 | 3607.5798 | 0 | 0 | 295.8151 | 3 | 377.1155 | 140.3125 | 177.1799 | 155.7235 | 5365.5962 | 9071.6881 | 8132.5888 | 7064.8884 | 7488.7599 | 4803.3763 | 2668.3007 | 807.9057 | 3 | 336.7696 | 197.8764 | 208.4853 | 194.0158 | 4857.3607 | 9351.4091 | 8360.2557 | 7703.9916 | 7572.6124 | 5880.9772 | 896.4049 | 447.4981 | 3 | 401.0764 | 235.1445 | 268.1134 | 259.8005 | 5464.6894 | 9412.3324 | 8393.3079 | 7860.2812 | 7820.2817 | 7153.727 | 6059.6749 | 655.1034 | 3 | 595.9688 | 328.5602 | 419.2281 | 355.8071 | 7989.1294 | 9502.7906 | 8551.2545 | 8224.5712 | 9244.4725 | 7906.3468 | 6897.51 | 2321.8295 | 3 | 2017.6772 | 769.4151 | 1416.176 | 1276.3875 | 8122.6815 | 9558.2977 | 9279.3774 | 9310.3804 | 9286.7672 | 8012.0066 | 7525.5538 | 2466.5985
0.25 | 310.7126 | 0 | 0 | 309.343 | 328.4518 | 368.8512 | 408.6356 | 438.5432 | 0 | 4 | 0 | 0 | 0 | 0 | 4135.1231 | 7555.8908 | 4142.0387 | 1375.3132 | 3840.8669 | 0 | 0 | 222.1534 | 4 | 376.1604 | 164.1252 | 158.3906 | 126.9424 | 5417.6157 | 9022.6656 | 8060.6582 | 6665.7051 | 7072.9134 | 3426.0721 | 1388.7085 | 593.4199 | 4 | 345.3101 | 215.3285 | 204.9072 | 0 | 5025.2886 | 9341.0527 | 8360.3936 | 7584.5347 | 7551.2544 | 1843.6851 | 575.1417 | 438.6563 | 4 | 405.6471 | 272.581 | 253.8815 | 251.6831 | 5428.2895 | 9416.6065 | 8439.5469 | 7929.2897 | 7771.1659 | 5842.651 | 927.5478 | 579.5089 | 4 | 524.0612 | 335.9182 | 399.672 | 318.0487 | 7882.4947 | 9545.3206 | 8524.244 | 8148.4185 | 9212.0533 | 7671.6995 | 6630.9036 | 1974.1847 | 4 | 1160.9388 | 640.4165 | 527.7207 | 486.124 | 8064.1125 | 9563.0215 | 9246.2543 | 9235.7355 | 9353.7256 | 8143.1298 | 7039.2432 | 2402.0846
0.33333 | 6665.0404 | 4224.7088 | 4432.1648 | 4628.0541 | 7814.5721 | 7881.6071 | 8057.2083 | 8151.4653 | 0 | 5 | 186.1373 | 0 | 0 | 0 | 4253.1388 | 4179.7344 | 4087.2119 | 2722.8768 | 3625.5223 | 0 | 0 | 253.2728 | 5 | 426.9599 | 163.2484 | 168.4606 | 138.9335 | 5448.5023 | 8948.129 | 8114.2377 | 7041.3196 | 7129.8248 | 4152.2333 | 2042.5029 | 627.152 | 5 | 362.3701 | 219.6889 | 208.003 | 180.7868 | 4899.3247 | 9339.4164 | 8364.6488 | 7669.6206 | 7551.2242 | 5002.3028 | 549.3222 | 426.9773 | 5 | 408.7601 | 261.7283 | 266.6141 | 267.2404 | 5756.1433 | 9421.095 | 8427.3454 | 7831.0652 | 7780.7027 | 7046.5212 | 3760.8562 | 589.1461 | 5 | 799.5271 | 336.1831 | 330.5746 | 347.6595 | 7908.371 | 9532.1772 | 8564.6643 | 8029.8501 | 9263.8636 | 7905.3232 | 6737.3276 | 2319.9702 | 5 | 2180.6863 | 821.6891 | 521.1838 | 423.4532 | 8025.0423 | 9563.0215 | 9310.4229 | 9228.0924 | 9350.4568 | 7956.8018 | 8356.8858 | 3061.0653
0.41667 | 8348.9854 | 7490.3363 | 7609.5475 | 7683.1523 | 7770.6506 | 9343.5252 | 9481.2484 | 9562.5944 | 0 | 6 | 0 | 0 | 0 | 0 | 4135.3329 | 4323.7062 | 5292.9976 | 2483.0388 | 3623.9152 | 0 | 0 | 314.2367 | 6 | 384.3234 | 154.6666 | 168.4226 | 138.176 | 5614.4037 | 8863.9033 | 8056.9842 | 6712.2764 | 7268.1175 | 3830.68 | 1535.2552 | 550.7121 | 6 | 342.8265 | 214.314 | 211.1435 | 139.2779 | 5030.4295 | 9322.6395 | 8356.2981 | 7580.6924 | 7550.9681 | 4573.0737 | 605.0808 | 469.7133 | 6 | 393.2402 | 250.2086 | 267.1671 | 256.616 | 7325.1854 | 9405.6493 | 8395.4978 | 7863.9865 | 7790.3269 | 6308.8931 | 932.4142 | 581.4366 | 6 | 736.0174 | 377.22 | 386.1869 | 361.8964 | 7956.2851 | 9517.6875 | 8476.3989 | 8020.2165 | 9124.8857 | 7294.0162 | 6537.5077 | 1295.4615 | 6 | 1291.6499 | 472.5631 | 799.7637 | 465.3288 | 8113.1537 | 9563.0205 | 9299.1029 | 9209.2824 | 9350.4568 | 7956.9256 | 8354.4162 | 3131.892
0.5 | 7656.3399 | 4096.6074 | 5067.9414 | 7529.5534 | 7605.2574 | 8368.9777 | 8463.3386 | 8564.4517 | 0 | 7 | 199.5489 | 0 | 0 | 0 | 4135.1212 | 4254.4379 | 4179.4387 | 2021.2788 | 3832.3062 | 0 | 0 | 266.5899 | 7 | 380.1783 | 168.0279 | 165.4366 | 143.2519 | 5364.0398 | 9014.2713 | 8065.6545 | 6885.1144 | 7179.0369 | 3965.0178 | 1961.3316 | 595.2925 | 7 | 353.9789 | 221.9122 | 211.7829 | 200.0827 | 4811.4159 | 9343.7661 | 8362.8868 | 7640.0168 | 7551.8921 | 4526.6282 | 565.571 | 443.6177 | 7 | 410.1385 | 260.9589 | 253.474 | 257.024 | 5439.0951 | 9406.1094 | 8395.7463 | 7856.3104 | 7771.1664 | 7120.6479 | 3921.2049 | 592.3527 | 7 | 631.0815 | 326.3918 | 337.5078 | 340.2898 | 7949.9779 | 9531.9164 | 8475.2283 | 8019.1017 | 9267.789 | 7915.9049 | 6578.1368 | 1714.088 | 7 | 1155.2125 | 617.238 | 542.3332 | 484.7204 | 8113.1414 | 9563.0215 | 8564.67 | 9264.6033 | 9353.72 | 8023.8953 | 8440.3575 | 3431.393
0.58333 | 6730.0632 | 3800.2543 | 3904.8231 | 5007.4753 | 7353.1369 | 7712.3593 | 8021.234 | 9248.518 | 0 | 8 | 0 | 0 | 0 | 0 | 4135.1241 | 7470.3047 | 6044.6009 | 998.6343 | 3633.2544 | 0 | 0 | 199.9008 | 8 | 378.2113 | 192.9935 | 173.6869 | 132.1179 | 5439.9372 | 9012.52 | 8178.1656 | 6857.5224 | 7086.0246 | 3627.7113 | 1650.2673 | 582.6394 | 8 | 347.4114 | 222.0632 | 211.5011 | 133.2782 | 4965.7531 | 9338.9431 | 8357.5225 | 7657.1673 | 7519.1234 | 3865.0875 | 555.5835 | 425.5838 | 8 | 401.9452 | 259.4099 | 248.8927 | 244.4733 | 5507.9198 | 9402.9284 | 8398.5002 | 7826.9942 | 7736.2559 | 5653.0707 | 2193.9031 | 528.3021 | 8 | 742.2619 | 428.585 | 389.2563 | 333.7656 | 7882.9089 | 9543.9157 | 8483.8785 | 7984.2431 | 9156.5113 | 7385.0431 | 6460.8594 | 1405.359 | 8 | 1258.6581 | 1501.1976 | 867.9559 | 554.721 | 7978.4187 | 9563.0224 | 9146.8257 | 8021.2028 | 9350.4615 | 8029.0641 | 8122.3754 | 2340.5051
0.66667 | 7846.4021 | 3595.3691 | 7140.7763 | 7341.5859 | 7558.5158 | 8945.1758 | 9280.4865 | 9329.8499 | 0 | 9 | 0 | 0 | 0 | 0 | 4273.6943 | 4326.0615 | 4179.441 | 990.0762 | 3632.1374 | 0 | 0 | 0 | 9 | 420.6515 | 175.4625 | 167.5 | 150.3899 | 5666.1435 | 8878.2936 | 8014.8502 | 6928.094 | 7088.2561 | 4030.0059 | 1662.6697 | 526.9282 | 9 | 357.5381 | 221.2052 | 211.7318 | 205.8973 | 5042.9101 | 9323.5219 | 8322.7537 | 7570.6955 | 7553.3706 | 4792.6933 | 556.165 | 431.132 | 9 | 409.1784 | 269.4938 | 256.0431 | 260.5339 | 7609.7899 | 9401.5018 | 8395.8493 | 7863.9558 | 7771.618 | 7064.95 | 3114.5076 | 523.556 | 9 | 814.9102 | 450.2345 | 359.5575 | 319.8326 | 7979.0971 | 9533.5669 | 8523.6554 | 8109.7677 | 9246.0626 | 7880.1725 | 6226.0487 | 1330.4954 | 9 | 2078.9088 | 506.2825 | 608.7982 | 474.7825 | 8040.5088 | 9561.37 | 9265.5037 | 9264.6033 | 9326.6755 | 8142.407 | 7115.6704 | 2723.832
0.75 | 6162.1816 | 589.5556 | 815.2511 | 5531.5646 | 6969.4827 | 7206.3724 | 7979.8935 | 8144.0273 | 0 | 10 | 0 | 0 | 0 | 0 | 4253.35 | 7467.5635 | 3978.0296 | 1730.7154 | 3622.2841 | 0 | 0 | 295.9461 | 10 | 381.3016 | 168.0631 | 169.9836 | 144.0083 | 5575.1204 | 8958.7577 | 7824.0154 | 6864.0243 | 7166.4894 | 4027.4529 | 1525.3223 | 585.5311 | 10 | 343.2487 | 220.9155 | 212.2969 | 198.9915 | 4942.61 | 9322.6924 | 8347.5724 | 7672.4445 | 7551.5265 | 4933.1492 | 600.4841 | 449.0958 | 10 | 407.5494 | 263.5583 | 267.7755 | 258.1494 | 7481.4254 | 9404.7045 | 8391.527 | 7846.0678 | 7797.4334 | 6984.1056 | 931.8208 | 576.871 | 10 | 790.9527 | 323.8551 | 329.5636 | 327.2356 | 7945.9296 | 9520.0343 | 8473.0204 | 8607.061 | 9221.2515 | 7695.8417 | 6612.2273 | 2170.2411 | 10 | 1182.2849 | 437.4512 | 735.3961 | 470.7925 | 8106.548 | 9563.0205 | 8564.67 | 9319.2242 | 9350.454 | 8142.5374 | 7115.7626 | 2678.6119
0.83333 | 3717.6792 | 298.514 | 402.3107 | 867.3301 | 3554.0231 | 6587.1346 | 7028.1892 | 7116.4848 | 0
0.91667 | 1011.4126 | 240.2728 | 320.6147 | 396.4082 | 589.9227 | 1995.1297 | 2360.1475 | 2662.1715 | 0
1 | 410.9075 | 199.6072 | 261.7226 | 311.4814 | 365.7462 | 429.0201 | 816.7876 | 860.647 | 0
1.0833 | 154.3113 | 0 | 0 | 0 | 186.1045 | 261.6386 | 488.3804 | 510.4942 | 0
1.1667 | 159.3512 | 0 | 0 | 0 | 205.6247 | 275.6775 | 382.5122 | 432.6801 | 0
1.25 | 109.345 | 0 | 0 | 0 | 0 | 239.296 | 322.8232 | 707.3253 | 0
1.3333 | 5307.5212 | 4135.1241 | 4325.4219 | 4611.7396 | 4984.5863 | 5344.8957 | 7911.4764 | 8029.5223 | 0
1.4167 | 9103.8297 | 7576.6546 | 7680.8717 | 9243.5335 | 9328.5725 | 9411.9715 | 9543.706 | 9562.1589 | 0
1.5 | 7807.2006 | 4105.6553 | 5792.0103 | 7538.487 | 8345.1453 | 8391.4968 | 8462.0207 | 8563.8169 | 0
1.5833 | 6471.6598 | 1622.4304 | 3873.9207 | 5072.41 | 6774.4975 | 7873.5105 | 9153.7659 | 9302.3868 | 0
1.6667 | 6090.6173 | 3716.9765 | 4149.3535 | 4803.8565 | 5859.974 | 7576.7131 | 8510.5139 | 9350.4615 | 0
1.75 | 1865.5729 | 0 | 0 | 915.7428 | 1034.4444 | 1762.153 | 6976.7025 | 7705.884 | 0
1.8333 | 761.3616 | 0 | 0 | 486.4835 | 538.0956 | 743.6132 | 2722.3837 | 5156.1496 | 0
1.9167 | 450.8975 | 0 | 0 | 381.9622 | 418.8207 | 525.7335 | 661.1413 | 2532.2364 | 0
2 | 377.1155 | 0 | 0 | 303.2939 | 336.7696 | 401.0764 | 595.9688 | 2017.6772 | 0
2.0833 | 140.3125 | 0 | 0 | 0 | 197.8764 | 235.1445 | 328.5602 | 769.4151 | 0
2.1667 | 177.1799 | 0 | 0 | 0 | 208.4853 | 268.1134 | 419.2281 | 1416.176 | 0
2.25 | 155.7235 | 0 | 0 | 0 | 194.0158 | 259.8005 | 355.8071 | 1276.3875 | 0
2.3333 | 5365.5962 | 4148.0993 | 4327.874 | 4465.071 | 4857.3607 | 5464.6894 | 7989.1294 | 8122.6815 | 0
2.4167 | 9071.6881 | 6949.2938 | 7618.6809 | 9285.4399 | 9351.4091 | 9412.3324 | 9502.7906 | 9558.2977 | 0
2.5 | 8132.5888 | 4198.9587 | 6493.8492 | 8259.4411 | 8360.2557 | 8393.3079 | 8551.2545 | 9279.3774 | 0
2.5833 | 7064.8884 | 2811.3407 | 4604.5675 | 6415.3634 | 7703.9916 | 7860.2812 | 8224.5712 | 9310.3804 | 0
2.6667 | 7488.7599 | 3607.5798 | 5010.4872 | 7379.6419 | 7572.6124 | 7820.2817 | 9244.4725 | 9286.7672 | 0
2.75 | 4803.3763 | 0 | 784.7176 | 1069.0495 | 5880.9772 | 7153.727 | 7906.3468 | 8012.0066 | 0
2.8333 | 2668.3007 | 0 | 324.4958 | 509.0147 | 896.4049 | 6059.6749 | 6897.51 | 7525.5538 | 0
2.9167 | 807.9057 | 0 | 295.8151 | 399.4382 | 447.4981 | 655.1034 | 2321.8295 | 2466.5985 | 0
3 | 376.1604 | 0 | 269.4647 | 313.6591 | 345.3101 | 405.6471 | 524.0612 | 1160.9388 | 0
3.0833 | 164.1252 | 0 | 0 | 0 | 215.3285 | 272.581 | 335.9182 | 640.4165 | 0
3.1667 | 158.3906 | 0 | 0 | 0 | 204.9072 | 253.8815 | 399.672 | 527.7207 | 0
3.25 | 126.9424 | 0 | 0 | 0 | 0 | 251.6831 | 318.0487 | 486.124 | 0
3.3333 | 5417.6157 | 4135.1231 | 4346.9372 | 4537.9927 | 5025.2886 | 5428.2895 | 7882.4947 | 8064.1125 | 0
3.4167 | 9022.6656 | 7555.8908 | 7643.2951 | 9233.9121 | 9341.0527 | 9416.6065 | 9545.3206 | 9563.0215 | 0
3.5 | 8060.6582 | 4142.0387 | 6108.4761 | 7893.4108 | 8360.3936 | 8439.5469 | 8524.244 | 9246.2543 | 0
3.5833 | 6665.7051 | 1375.3132 | 3945.8851 | 5153.7197 | 7584.5347 | 7929.2897 | 8148.4185 | 9235.7355 | 0
3.6667 | 7072.9134 | 3840.8669 | 4361.1189 | 6325.6823 | 7551.2544 | 7771.1659 | 9212.0533 | 9353.7256 | 0
3.75 | 3426.0721 | 0 | 695.3858 | 976.9439 | 1843.6851 | 5842.651 | 7671.6995 | 8143.1298 | 0
3.8333 | 1388.7085 | 0 | 351.2191 | 501.9239 | 575.1417 | 927.5478 | 6630.9036 | 7039.2432 | 0
3.9167 | 593.4199 | 0 | 222.1534 | 394.4307 | 438.6563 | 579.5089 | 1974.1847 | 2402.0846 | 0
4 | 426.9599 | 186.1373 | 266.2189 | 317.7317 | 362.3701 | 408.7601 | 799.5271 | 2180.6863 | 0
4.0833 | 163.2484 | 0 | 0 | 0 | 219.6889 | 261.7283 | 336.1831 | 821.6891 | 0
4.1667 | 168.4606 | 0 | 0 | 0 | 208.003 | 266.6141 | 330.5746 | 521.1838 | 0
4.25 | 138.9335 | 0 | 0 | 0 | 180.7868 | 267.2404 | 347.6595 | 423.4532 | 0
4.3333 | 5448.5023 | 4253.1388 | 4306.4111 | 4563.0125 | 4899.3247 | 5756.1433 | 7908.371 | 8025.0423 | 0
4.4167 | 8948.129 | 4179.7344 | 7567.9605 | 9244.2751 | 9339.4164 | 9421.095 | 9532.1772 | 9563.0215 | 0
4.5 | 8114.2377 | 4087.2119 | 7043.6104 | 8232.4892 | 8364.6488 | 8427.3454 | 8564.6643 | 9310.4229 | 0
4.5833 | 7041.3196 | 2722.8768 | 4733.9434 | 6323.9298 | 7669.6206 | 7831.0652 | 8029.8501 | 9228.0924 | 0
4.6667 | 7129.8248 | 3625.5223 | 4375.2358 | 6573.6724 | 7551.2242 | 7780.7027 | 9263.8636 | 9350.4568 | 0
4.75 | 4152.2333 | 0 | 641.6901 | 961.7083 | 5002.3028 | 7046.5212 | 7905.3232 | 7956.8018 | 0
4.8333 | 2042.5029 | 0 | 324.4798 | 500.9391 | 549.3222 | 3760.8562 | 6737.3276 | 8356.8858 | 0
4.9167 | 627.152 | 0 | 253.2728 | 382.0682 | 426.9773 | 589.1461 | 2319.9702 | 3061.0653 | 0
5 | 384.3234 | 0 | 261.6755 | 307.4755 | 342.8265 | 393.2402 | 736.0174 | 1291.6499 | 0
5.0833 | 154.6666 | 0 | 0 | 0 | 214.314 | 250.2086 | 377.22 | 472.5631 | 0
5.1667 | 168.4226 | 0 | 0 | 0 | 211.1435 | 267.1671 | 386.1869 | 799.7637 | 0
5.25 | 138.176 | 0 | 0 | 0 | 139.2779 | 256.616 | 361.8964 | 465.3288 | 0
5.3333 | 5614.4037 | 4135.3329 | 4384.0962 | 4615.9721 | 5030.4295 | 7325.1854 | 7956.2851 | 8113.1537 | 0
5.4167 | 8863.9033 | 4323.7062 | 7578.6664 | 7885.1428 | 9322.6395 | 9405.6493 | 9517.6875 | 9563.0205 | 0
5.5 | 8056.9842 | 5292.9976 | 6628.0391 | 7669.1241 | 8356.2981 | 8395.4978 | 8476.3989 | 9299.1029 | 0
5.5833 | 6712.2764 | 2483.0388 | 3447.8039 | 5244.74 | 7580.6924 | 7863.9865 | 8020.2165 | 9209.2824 | 0
5.6667 | 7268.1175 | 3623.9152 | 4372.6723 | 6645.8638 | 7550.9681 | 7790.3269 | 9124.8857 | 9350.4568 | 0
5.75 | 3830.68 | 0 | 750.8257 | 993.324 | 4573.0737 | 6308.8931 | 7294.0162 | 7956.9256 | 0
5.8333 | 1535.2552 | 0 | 394.0638 | 503.9169 | 605.0808 | 932.4142 | 6537.5077 | 8354.4162 | 0
5.9167 | 550.7121 | 0 | 314.2367 | 400.3065 | 469.7133 | 581.4366 | 1295.4615 | 3131.892 | 0
6 | 380.1783 | 199.5489 | 277.2096 | 309.7917 | 353.9789 | 410.1385 | 631.0815 | 1155.2125 | 0
6.0833 | 168.0279 | 0 | 0 | 0 | 221.9122 | 260.9589 | 326.3918 | 617.238 | 0
6.1667 | 165.4366 | 0 | 0 | 0 | 211.7829 | 253.474 | 337.5078 | 542.3332 | 0
6.25 | 143.2519 | 0 | 0 | 0 | 200.0827 | 257.024 | 340.2898 | 484.7204 | 0
6.3333 | 5364.0398 | 4135.1212 | 4371.9873 | 4538.183 | 4811.4159 | 5439.0951 | 7949.9779 | 8113.1414 | 0
6.4167 | 9014.2713 | 4254.4379 | 7633.7077 | 9232.7349 | 9343.7661 | 9406.1094 | 9531.9164 | 9563.0215 | 0
6.5 | 8065.6545 | 4179.4387 | 6622.4698 | 7883.815 | 8362.8868 | 8395.7463 | 8475.2283 | 8564.67 | 0
6.5833 | 6885.1144 | 2021.2788 | 4110.0503 | 5812.3471 | 7640.0168 | 7856.3104 | 8019.1017 | 9264.6033 | 0
6.6667 | 7179.0369 | 3832.3062 | 4498.3239 | 6542.7926 | 7551.8921 | 7771.1664 | 9267.789 | 9353.72 | 0
6.75 | 3965.0178 | 0 | 695.2664 | 969.67 | 4526.6282 | 7120.6479 | 7915.9049 | 8023.8953 | 0
6.8333 | 1961.3316 | 0 | 292.5777 | 507.5799 | 565.571 | 3921.2049 | 6578.1368 | 8440.3575 | 0
6.9167 | 595.2925 | 0 | 266.5899 | 396.8601 | 443.6177 | 592.3527 | 1714.088 | 3431.393 | 0
7 | 378.2113 | 0 | 227.9414 | 311.6309 | 347.4114 | 401.9452 | 742.2619 | 1258.6581 | 0
7.0833 | 192.9935 | 0 | 0 | 0 | 222.0632 | 259.4099 | 428.585 | 1501.1976 | 0
7.1667 | 173.6869 | 0 | 0 | 0 | 211.5011 | 248.8927 | 389.2563 | 867.9559 | 0
7.25 | 132.1179 | 0 | 0 | 0 | 133.2782 | 244.4733 | 333.7656 | 554.721 | 0
7.3333 | 5439.9372 | 4135.1241 | 4354.1164 | 4548.0996 | 4965.7531 | 5507.9198 | 7882.9089 | 7978.4187 | 0
7.4167 | 9012.52 | 7470.3047 | 7620.5293 | 9227.3224 | 9338.9431 | 9402.9284 | 9543.9157 | 9563.0224 | 0
7.5 | 8178.1656 | 6044.6009 | 7458.4249 | 8203.9048 | 8357.5225 | 8398.5002 | 8483.8785 | 9146.8257 | 0
7.5833 | 6857.5224 | 998.6343 | 3673.9463 | 6030.3663 | 7657.1673 | 7826.9942 | 7984.2431 | 8021.2028 | 0
7.6667 | 7086.0246 | 3633.2544 | 4748.3627 | 6519.9499 | 7519.1234 | 7736.2559 | 9156.5113 | 9350.4615 | 0
7.75 | 3627.7113 | 0 | 674.4144 | 988.813 | 3865.0875 | 5653.0707 | 7385.0431 | 8029.0641 | 0
7.8333 | 1650.2673 | 0 | 349.046 | 501.0054 | 555.5835 | 2193.9031 | 6460.8594 | 8122.3754 | 0
7.9167 | 582.6394 | 0 | 199.9008 | 394.9924 | 425.5838 | 528.3021 | 1405.359 | 2340.5051 | 0
8 | 420.6515 | 0 | 261.541 | 313.8448 | 357.5381 | 409.1784 | 814.9102 | 2078.9088 | 0
8.0833 | 175.4625 | 0 | 0 | 0 | 221.2052 | 269.4938 | 450.2345 | 506.2825 | 0
8.1667 | 167.5 | 0 | 0 | 0 | 211.7318 | 256.0431 | 359.5575 | 608.7982 | 0
8.25 | 150.3899 | 0 | 0 | 0 | 205.8973 | 260.5339 | 319.8326 | 474.7825 | 0
8.3333 | 5666.1435 | 4273.6943 | 4352.7011 | 4516.6734 | 5042.9101 | 7609.7899 | 7979.0971 | 8040.5088 | 0
8.4167 | 8878.2936 | 4326.0615 | 7626.3849 | 7805.888 | 9323.5219 | 9401.5018 | 9533.5669 | 9561.37 | 0
8.5 | 8014.8502 | 4179.441 | 6289.3036 | 7604.4331 | 8322.7537 | 8395.8493 | 8523.6554 | 9265.5037 | 0
8.5833 | 6928.094 | 990.0762 | 4482.1068 | 5974.5677 | 7570.6955 | 7863.9558 | 8109.7677 | 9264.6033 | 0
8.6667 | 7088.2561 | 3632.1374 | 4501.1596 | 6187.1579 | 7553.3706 | 7771.618 | 9246.0626 | 9326.6755 | 0
8.75 | 4030.0059 | 0 | 0 | 977.2044 | 4792.6933 | 7064.95 | 7880.1725 | 8142.407 | 0
8.8333 | 1662.6697 | 0 | 0 | 481.9595 | 556.165 | 3114.5076 | 6226.0487 | 7115.6704 | 0
8.9167 | 526.9282 | 0 | 0 | 381.9708 | 431.132 | 523.556 | 1330.4954 | 2723.832 | 0
9 | 381.3016 | 0 | 220.7851 | 309.31 | 343.2487 | 407.5494 | 790.9527 | 1182.2849 | 0
9.0833 | 168.0631 | 0 | 0 | 0 | 220.9155 | 263.5583 | 323.8551 | 437.4512 | 0
9.1667 | 169.9836 | 0 | 0 | 0 | 212.2969 | 267.7755 | 329.5636 | 735.3961 | 0
9.25 | 144.0083 | 0 | 0 | 0 | 198.9915 | 258.1494 | 327.2356 | 470.7925 | 0
9.3333 | 5575.1204 | 4253.35 | 4390.3013 | 4530.3199 | 4942.61 | 7481.4254 | 7945.9296 | 8106.548 | 0
9.4167 | 8958.7577 | 7467.5635 | 7620.1104 | 8858.0214 | 9322.6924 | 9404.7045 | 9520.0343 | 9563.0205 | 0
9.5 | 7824.0154 | 3978.0296 | 4145.3071 | 7625.0245 | 8347.5724 | 8391.527 | 8473.0204 | 8564.67 | 0
9.5833 | 6864.0243 | 1730.7154 | 3790.1679 | 5884.9683 | 7672.4445 | 7846.0678 | 8607.061 | 9319.2242 | 0
9.6667 | 7166.4894 | 3622.2841 | 4514.5694 | 6313.648 | 7551.5265 | 7797.4334 | 9221.2515 | 9350.454 | 0
9.75 | 4027.4529 | 0 | 734.4488 | 986.059 | 4933.1492 | 6984.1056 | 7695.8417 | 8142.5374 | 0
9.8333 | 1525.3223 | 0 | 376.9228 | 515.8702 | 600.4841 | 931.8208 | 6612.2273 | 7115.7626 | 0
9.9167 | 585.5311 | 0 | 295.9461 | 402.4602 | 449.0958 | 576.871 | 2170.2411 | 2678.6119 | 0
10 | 387.0849 | 0 | 286.2675 | 313.8414 | 348.2905 | 408.1225 | 555.7563 | 1957.2839 | 0

## WTP_conc
Plot F - Range of Monthly Effluent Concentration after settling at CVP - Scenario C-6f | [10 empty] | JAN | FEB | MAR | APR | MAY | JUN | JUL | AUG | SEP | OCT | NOV | DEC
[10 empty] | Max | MAY: 0.2; JUN: 0.2; JUL: 0.2; AUG: 0.2; SEP: 0.2; OCT: 0.2; NOV: 0.2
[10 empty] | 95% percentile | MAY: 0.2; JUN: 0.2; JUL: 0.2; AUG: 0.2; SEP: 0.2; OCT: 0.2; NOV: 0.18
[10 empty] | 75% Percentile | MAY: 0.2; JUN: 0.2; JUL: 0.2; AUG: 0.2; SEP: 0.2; OCT: 0.18; NOV: 0.1
[10 empty] | Median | MAY: 0.2; JUN: 0.2; JUL: 0.2; AUG: 0.2; SEP: 0.2; OCT: 0.16; NOV: 0.02
[10 empty] | Mean | MAY: 0.2; JUN: 0.2; JUL: 0.2; AUG: 0.2; SEP: 0.2; OCT: 0.1158; NOV: 0.054
[10 empty] | Min | MAY: 0.2; JUN: 0.2; JUL: 0.2; AUG: 0.2; SEP: 0.2; OCT: 0; NOV: 0
[11 empty] | JAN: MIN |  | MEAN | [12 empty] | MEDIAN | [12 empty] | 75% | [12 empty] | 95% | [12 empty] | MAX
Time (yr) | SelectorWQ:Mean | SelectorWQ:Least Result | SelectorWQ:5% | SelectorWQ:25% | SelectorWQ:Median | SelectorWQ:75% | SelectorWQ:95% | SelectorWQ:Greatest Result | Greatest Result |  | 1 | 2 | 3 | 4 | 5 | 6 | 7 | 8 | 9 | 10 | 11 | 12 |  | 1 | 2 | 3 | 4 | 5 | 6 | 7 | 8 | 9 | 10 | 11 | 12 |  | 1 | 2 | 3 | 4 | 5 | 6 | 7 | 8 | 9 | 10 | 11 | 12 |  | 1 | 2 | 3 | 4 | 5 | 6 | 7 | 8 | 9 | 10 | 11 | 12 |  | 1 | 2 | 3 | 4 | 5 | 6 | 7 | 8 | 9 | 10 | 11 | 12 |  | 1 | 2 | 3 | 4 | 5 | 6 | 7 | 8 | 9 | 10 | 11 | 12
0 | 0 | 0 | 0 | 0 | 0 | 0 | 0 | 0 | 0 | 1 | 0 | 0 | 0 | 0 | 0.2 | 0.2 | 0.2 | 0.2 | 0.2 | 0 | 0 | 0 | 1 | 0 | 0 | 0 | 0 | 0.2 | 0.2 | 0.2 | 0.2 | 0.2 | 0.19 | 0.126 | 0.0042073 | 1 | 0 | 0 | 0 | 0 | 0.2 | 0.2 | 0.2 | 0.2 | 0.2 | 0.2 | 0.2 | 0 | 1 | 0 | 0 | 0 | 0 | 0.2 | 0.2 | 0.2 | 0.2 | 0.2 | 0.2 | 0.2 | 0.01243 | 1 | 0 | 0 | 0 | 0 | 0.2 | 0.2 | 0.2 | 0.2 | 0.2 | 0.2 | 0.2 | 0.017839 | 1 | 0 | 0 | 0 | 0 | 0.2 | 0.2 | 0.2 | 0.2 | 0.2 | 0.2 | 0.2 | 0.019503
0.083333 | 0 | 0 | 0 | 0 | 0 | 0 | 0 | 0 | 0 | 2 | 0 | 0 | 0 | 0 | 0.2 | 0.2 | 0.2 | 0.2 | 0.2 | 0 | 0 | 0 | 2 | 0 | 0 | 0 | 0 | 0.2 | 0.2 | 0.2 | 0.2 | 0.2 | 0.034 | 0.01 | 0.00014099 | 2 | 0 | 0 | 0 | 0 | 0.2 | 0.2 | 0.2 | 0.2 | 0.2 | 0 | 0 | 0 | 2 | 0 | 0 | 0 | 0 | 0.2 | 0.2 | 0.2 | 0.2 | 0.2 | 0 | 0 | 0 | 2 | 0 | 0 | 0 | 0 | 0.2 | 0.2 | 0.2 | 0.2 | 0.2 | 0.2 | 0 | 0 | 2 | 0 | 0 | 0 | 0 | 0.2 | 0.2 | 0.2 | 0.2 | 0.2 | 0.2 | 0.2 | 0.014099
0.16667 | 0 | 0 | 0 | 0 | 0 | 0 | 0 | 0 | 0 | 3 | 0 | 0 | 0 | 0 | 0.2 | 0.2 | 0.2 | 0.2 | 0.2 | 0 | 0 | 0 | 3 | 0 | 0 | 0 | 0 | 0.2 | 0.2 | 0.2 | 0.2 | 0.2 | 0.136 | 0.084 | 0.0030205 | 3 | 0 | 0 | 0 | 0 | 0.2 | 0.2 | 0.2 | 0.2 | 0.2 | 0.2 | 0 | 0 | 3 | 0 | 0 | 0 | 0 | 0.2 | 0.2 | 0.2 | 0.2 | 0.2 | 0.2 | 0.2 | 0 | 3 | 0 | 0 | 0 | 0 | 0.2 | 0.2 | 0.2 | 0.2 | 0.2 | 0.2 | 0.2 | 0.016381 | 3 | 0 | 0 | 0 | 0 | 0.2 | 0.2 | 0.2 | 0.2 | 0.2 | 0.2 | 0.2 | 0.020092
0.25 | 0 | 0 | 0 | 0 | 0 | 0 | 0 | 0 | 0 | 4 | 0 | 0 | 0 | 0 | 0.2 | 0.2 | 0.2 | 0.2 | 0.2 | 0 | 0 | 0 | 4 | 0 | 0 | 0 | 0 | 0.2 | 0.2 | 0.2 | 0.2 | 0.2 | 0.1 | 0.028 | 0.00096308 | 4 | 0 | 0 | 0 | 0 | 0.2 | 0.2 | 0.2 | 0.2 | 0.2 | 0 | 0 | 0 | 4 | 0 | 0 | 0 | 0 | 0.2 | 0.2 | 0.2 | 0.2 | 0.2 | 0.2 | 0 | 0 | 4 | 0 | 0 | 0 | 0 | 0.2 | 0.2 | 0.2 | 0.2 | 0.2 | 0.2 | 0.2 | 0.012925 | 4 | 0 | 0 | 0 | 0 | 0.2 | 0.2 | 0.2 | 0.2 | 0.2 | 0.2 | 0.2 | 0.019262
0.33333 | 0.2 | 0.2 | 0.2 | 0.2 | 0.2 | 0.2 | 0.2 | 0.2 | 0 | 5 | 0 | 0 | 0 | 0 | 0.2 | 0.2 | 0.2 | 0.2 | 0.2 | 0 | 0 | 0 | 5 | 0 | 0 | 0 | 0 | 0.2 | 0.2 | 0.2 | 0.2 | 0.2 | 0.122 | 0.06 | 0.0012702 | 5 | 0 | 0 | 0 | 0 | 0.2 | 0.2 | 0.2 | 0.2 | 0.2 | 0.2 | 0 | 0 | 5 | 0 | 0 | 0 | 0 | 0.2 | 0.2 | 0.2 | 0.2 | 0.2 | 0.2 | 0.2 | 0 | 5 | 0 | 0 | 0 | 0 | 0.2 | 0.2 | 0.2 | 0.2 | 0.2 | 0.2 | 0.2 | 0.014698 | 5 | 0 | 0 | 0 | 0 | 0.2 | 0.2 | 0.2 | 0.2 | 0.2 | 0.2 | 0.2 | 0.021474
0.41667 | 0.2 | 0.2 | 0.2 | 0.2 | 0.2 | 0.2 | 0.2 | 0.2 | 0 | 6 | 0 | 0 | 0 | 0 | 0.2 | 0.2 | 0.2 | 0.2 | 0.2 | 0 | 0 | 0 | 6 | 0 | 0 | 0 | 0 | 0.2 | 0.2 | 0.2 | 0.2 | 0.2 | 0.11 | 0.038 | 0.00046291 | 6 | 0 | 0 | 0 | 0 | 0.2 | 0.2 | 0.2 | 0.2 | 0.2 | 0.2 | 0 | 0 | 6 | 0 | 0 | 0 | 0 | 0.2 | 0.2 | 0.2 | 0.2 | 0.2 | 0.2 | 0 | 0 | 6 | 0 | 0 | 0 | 0 | 0.2 | 0.2 | 0.2 | 0.2 | 0.2 | 0.2 | 0.2 | 0 | 6 | 0 | 0 | 0 | 0 | 0.2 | 0.2 | 0.2 | 0.2 | 0.2 | 0.2 | 0.2 | 0.01729
0.5 | 0.2 | 0.2 | 0.2 | 0.2 | 0.2 | 0.2 | 0.2 | 0.2 | 0 | 7 | 0 | 0 | 0 | 0 | 0.2 | 0.2 | 0.2 | 0.2 | 0.2 | 0 | 0 | 0 | 7 | 0 | 0 | 0 | 0 | 0.2 | 0.2 | 0.2 | 0.2 | 0.2 | 0.114 | 0.06 | 0.000744 | 7 | 0 | 0 | 0 | 0 | 0.2 | 0.2 | 0.2 | 0.2 | 0.2 | 0.2 | 0 | 0 | 7 | 0 | 0 | 0 | 0 | 0.2 | 0.2 | 0.2 | 0.2 | 0.2 | 0.2 | 0.2 | 0 | 7 | 0 | 0 | 0 | 0 | 0.2 | 0.2 | 0.2 | 0.2 | 0.2 | 0.2 | 0.2 | 0 | 7 | 0 | 0 | 0 | 0 | 0.2 | 0.2 | 0.2 | 0.2 | 0.2 | 0.2 | 0.2 | 0.018019
0.58333 | 0.2 | 0.2 | 0.2 | 0.2 | 0.2 | 0.2 | 0.2 | 0.2 | 0 | 8 | 0 | 0 | 0 | 0 | 0.2 | 0.2 | 0.2 | 0.2 | 0.2 | 0 | 0 | 0 | 8 | 0 | 0 | 0 | 0 | 0.2 | 0.2 | 0.2 | 0.2 | 0.2 | 0.116 | 0.042 | 0.00055946 | 8 | 0 | 0 | 0 | 0 | 0.2 | 0.2 | 0.2 | 0.2 | 0.2 | 0.2 | 0 | 0 | 8 | 0 | 0 | 0 | 0 | 0.2 | 0.2 | 0.2 | 0.2 | 0.2 | 0.2 | 0 | 0 | 8 | 0 | 0 | 0 | 0 | 0.2 | 0.2 | 0.2 | 0.2 | 0.2 | 0.2 | 0.2 | 0 | 8 | 0 | 0 | 0 | 0 | 0.2 | 0.2 | 0.2 | 0.2 | 0.2 | 0.2 | 0.2 | 0.016268
0.66667 | 0.2 | 0.2 | 0.2 | 0.2 | 0.2 | 0.2 | 0.2 | 0.2 | 0 | 9 | 0 | 0 | 0 | 0 | 0.2 | 0.2 | 0.2 | 0.2 | 0.2 | 0 | 0 | 0 | 9 | 0 | 0 | 0 | 0 | 0.2 | 0.2 | 0.2 | 0.2 | 0.2 | 0.118 | 0.052 | 0.00059641 | 9 | 0 | 0 | 0 | 0 | 0.2 | 0.2 | 0.2 | 0.2 | 0.2 | 0.2 | 0 | 0 | 9 | 0 | 0 | 0 | 0 | 0.2 | 0.2 | 0.2 | 0.2 | 0.2 | 0.2 | 0.2 | 0 | 9 | 0 | 0 | 0 | 0 | 0.2 | 0.2 | 0.2 | 0.2 | 0.2 | 0.2 | 0.2 | 0 | 9 | 0 | 0 | 0 | 0 | 0.2 | 0.2 | 0.2 | 0.2 | 0.2 | 0.2 | 0.2 | 0.015933
0.75 | 0.19 | 0 | 0 | 0.2 | 0.2 | 0.2 | 0.2 | 0.2 | 0 | 10 | 0 | 0 | 0 | 0 | 0.2 | 0.2 | 0.2 | 0.2 | 0.2 | 0 | 0 | 0 | 10 | 0 | 0 | 0 | 0 | 0.2 | 0.2 | 0.2 | 0.2 | 0.2 | 0.118 | 0.04 | 0.00096088 | 10 | 0 | 0 | 0 | 0 | 0.2 | 0.2 | 0.2 | 0.2 | 0.2 | 0.2 | 0 | 0 | 10 | 0 | 0 | 0 | 0 | 0.2 | 0.2 | 0.2 | 0.2 | 0.2 | 0.2 | 0 | 0 | 10 | 0 | 0 | 0 | 0 | 0.2 | 0.2 | 0.2 | 0.2 | 0.2 | 0.2 | 0.2 | 0.014544 | 10 | 0 | 0 | 0 | 0 | 0.2 | 0.2 | 0.2 | 0.2 | 0.2 | 0.2 | 0.2 | 0.016921
0.83333 | 0.126 | 0 | 0 | 0 | 0.2 | 0.2 | 0.2 | 0.2 | 0
0.91667 | 0.0042073 | 0 | 0 | 0 | 0 | 0.01243 | 0.017839 | 0.019503 | 0
1 | 0 | 0 | 0 | 0 | 0 | 0 | 0 | 0 | 0
1.0833 | 0 | 0 | 0 | 0 | 0 | 0 | 0 | 0 | 0
1.1667 | 0 | 0 | 0 | 0 | 0 | 0 | 0 | 0 | 0
1.25 | 0 | 0 | 0 | 0 | 0 | 0 | 0 | 0 | 0
1.3333 | 0.2 | 0.2 | 0.2 | 0.2 | 0.2 | 0.2 | 0.2 | 0.2 | 0
1.4167 | 0.2 | 0.2 | 0.2 | 0.2 | 0.2 | 0.2 | 0.2 | 0.2 | 0
1.5 | 0.2 | 0.2 | 0.2 | 0.2 | 0.2 | 0.2 | 0.2 | 0.2 | 0
1.5833 | 0.2 | 0.2 | 0.2 | 0.2 | 0.2 | 0.2 | 0.2 | 0.2 | 0
1.6667 | 0.2 | 0.2 | 0.2 | 0.2 | 0.2 | 0.2 | 0.2 | 0.2 | 0
1.75 | 0.034 | 0 | 0 | 0 | 0 | 0 | 0.2 | 0.2 | 0
1.8333 | 0.01 | 0 | 0 | 0 | 0 | 0 | 0 | 0.2 | 0
1.9167 | 0.00014099 | 0 | 0 | 0 | 0 | 0 | 0 | 0.014099 | 0
2 | 0 | 0 | 0 | 0 | 0 | 0 | 0 | 0 | 0
2.0833 | 0 | 0 | 0 | 0 | 0 | 0 | 0 | 0 | 0
2.1667 | 0 | 0 | 0 | 0 | 0 | 0 | 0 | 0 | 0
2.25 | 0 | 0 | 0 | 0 | 0 | 0 | 0 | 0 | 0
2.3333 | 0.2 | 0.2 | 0.2 | 0.2 | 0.2 | 0.2 | 0.2 | 0.2 | 0
2.4167 | 0.2 | 0.2 | 0.2 | 0.2 | 0.2 | 0.2 | 0.2 | 0.2 | 0
2.5 | 0.2 | 0.2 | 0.2 | 0.2 | 0.2 | 0.2 | 0.2 | 0.2 | 0
2.5833 | 0.2 | 0.2 | 0.2 | 0.2 | 0.2 | 0.2 | 0.2 | 0.2 | 0
2.6667 | 0.2 | 0.2 | 0.2 | 0.2 | 0.2 | 0.2 | 0.2 | 0.2 | 0
2.75 | 0.136 | 0 | 0 | 0 | 0.2 | 0.2 | 0.2 | 0.2 | 0
2.8333 | 0.084 | 0 | 0 | 0 | 0 | 0.2 | 0.2 | 0.2 | 0
2.9167 | 0.0030205 | 0 | 0 | 0 | 0 | 0 | 0.016381 | 0.020092 | 0
3 | 0 | 0 | 0 | 0 | 0 | 0 | 0 | 0 | 0
3.0833 | 0 | 0 | 0 | 0 | 0 | 0 | 0 | 0 | 0
3.1667 | 0 | 0 | 0 | 0 | 0 | 0 | 0 | 0 | 0
3.25 | 0 | 0 | 0 | 0 | 0 | 0 | 0 | 0 | 0
3.3333 | 0.2 | 0.2 | 0.2 | 0.2 | 0.2 | 0.2 | 0.2 | 0.2 | 0
3.4167 | 0.2 | 0.2 | 0.2 | 0.2 | 0.2 | 0.2 | 0.2 | 0.2 | 0
3.5 | 0.2 | 0.2 | 0.2 | 0.2 | 0.2 | 0.2 | 0.2 | 0.2 | 0
3.5833 | 0.2 | 0.2 | 0.2 | 0.2 | 0.2 | 0.2 | 0.2 | 0.2 | 0
3.6667 | 0.2 | 0.2 | 0.2 | 0.2 | 0.2 | 0.2 | 0.2 | 0.2 | 0
3.75 | 0.1 | 0 | 0 | 0 | 0 | 0.2 | 0.2 | 0.2 | 0
3.8333 | 0.028 | 0 | 0 | 0 | 0 | 0 | 0.2 | 0.2 | 0
3.9167 | 0.00096308 | 0 | 0 | 0 | 0 | 0 | 0.012925 | 0.019262 | 0
4 | 0 | 0 | 0 | 0 | 0 | 0 | 0 | 0 | 0
4.0833 | 0 | 0 | 0 | 0 | 0 | 0 | 0 | 0 | 0
4.1667 | 0 | 0 | 0 | 0 | 0 | 0 | 0 | 0 | 0
4.25 | 0 | 0 | 0 | 0 | 0 | 0 | 0 | 0 | 0
4.3333 | 0.2 | 0.2 | 0.2 | 0.2 | 0.2 | 0.2 | 0.2 | 0.2 | 0
4.4167 | 0.2 | 0.2 | 0.2 | 0.2 | 0.2 | 0.2 | 0.2 | 0.2 | 0
4.5 | 0.2 | 0.2 | 0.2 | 0.2 | 0.2 | 0.2 | 0.2 | 0.2 | 0
4.5833 | 0.2 | 0.2 | 0.2 | 0.2 | 0.2 | 0.2 | 0.2 | 0.2 | 0
4.6667 | 0.2 | 0.2 | 0.2 | 0.2 | 0.2 | 0.2 | 0.2 | 0.2 | 0
4.75 | 0.122 | 0 | 0 | 0 | 0.2 | 0.2 | 0.2 | 0.2 | 0
4.8333 | 0.06 | 0 | 0 | 0 | 0 | 0.2 | 0.2 | 0.2 | 0
4.9167 | 0.0012702 | 0 | 0 | 0 | 0 | 0 | 0.014698 | 0.021474 | 0
5 | 0 | 0 | 0 | 0 | 0 | 0 | 0 | 0 | 0
5.0833 | 0 | 0 | 0 | 0 | 0 | 0 | 0 | 0 | 0
5.1667 | 0 | 0 | 0 | 0 | 0 | 0 | 0 | 0 | 0
5.25 | 0 | 0 | 0 | 0 | 0 | 0 | 0 | 0 | 0
5.3333 | 0.2 | 0.2 | 0.2 | 0.2 | 0.2 | 0.2 | 0.2 | 0.2 | 0
5.4167 | 0.2 | 0.2 | 0.2 | 0.2 | 0.2 | 0.2 | 0.2 | 0.2 | 0
5.5 | 0.2 | 0.2 | 0.2 | 0.2 | 0.2 | 0.2 | 0.2 | 0.2 | 0
5.5833 | 0.2 | 0.2 | 0.2 | 0.2 | 0.2 | 0.2 | 0.2 | 0.2 | 0
5.6667 | 0.2 | 0.2 | 0.2 | 0.2 | 0.2 | 0.2 | 0.2 | 0.2 | 0
5.75 | 0.11 | 0 | 0 | 0 | 0.2 | 0.2 | 0.2 | 0.2 | 0
5.8333 | 0.038 | 0 | 0 | 0 | 0 | 0 | 0.2 | 0.2 | 0
5.9167 | 0.00046291 | 0 | 0 | 0 | 0 | 0 | 0 | 0.01729 | 0
6 | 0 | 0 | 0 | 0 | 0 | 0 | 0 | 0 | 0
6.0833 | 0 | 0 | 0 | 0 | 0 | 0 | 0 | 0 | 0
6.1667 | 0 | 0 | 0 | 0 | 0 | 0 | 0 | 0 | 0
6.25 | 0 | 0 | 0 | 0 | 0 | 0 | 0 | 0 | 0
6.3333 | 0.2 | 0.2 | 0.2 | 0.2 | 0.2 | 0.2 | 0.2 | 0.2 | 0
6.4167 | 0.2 | 0.2 | 0.2 | 0.2 | 0.2 | 0.2 | 0.2 | 0.2 | 0
6.5 | 0.2 | 0.2 | 0.2 | 0.2 | 0.2 | 0.2 | 0.2 | 0.2 | 0
6.5833 | 0.2 | 0.2 | 0.2 | 0.2 | 0.2 | 0.2 | 0.2 | 0.2 | 0
6.6667 | 0.2 | 0.2 | 0.2 | 0.2 | 0.2 | 0.2 | 0.2 | 0.2 | 0
6.75 | 0.114 | 0 | 0 | 0 | 0.2 | 0.2 | 0.2 | 0.2 | 0
6.8333 | 0.06 | 0 | 0 | 0 | 0 | 0.2 | 0.2 | 0.2 | 0
6.9167 | 0.000744 | 0 | 0 | 0 | 0 | 0 | 0 | 0.018019 | 0
7 | 0 | 0 | 0 | 0 | 0 | 0 | 0 | 0 | 0
7.0833 | 0 | 0 | 0 | 0 | 0 | 0 | 0 | 0 | 0
7.1667 | 0 | 0 | 0 | 0 | 0 | 0 | 0 | 0 | 0
7.25 | 0 | 0 | 0 | 0 | 0 | 0 | 0 | 0 | 0
7.3333 | 0.2 | 0.2 | 0.2 | 0.2 | 0.2 | 0.2 | 0.2 | 0.2 | 0
7.4167 | 0.2 | 0.2 | 0.2 | 0.2 | 0.2 | 0.2 | 0.2 | 0.2 | 0
7.5 | 0.2 | 0.2 | 0.2 | 0.2 | 0.2 | 0.2 | 0.2 | 0.2 | 0
7.5833 | 0.2 | 0.2 | 0.2 | 0.2 | 0.2 | 0.2 | 0.2 | 0.2 | 0
7.6667 | 0.2 | 0.2 | 0.2 | 0.2 | 0.2 | 0.2 | 0.2 | 0.2 | 0
7.75 | 0.116 | 0 | 0 | 0 | 0.2 | 0.2 | 0.2 | 0.2 | 0
7.8333 | 0.042 | 0 | 0 | 0 | 0 | 0 | 0.2 | 0.2 | 0
7.9167 | 0.00055946 | 0 | 0 | 0 | 0 | 0 | 0 | 0.016268 | 0
8 | 0 | 0 | 0 | 0 | 0 | 0 | 0 | 0 | 0
8.0833 | 0 | 0 | 0 | 0 | 0 | 0 | 0 | 0 | 0
8.1667 | 0 | 0 | 0 | 0 | 0 | 0 | 0 | 0 | 0
8.25 | 0 | 0 | 0 | 0 | 0 | 0 | 0 | 0 | 0
8.3333 | 0.2 | 0.2 | 0.2 | 0.2 | 0.2 | 0.2 | 0.2 | 0.2 | 0
8.4167 | 0.2 | 0.2 | 0.2 | 0.2 | 0.2 | 0.2 | 0.2 | 0.2 | 0
8.5 | 0.2 | 0.2 | 0.2 | 0.2 | 0.2 | 0.2 | 0.2 | 0.2 | 0
8.5833 | 0.2 | 0.2 | 0.2 | 0.2 | 0.2 | 0.2 | 0.2 | 0.2 | 0
8.6667 | 0.2 | 0.2 | 0.2 | 0.2 | 0.2 | 0.2 | 0.2 | 0.2 | 0
8.75 | 0.118 | 0 | 0 | 0 | 0.2 | 0.2 | 0.2 | 0.2 | 0
8.8333 | 0.052 | 0 | 0 | 0 | 0 | 0.2 | 0.2 | 0.2 | 0
8.9167 | 0.00059641 | 0 | 0 | 0 | 0 | 0 | 0 | 0.015933 | 0
9 | 0 | 0 | 0 | 0 | 0 | 0 | 0 | 0 | 0
9.0833 | 0 | 0 | 0 | 0 | 0 | 0 | 0 | 0 | 0
9.1667 | 0 | 0 | 0 | 0 | 0 | 0 | 0 | 0 | 0
9.25 | 0 | 0 | 0 | 0 | 0 | 0 | 0 | 0 | 0
9.3333 | 0.2 | 0.2 | 0.2 | 0.2 | 0.2 | 0.2 | 0.2 | 0.2 | 0
9.4167 | 0.2 | 0.2 | 0.2 | 0.2 | 0.2 | 0.2 | 0.2 | 0.2 | 0
9.5 | 0.2 | 0.2 | 0.2 | 0.2 | 0.2 | 0.2 | 0.2 | 0.2 | 0
9.5833 | 0.2 | 0.2 | 0.2 | 0.2 | 0.2 | 0.2 | 0.2 | 0.2 | 0
9.6667 | 0.2 | 0.2 | 0.2 | 0.2 | 0.2 | 0.2 | 0.2 | 0.2 | 0
9.75 | 0.118 | 0 | 0 | 0 | 0.2 | 0.2 | 0.2 | 0.2 | 0
9.8333 | 0.04 | 0 | 0 | 0 | 0 | 0 | 0.2 | 0.2 | 0
9.9167 | 0.00096088 | 0 | 0 | 0 | 0 | 0 | 0.014544 | 0.016921 | 0
10 | 0 | 0 | 0 | 0 | 0 | 0 | 0 | 0 | 0