## Summary
Figure 12
Scenario C-6g Results
Faro Mine Remediation Project
C-6g

## Data
X14 WQ | [9 empty] | FaroPitElevation | [9 empty] | WTP Flows | [9 empty] | WTP Concentration for Zn | [10 empty] | CVP | [9 empty] | CVP WQ | [9 empty] | CVPReleases
Time (yr) | SelectorWQ:Mean | SelectorWQ:Least Result | SelectorWQ:5% | SelectorWQ:25% | SelectorWQ:Median | SelectorWQ:75% | SelectorWQ:95% | SelectorWQ:Greatest Result | Greatest Result | Time (yr) | Faro_Elevation:Mean | Faro_Elevation:Least Result | Faro_Elevation:5% | Faro_Elevation:25% | Faro_Elevation:Median | Faro_Elevation:75% | Faro_Elevation:95% | Faro_Elevation:Greatest Result | Greatest Result | Time (yr) | Total_Faro_Discharge:Mean | Total_Faro_Discharge:Least Result | Total_Faro_Discharge:5% | Total_Faro_Discharge:25% | Total_Faro_Discharge:Median | Total_Faro_Discharge:75% | Total_Faro_Discharge:95% | Total_Faro_Discharge:Greatest Result | Greatest Result | Time (yr) | SelectorWQ:Mean | SelectorWQ:Least Result | SelectorWQ:5% | SelectorWQ:25% | SelectorWQ:Median | SelectorWQ:75% | SelectorWQ:95% | SelectorWQ:Greatest Result | Greatest Result |  | Time (yr) | CVD_Elevation:Mean | CVD_Elevation:Least Result | CVD_Elevation:5% | CVD_Elevation:25% | CVD_Elevation:Median | CVD_Elevation:75% | CVD_Elevation:95% | CVD_Elevation:Greatest Result | Greatest Result | Time (yr) | SelectorWQ:Mean | SelectorWQ:Least Result | SelectorWQ:5% | SelectorWQ:25% | SelectorWQ:Median | SelectorWQ:75% | SelectorWQ:95% | SelectorWQ:Greatest Result | Greatest Result | Time (yr) | X14:Mean | X14:Least Result | X14:5% | X14:25% | X14:Median | X14:75% | X14:95% | X14:Greatest Result
0 | 0.047619 | 0.038118 | 0.041441 | 0.044321 | 0.047181 | 0.050068 | 0.054432 | 0.066826 |  | 0 | 1141.6 | 1141.6 | 1141.6 | 1141.6 | 1141.6 | 1141.6 | 1141.6 | 1141.6 |  | 0 | 0 | 0 | 0 | 0 | 0 | 0 | 0 | 0 |  | 0 | 0 | 0 | 0 | 0 | 0 | 0 | 0 | 0 |  | jan | 0 | 1027.796 | 1027.796 | 1027.796 | 1027.796 | 1027.796 | 1027.796 | 1027.796 | 1027.796 |  | 0 | 0.299 | 0.299 | 0.299 | 0.299 | 0.299 | 0.299 | 0.299 | 0.299 |  | 0 | 1051.5066 | 916.1108 | 978.3126 | 1022.2575 | 1046.9385 | 1081.7149 | 1132.9825 | 1165.2664
0.083333 | 0.038043 | 0.019512 | 0.02995 | 0.033648 | 0.038114 | 0.042197 | 0.047894 | 0.052609 |  | 0.083333 | 1142.1144 | 1141.8608 | 1141.9574 | 1142.031 | 1142.094 | 1142.1949 | 1142.3311 | 1142.4292 |  | 0.083333 | 0 | 0 | 0 | 0 | 0 | 0 | 0 | 0 |  | 0.083333 | 0 | 0 | 0 | 0 | 0 | 0 | 0 | 0 |  | feb | 0.083333 | 1027.1583 | 1027.1583 | 1027.1583 | 1027.1583 | 1027.1583 | 1027.1583 | 1027.1583 | 1027.1583 |  | 0.083333 | 0.2193 | 0.065281 | 0.12177 | 0.17746 | 0.22008 | 0.25885 | 0.31498 | 0.37192 |  | 0.083333 | 586.7558 | 0 | 523.9767 | 580.0447 | 588.5939 | 619.7374 | 655.7254 | 689.6122
0.16667 | 0.03666 | 0.021283 | 0.025838 | 0.032062 | 0.036861 | 0.042078 | 0.046589 | 0.053057 |  | 0.16667 | 1142.732 | 1142.1022 | 1142.4265 | 1142.6091 | 1142.705 | 1142.897 | 1143.08 | 1143.1985 |  | 0.16667 | 0 | 0 | 0 | 0 | 0 | 0 | 0 | 0 |  | 0.16667 | 0 | 0 | 0 | 0 | 0 | 0 | 0 | 0 |  | mar | 0.16667 | 1026.8438 | 1026.8325 | 1026.8325 | 1026.8325 | 1026.8325 | 1026.8325 | 1026.8325 | 1027.3973 |  | 0.16667 | 0.22334 | 0.058038 | 0.11406 | 0.18309 | 0.21911 | 0.27506 | 0.32908 | 0.3656 |  | 0.16667 | 396.4682 | 0 | 308.8274 | 384.19 | 397.9128 | 429.6276 | 464.6994 | 494.787
0.25 | 0.031112 | 0.02353 | 0.025452 | 0.028051 | 0.031138 | 0.033807 | 0.037445 | 0.040401 |  | 0.25 | 1143.2349 | 1142.4604 | 1142.9292 | 1143.1226 | 1143.208 | 1143.3934 | 1143.5818 | 1143.7701 |  | 0.25 | 0 | 0 | 0 | 0 | 0 | 0 | 0 | 0 |  | 0.25 | 0 | 0 | 0 | 0 | 0 | 0 | 0 | 0 |  | apr | 0.25 | 1026.6895 | 1026.6663 | 1026.6663 | 1026.6663 | 1026.6663 | 1026.6663 | 1026.6663 | 1027.6312 |  | 0.25 | 0.19466 | 0.0048204 | 0.076548 | 0.14771 | 0.19563 | 0.24602 | 0.28784 | 0.34381 |  | 0.25 | 310.7126 | 0 | 0 | 309.343 | 328.4518 | 368.8512 | 408.6356 | 438.5432
0.33333 | 0.030284 | 0.0078723 | 0.011208 | 0.019153 | 0.028829 | 0.039016 | 0.053035 | 0.074083 |  | 0.33333 | 1143.6577 | 1142.8105 | 1143.2725 | 1143.5042 | 1143.6125 | 1143.8727 | 1144.1201 | 1144.363 |  | 0.33333 | 6000 | 6000 | 6000 | 6000 | 6000 | 6000 | 6000 | 6000 |  | 0.33333 | 0.3 | 0.3 | 0.3 | 0.3 | 0.3 | 0.3 | 0.3 | 0.3 |  | may | 0.33333 | 1026.6325 | 1026.5831 | 1026.5831 | 1026.5831 | 1026.5831 | 1026.5831 | 1026.8901 | 1027.8916 |  | 0.33333 | 0.12267 | 0.0007614 | 0.0059164 | 0.082598 | 0.12828 | 0.17175 | 0.21408 | 0.2454 |  | 0.33333 | 6665.0404 | 4224.7088 | 4432.1648 | 4628.0541 | 7814.5721 | 7881.6071 | 8057.2083 | 8151.4653
0.41667 | 0.038328 | 0.021217 | 0.024047 | 0.032691 | 0.038476 | 0.04317 | 0.051395 | 0.064172 |  | 0.41667 | 1142.877 | 1141.6016 | 1142.114 | 1142.6051 | 1142.8174 | 1143.2629 | 1143.6123 | 1143.8937 |  | 0.41667 | 6000 | 6000 | 6000 | 6000 | 6000 | 6000 | 6000 | 6000 |  | 0.41667 | 0.3 | 0.3 | 0.3 | 0.3 | 0.3 | 0.3 | 0.3 | 0.3 |  | jun | 0.41667 | 1027.6468 | 1026.5432 | 1026.5437 | 1026.5438 | 1026.5442 | 1029.4474 | 1029.4474 | 1029.4474 |  | 0.41667 | 0.23093 | 0.16477 | 0.18067 | 0.19864 | 0.22937 | 0.26078 | 0.28918 | 0.33743 |  | 0.41667 | 8348.9854 | 7490.3363 | 7609.5475 | 7683.1523 | 7770.6506 | 9343.5252 | 9481.2484 | 9562.5944
0.5 | 0.046166 | 0.029218 | 0.034236 | 0.040128 | 0.044566 | 0.051728 | 0.061927 | 0.067649 |  | 0.5 | 1142.1967 | 1140.8281 | 1141.4404 | 1141.8138 | 1141.9727 | 1142.7329 | 1143.3041 | 1143.6509 |  | 0.5 | 6000 | 6000 | 6000 | 6000 | 6000 | 6000 | 6000 | 6000 |  | 0.5 | 0.3 | 0.3 | 0.3 | 0.3 | 0.3 | 0.3 | 0.3 | 0.3 |  | jul | 0.5 | 1027.0889 | 1026.5216 | 1026.5219 | 1026.522 | 1026.5221 | 1028.0145 | 1028.0145 | 1028.0145 |  | 0.5 | 0.23177 | 0.14349 | 0.16895 | 0.20198 | 0.22582 | 0.25534 | 0.31215 | 0.35816 |  | 0.5 | 7851.8219 | 7055.2181 | 7423.0911 | 7532.8313 | 7609.8381 | 8370.6735 | 8463.3386 | 8564.4517
0.58333 | 0.048572 | 0.021524 | 0.028091 | 0.037718 | 0.047682 | 0.056606 | 0.071898 | 0.1 |  | 0.58333 | 1141.5241 | 1139.9242 | 1140.7338 | 1141.1659 | 1141.3787 | 1141.9148 | 1142.7014 | 1143.3176 |  | 0.58333 | 5995.5676 | 5834.4269 | 6000 | 6000 | 6000 | 6000 | 6000 | 6000 |  | 0.58333 | 0.3 | 0.3 | 0.3 | 0.3 | 0.3 | 0.3 | 0.3 | 0.3 |  | aug | 0.58333 | 1026.7985 | 1026.5109 | 1026.5109 | 1026.511 | 1026.511 | 1027.2678 | 1027.2678 | 1027.2678 |  | 0.58333 | 0.22945 | 0.06831 | 0.14231 | 0.17767 | 0.23378 | 0.26232 | 0.35514 | 0.38466 |  | 0.58333 | 7439.7305 | 3827.3878 | 6897.8463 | 7316.1734 | 7523.4687 | 7722.6661 | 7984.3442 | 8022.1391
0.66667 | 0.061182 | 0.048351 | 0.049569 | 0.056665 | 0.061559 | 0.06509 | 0.072444 | 0.075656 |  | 0.66667 | 1140.8499 | 1138.9274 | 1139.922 | 1140.4868 | 1140.7312 | 1141.3463 | 1141.8899 | 1142.6776 |  | 0.66667 | 5902.2205 | 2736.1868 | 6000 | 6000 | 6000 | 6000 | 6000 | 6000 |  | 0.66667 | 0.3 | 0.3 | 0.3 | 0.3 | 0.3 | 0.3 | 0.3 | 0.3 |  | sep | 0.66667 | 1026.7196 | 1026.5054 | 1026.5055 | 1026.5055 | 1026.5055 | 1026.8896 | 1026.8896 | 1029.4597 |  | 0.66667 | 0.31405 | 0.24209 | 0.29297 | 0.31097 | 0.31475 | 0.32087 | 0.33103 | 0.33677 |  | 0.66667 | 7392.7438 | 3595.3691 | 7140.7763 | 7332.4591 | 7470.5952 | 7575.4028 | 7804.6588 | 8980.9951
0.75 | 0.065203 | 0.018541 | 0.029919 | 0.051503 | 0.063196 | 0.08051 | 0.096445 | 0.1 |  | 0.75 | 1140.1869 | 1138.9723 | 1139.0341 | 1139.6965 | 1140.0387 | 1140.7831 | 1141.376 | 1141.9335 |  | 0.75 | 5352.0671 | 0 | 0 | 5233.1059 | 6000 | 6000 | 6000 | 6000 |  | 0.75 | 0.285 | 0 | 0 | 0.3 | 0.3 | 0.3 | 0.3 | 0.3 |  | oct | 0.75 | 1026.6121 | 1026.5027 | 1026.5027 | 1026.5027 | 1026.5028 | 1026.6948 | 1026.6948 | 1028.0208 |  | 0.75 | 0.2762 | 0.012074 | 0.12826 | 0.21961 | 0.28095 | 0.337 | 0.40893 | 0.49959 |  | 0.75 | 6247.5769 | 589.5556 | 2069.923 | 5975.804 | 6918.6725 | 7070.7786 | 7263.7982 | 7384.8891
0.83333 | 0.061843 | 0.025277 | 0.026928 | 0.030449 | 0.07006 | 0.084609 | 0.091589 | 0.093093 |  | 0.83333 | 1139.5588 | 1138.9962 | 1138.9962 | 1138.9962 | 1139.1787 | 1140.0736 | 1140.7537 | 1141.3809 |  | 0.83333 | 2859.8134 | 0 | 0 | 0 | 2805.4317 | 6000 | 6000 | 6000 |  | 0.83333 | 0.189 | 0 | 0 | 0 | 0.3 | 0.3 | 0.3 | 0.3 |  | nov | 0.83333 | 1026.6514 | 1026.5013 | 1026.5013 | 1026.5013 | 1026.5013 | 1026.5974 | 1027.1156 | 1029.4979 |  | 0.83333 | 0.266 | 0.18857 | 0.24927 | 0.26059 | 0.26477 | 0.26904 | 0.30092 | 0.35015 |  | 0.83333 | 3443.1251 | 298.514 | 403.3872 | 484.8019 | 3328.8505 | 6554.0928 | 6662.9392 | 6737.2686
0.91667 | 0.033556 | 0.020287 | 0.021996 | 0.025375 | 0.028248 | 0.048584 | 0.054631 | 0.058884 |  | 0.91667 | 1139.4503 | 1139 | 1139 | 1139 | 1139.4197 | 1139.7397 | 1140.417 | 1140.6775 |  | 0.91667 | 426.8401 | 0 | 0 | 0 | 0 | 1515.384 | 1725.549 | 1884.06 |  | 0.91667 | 0.0042073 | 0 | 0 | 0 | 0 | 0.01243 | 0.017839 | 0.019503 |  | dec | 0.91667 | 1026.577 | 1026.5007 | 1026.5007 | 1026.5007 | 1026.5007 | 1026.5487 | 1026.8103 | 1028.0403 |  | 0.91667 | 0.26723 | 0.18564 | 0.24123 | 0.25582 | 0.26701 | 0.27928 | 0.28999 | 0.33354 |  | 0.91667 | 873.8829 | 240.2728 | 325.6051 | 378.463 | 412.9244 | 1993.1774 | 2237.541 | 2446.0381
1 | 0.027502 | 0.021012 | 0.02255 | 0.02555 | 0.027426 | 0.029026 | 0.033314 | 0.039474 |  | 1 | 1139.9525 | 1139.2249 | 1139.3132 | 1139.6304 | 1139.72 | 1140.2988 | 1140.7042 | 1140.9441 |  | 1 | 0 | 0 | 0 | 0 | 0 | 0 | 0 | 0 |  | 1 | 0 | 0 | 0 | 0 | 0 | 0 | 0 | 0 |  | jan | 1 | 1026.5389 | 1026.5004 | 1026.5004 | 1026.5004 | 1026.5004 | 1026.5243 | 1026.6552 | 1027.2811 |  | 1 | 0.27391 | 0.21521 | 0.2247 | 0.2439 | 0.28201 | 0.2921 | 0.31365 | 0.36087 |  | 1 | 341.8862 | 186.4445 | 256.1409 | 300.5478 | 319.5769 | 367.3585 | 463.8827 | 837.3205
1.0833 | 0.027047 | 0.018291 | 0.02044 | 0.024714 | 0.027174 | 0.029662 | 0.03217 | 0.040736 |  | 1.0833 | 1140.4709 | 1139.8101 | 1139.9856 | 1140.1924 | 1140.3713 | 1140.7047 | 1141.1588 | 1141.3754 |  | 1.0833 | 0 | 0 | 0 | 0 | 0 | 0 | 0 | 0 |  | 1.0833 | 0 | 0 | 0 | 0 | 0 | 0 | 0 | 0 |  | feb | 1.0833 | 1026.5197 | 1026.5001 | 1026.5001 | 1026.5001 | 1026.5001 | 1026.5122 | 1026.5775 | 1026.8966 |  | 1.0833 | 0.17926 | 2.5371e-05 | 0.071467 | 0.142 | 0.18072 | 0.21768 | 0.27985 | 0.34932 |  | 1.0833 | 215.5618 | 0 | 0 | 197.9148 | 225.9863 | 261.6386 | 329.8976 | 508.1821
1.1667 | 0.029266 | 0.013037 | 0.017243 | 0.025555 | 0.029888 | 0.033252 | 0.039069 | 0.04534 |  | 1.1667 | 1140.8306 | 1140.2335 | 1140.3827 | 1140.5459 | 1140.7817 | 1141.0393 | 1141.5071 | 1141.7245 |  | 1.1667 | 0 | 0 | 0 | 0 | 0 | 0 | 0 | 0 |  | 1.1667 | 0 | 0 | 0 | 0 | 0 | 0 | 0 | 0 |  | mar | 1.1667 | 1026.5334 | 1026.5001 | 1026.5001 | 1026.5001 | 1026.5061 | 1026.5061 | 1026.7094 | 1026.7754 |  | 1.1667 | 0.18651 | 0.00063389 | 0.070458 | 0.13762 | 0.18583 | 0.23558 | 0.29952 | 0.36098 |  | 1.1667 | 206.4075 | 0 | 0 | 180.7197 | 217.0085 | 257.093 | 324.0057 | 381.4136
1.25 | 0.028318 | 0.018621 | 0.021657 | 0.025383 | 0.028102 | 0.031642 | 0.035706 | 0.03783 |  | 1.25 | 1141.1971 | 1140.6149 | 1140.6932 | 1140.9165 | 1141.1672 | 1141.3899 | 1141.8916 | 1142.1245 |  | 1.25 | 0 | 0 | 0 | 0 | 0 | 0 | 0 | 0 |  | 1.25 | 0 | 0 | 0 | 0 | 0 | 0 | 0 | 0 |  | apr | 1.25 | 1026.5492 | 1026.5 | 1026.5 | 1026.5 | 1026.5031 | 1026.5034 | 1026.8831 | 1027.0319 |  | 1.25 | 0.15721 | 0.00040573 | 0.039592 | 0.1096 | 0.15145 | 0.21436 | 0.28306 | 0.33778 |  | 1.25 | 191.3319 | 0 | 0 | 133.4433 | 234.4622 | 259.966 | 334.0964 | 370.9834
1.3333 | 0.031865 | 0.0077692 | 0.008842 | 0.018855 | 0.030534 | 0.043036 | 0.062692 | 0.067774 |  | 1.3333 | 1141.6044 | 1140.9166 | 1141.0032 | 1141.2766 | 1141.5677 | 1141.7786 | 1142.5614 | 1142.7827 |  | 1.3333 | 6000 | 6000 | 6000 | 6000 | 6000 | 6000 | 6000 | 6000 |  | 1.3333 | 0.3 | 0.3 | 0.3 | 0.3 | 0.3 | 0.3 | 0.3 | 0.3 |  | may | 1.3333 | 1026.5996 | 1026.5 | 1026.5 | 1026.5 | 1026.5015 | 1026.5496 | 1027.076 | 1027.3092 |  | 1.3333 | 0.088418 | 0.00058101 | 0.00072755 | 0.032769 | 0.082287 | 0.13693 | 0.19854 | 0.28113 |  | 1.3333 | 5730.3363 | 4133.4769 | 4264.9926 | 4406.5686 | 4811.6691 | 7793.9255 | 7989.2324 | 8065.01
1.4167 | 0.037039 | 0.021092 | 0.022252 | 0.031109 | 0.036502 | 0.04296 | 0.055732 | 0.067468 |  | 1.4167 | 1140.9211 | 1140.1165 | 1140.2344 | 1140.6152 | 1140.92 | 1141.2174 | 1141.6531 | 1141.9254 |  | 1.4167 | 6000 | 6000 | 6000 | 6000 | 6000 | 6000 | 6000 | 6000 |  | 1.4167 | 0.3 | 0.3 | 0.3 | 0.3 | 0.3 | 0.3 | 0.3 | 0.3 |  | jun | 1.4167 | 1028.384 | 1026.5 | 1026.5 | 1026.5009 | 1029.4451 | 1029.4481 | 1029.4481 | 1029.4481 |  | 1.4167 | 0.22063 | 0.1524 | 0.17062 | 0.19284 | 0.211 | 0.23449 | 0.30247 | 0.34671 |  | 1.4167 | 8763.7248 | 7467.4246 | 7581.306 | 7729.918 | 9307.2438 | 9368.3429 | 9532.0506 | 9563.03
1.5 | 0.046742 | 0.026867 | 0.03239 | 0.041016 | 0.047152 | 0.052018 | 0.061435 | 0.066016 |  | 1.5 | 1140.3878 | 1139.2643 | 1139.3378 | 1140.0591 | 1140.4202 | 1140.848 | 1141.1711 | 1141.611 |  | 1.5 | 5832.8456 | 3863.0473 | 4499.6045 | 6000 | 6000 | 6000 | 6000 | 6000 |  | 1.5 | 0.3 | 0.3 | 0.3 | 0.3 | 0.3 | 0.3 | 0.3 | 0.3 |  | jul | 1.5 | 1027.4724 | 1026.5 | 1026.5 | 1026.5004 | 1028.0132 | 1028.0149 | 1028.0149 | 1028.1882 |  | 1.5 | 0.23764 | 0.11915 | 0.16367 | 0.2132 | 0.23956 | 0.26756 | 0.30749 | 0.31532 |  | 1.5 | 7890.2154 | 4906.8275 | 6298.2627 | 7528.4764 | 8312.7063 | 8393.0273 | 8476.3857 | 8564.6747
1.5833 | 0.046209 | 0.014086 | 0.032608 | 0.040132 | 0.046861 | 0.052355 | 0.060792 | 0.072824 |  | 1.5833 | 1139.7555 | 1138.9017 | 1138.9019 | 1139.2395 | 1139.7621 | 1140.2991 | 1140.6797 | 1141.1411 |  | 1.5833 | 5121.4549 | 2612.5448 | 2985.1173 | 4236.5338 | 6000 | 6000 | 6000 | 6000 |  | 1.5833 | 0.3 | 0.3 | 0.3 | 0.3 | 0.3 | 0.3 | 0.3 | 0.3 |  | aug | 1.5833 | 1026.995 | 1026.5 | 1026.5 | 1026.5002 | 1027.2671 | 1027.2679 | 1027.2977 | 1027.3612 |  | 1.5833 | 0.23785 | 0.013489 | 0.15423 | 0.19838 | 0.23969 | 0.2735 | 0.3327 | 0.38197 |  | 1.5833 | 6706.8542 | 653.2446 | 4145.7181 | 5632.1081 | 7376.0264 | 7768.0511 | 7989.5715 | 8022.2486
1.6667 | 0.050552 | 0.038577 | 0.043469 | 0.046678 | 0.049851 | 0.052449 | 0.061702 | 0.065408 |  | 1.6667 | 1139.2607 | 1138.9275 | 1138.9277 | 1138.9279 | 1139.0005 | 1139.5759 | 1140.1646 | 1140.6165 |  | 1.6667 | 4246.4216 | 2647.2095 | 2884.1287 | 3294.5354 | 3594.8832 | 5723.5474 | 6000 | 6000 |  | 1.6667 | 0.3 | 0.3 | 0.3 | 0.3 | 0.3 | 0.3 | 0.3 | 0.3 |  | sep | 1.6667 | 1026.7818 | 1026.5 | 1026.5 | 1026.5001 | 1026.8894 | 1026.8898 | 1026.9312 | 1029.4597 |  | 1.6667 | 0.30403 | 0.14915 | 0.28349 | 0.29836 | 0.30602 | 0.31436 | 0.32213 | 0.32785 |  | 1.6667 | 5757.9277 | 3503.5209 | 4085.961 | 4765.3881 | 5146.9114 | 7172.5417 | 7804.6976 | 7822.7476
1.75 | 0.03163 | 0.019239 | 0.021102 | 0.02454 | 0.027057 | 0.031039 | 0.066599 | 0.081591 |  | 1.75 | 1139.0564 | 1138.9613 | 1138.972 | 1138.9722 | 1138.9723 | 1138.9723 | 1139.4795 | 1140.0983 |  | 1.75 | 822.5411 | 0 | 0 | 0 | 0 | 0 | 5141.7403 | 6000 |  | 1.75 | 0.051 | 0 | 0 | 0 | 0 | 0 | 0.3 | 0.3 |  | oct | 1.75 | 1026.6418 | 1026.5 | 1026.5 | 1026.5 | 1026.6947 | 1026.6948 | 1026.7164 | 1028.0208 |  | 1.75 | 0.26576 | 0.076987 | 0.13047 | 0.22924 | 0.26622 | 0.30897 | 0.39095 | 0.42472 |  | 1.75 | 1783.9572 | 0 | 718.0991 | 903.4071 | 992.5496 | 1143.3461 | 6787.9905 | 7385.2363
1.8333 | 0.030086 | 0.018298 | 0.023231 | 0.026482 | 0.028664 | 0.030247 | 0.050153 | 0.068549 |  | 1.8333 | 1139.8697 | 1138.9962 | 1138.9962 | 1139.9612 | 1140.0271 | 1140.0774 | 1140.1194 | 1140.1528 |  | 1.8333 | 199.0913 | 0 | 0 | 0 | 0 | 0 | 0 | 4418.6931 |  | 1.8333 | 0.015 | 0 | 0 | 0 | 0 | 0 | 0 | 0.3 |  | nov | 1.8333 | 1026.6184 | 1026.5 | 1026.5 | 1026.5 | 1026.5974 | 1026.5974 | 1026.6091 | 1029.4979 |  | 1.8333 | 0.23566 | 0.07117 | 0.1346 | 0.21325 | 0.24235 | 0.26528 | 0.32201 | 0.37262 |  | 1.8333 | 739.6604 | 0 | 369.4663 | 479.0704 | 522.5522 | 596.0588 | 3377.5799 | 5156.203
1.9167 | 0.025892 | 0.018141 | 0.02016 | 0.023256 | 0.026014 | 0.027876 | 0.031274 | 0.04668 |  | 1.9167 | 1140.5326 | 1139 | 1139.3997 | 1140.5381 | 1140.6873 | 1140.7805 | 1140.9055 | 1140.9598 |  | 1.9167 | 18.5111 | 0 | 0 | 0 | 0 | 0 | 0 | 1851.1102 |  | 1.9167 | 0.00014099 | 0 | 0 | 0 | 0 | 0 | 0 | 0.014099 |  | dec | 1.9167 | 1026.5777 | 1026.5 | 1026.5 | 1026.5 | 1026.5487 | 1026.5487 | 1026.5547 | 1028.0403 |  | 1.9167 | 0.22376 | 0.065516 | 0.12247 | 0.19939 | 0.2315 | 0.2567 | 0.30894 | 0.3578 |  | 1.9167 | 440.7578 | 0 | 289.982 | 381.9202 | 411.0598 | 469.3099 | 528.7138 | 2442.7626
2 | 0.027068 | 0.01972 | 0.021351 | 0.025043 | 0.026817 | 0.029352 | 0.032858 | 0.036872 |  | 2 | 1141.0684 | 1139.3302 | 1140.1504 | 1140.9526 | 1141.179 | 1141.3037 | 1141.5061 | 1141.574 |  | 2 | 0 | 0 | 0 | 0 | 0 | 0 | 0 | 0 |  | 2 | 0 | 0 | 0 | 0 | 0 | 0 | 0 | 0 |  | jan | 2 | 1026.559 | 1026.5 | 1026.5 | 1026.5 | 1026.5243 | 1026.5247 | 1026.5273 | 1028.1938 |  | 2 | 0.2495 | 0.097662 | 0.15296 | 0.2248 | 0.25525 | 0.28045 | 0.33164 | 0.37378 |  | 2 | 340.2755 | 0 | 262.2897 | 298.0693 | 320.863 | 365.8594 | 423.843 | 1293.7494
2.0833 | 0.026765 | 0.019192 | 0.019792 | 0.025187 | 0.027065 | 0.028741 | 0.032579 | 0.038268 |  | 2.0833 | 1141.5359 | 1139.8695 | 1140.699 | 1141.3691 | 1141.6409 | 1141.7902 | 1142.0183 | 1142.2528 |  | 2.0833 | 0 | 0 | 0 | 0 | 0 | 0 | 0 | 0 |  | 2.0833 | 0 | 0 | 0 | 0 | 0 | 0 | 0 | 0 |  | feb | 2.0833 | 1026.5417 | 1026.5 | 1026.5 | 1026.5 | 1026.5122 | 1026.5127 | 1026.5262 | 1028.4563 |  | 2.0833 | 0.16326 | 2.9535e-05 | 0.028103 | 0.11125 | 0.16682 | 0.21329 | 0.27542 | 0.3413 |  | 2.0833 | 187.5236 | 0 | 0 | 184.98 | 221.9559 | 261.6081 | 291.8928 | 415.2299
2.1667 | 0.030036 | 0.016812 | 0.020019 | 0.026674 | 0.030308 | 0.033418 | 0.038428 | 0.049733 |  | 2.1667 | 1141.9664 | 1140.285 | 1141.053 | 1141.6798 | 1141.9478 | 1142.3506 | 1142.7483 | 1143.0857 |  | 2.1667 | 0 | 0 | 0 | 0 | 0 | 0 | 0 | 0 |  | 2.1667 | 0 | 0 | 0 | 0 | 0 | 0 | 0 | 0 |  | mar | 2.1667 | 1026.5813 | 1026.5 | 1026.5 | 1026.5 | 1026.5061 | 1026.5068 | 1026.7657 | 1028.6656 |  | 2.1667 | 0.16692 | 0.00056523 | 0.0093815 | 0.12361 | 0.16675 | 0.22546 | 0.28939 | 0.31631 |  | 2.1667 | 189.2049 | 0 | 0 | 175.5798 | 214.673 | 252.6624 | 306.6904 | 424.2981
2.25 | 0.027951 | 0.019607 | 0.022995 | 0.025676 | 0.027713 | 0.030032 | 0.034049 | 0.036677 |  | 2.25 | 1142.4758 | 1140.6272 | 1141.3812 | 1142.0104 | 1142.5361 | 1143.0421 | 1143.3297 | 1143.6523 |  | 2.25 | 0 | 0 | 0 | 0 | 0 | 0 | 0 | 0 |  | 2.25 | 0 | 0 | 0 | 0 | 0 | 0 | 0 | 0 |  | apr | 2.25 | 1026.6133 | 1026.5 | 1026.5 | 1026.5 | 1026.5031 | 1026.5875 | 1026.9753 | 1028.8655 |  | 2.25 | 0.14983 | 0.00061867 | 0.0070352 | 0.095672 | 0.16125 | 0.19936 | 0.25856 | 0.3387 |  | 2.25 | 187.7778 | 0 | 0 | 0 | 227.1809 | 262.4857 | 320.6145 | 669.2206
2.3333 | 0.029016 | 0.0077262 | 0.0089101 | 0.017425 | 0.028899 | 0.038287 | 0.052003 | 0.072382 |  | 2.3333 | 1142.9901 | 1140.9944 | 1141.7339 | 1142.6437 | 1143.1135 | 1143.4739 | 1143.8474 | 1144.2412 |  | 2.3333 | 6000 | 6000 | 6000 | 6000 | 6000 | 6000 | 6000 | 6000 |  | 2.3333 | 0.3 | 0.3 | 0.3 | 0.3 | 0.3 | 0.3 | 0.3 | 0.3 |  | may | 2.3333 | 1026.6673 | 1026.5 | 1026.5 | 1026.5 | 1026.5016 | 1026.7211 | 1027.1637 | 1029.0675 |  | 2.3333 | 0.083845 | 0.00057831 | 0.00071724 | 0.026215 | 0.086728 | 0.12954 | 0.18799 | 0.26785 |  | 2.3333 | 6014.0418 | 4170.4295 | 4346.1738 | 4532.5273 | 5083.1335 | 7793.0544 | 8001.7362 | 8106.5461
2.4167 | 0.036912 | 0.02092 | 0.02385 | 0.028551 | 0.035212 | 0.044486 | 0.055461 | 0.069364 |  | 2.4167 | 1142.1232 | 1140.3412 | 1140.9949 | 1141.6604 | 1141.9896 | 1142.7334 | 1143.2739 | 1143.7673 |  | 2.4167 | 6000 | 6000 | 6000 | 6000 | 6000 | 6000 | 6000 | 6000 |  | 2.4167 | 0.3 | 0.3 | 0.3 | 0.3 | 0.3 | 0.3 | 0.3 | 0.3 |  | jun | 2.4167 | 1028.2142 | 1026.5 | 1026.5 | 1026.5007 | 1029.4418 | 1029.4478 | 1029.4481 | 1029.4481 |  | 2.4167 | 0.22635 | 0.14274 | 0.16668 | 0.18745 | 0.21005 | 0.26123 | 0.32064 | 0.34558 |  | 2.4167 | 8670.9588 | 7467.0146 | 7581.7397 | 7689.3829 | 9302.0155 | 9397.4516 | 9478.9356 | 9561.4853
2.5 | 0.046751 | 0.022984 | 0.033264 | 0.041249 | 0.045922 | 0.052046 | 0.061314 | 0.08398 |  | 2.5 | 1141.5762 | 1139.7371 | 1140.3467 | 1141.0693 | 1141.489 | 1142.0029 | 1142.9785 | 1143.557 |  | 2.5 | 6000 | 6000 | 6000 | 6000 | 6000 | 6000 | 6000 | 6000 |  | 2.5 | 0.3 | 0.3 | 0.3 | 0.3 | 0.3 | 0.3 | 0.3 | 0.3 |  | jul | 2.5 | 1027.3806 | 1026.5 | 1026.5 | 1026.5004 | 1028.0116 | 1028.0146 | 1028.0149 | 1028.0149 |  | 2.5 | 0.23436 | 0.13971 | 0.1732 | 0.20968 | 0.23061 | 0.26069 | 0.29111 | 0.32381 |  | 2.5 | 8008.8988 | 7043.5183 | 7411.2562 | 7539.0123 | 8311.463 | 8375.5229 | 8469.7563 | 8563.883
2.5833 | 0.049124 | 0.01323 | 0.028529 | 0.040546 | 0.049405 | 0.057015 | 0.069899 | 0.078537 |  | 2.5833 | 1140.9596 | 1139.0591 | 1139.454 | 1140.4221 | 1140.9396 | 1141.4685 | 1142.3301 | 1143.2903 |  | 2.5833 | 5894.598 | 4037.0455 | 4451.2157 | 6000 | 6000 | 6000 | 6000 | 6000 |  | 2.5833 | 0.3 | 0.3 | 0.3 | 0.3 | 0.3 | 0.3 | 0.3 | 0.3 |  | aug | 2.5833 | 1026.9484 | 1026.5 | 1026.5 | 1026.5002 | 1027.2662 | 1027.2679 | 1027.2679 | 1027.3483 |  | 2.5833 | 0.23399 | 0.080411 | 0.11201 | 0.18614 | 0.24044 | 0.28306 | 0.33752 | 0.36859 |  | 2.5833 | 7425.8696 | 2811.4484 | 5796.3208 | 7328.7887 | 7620.6342 | 7804.2124 | 7988.7808 | 8065.9699
2.6667 | 0.05967 | 0.046536 | 0.047552 | 0.054921 | 0.06079 | 0.064948 | 0.068866 | 0.070975 |  | 2.6667 | 1140.3297 | 1138.9275 | 1138.9279 | 1139.6224 | 1140.2882 | 1140.9393 | 1141.7863 | 1142.7914 |  | 2.6667 | 5591.6068 | 2751.192 | 3555.8085 | 5481.0293 | 6000 | 6000 | 6000 | 6000 |  | 2.6667 | 0.3 | 0.3 | 0.3 | 0.3 | 0.3 | 0.3 | 0.3 | 0.3 |  | sep | 2.6667 | 1026.7835 | 1026.5 | 1026.5 | 1026.5001 | 1026.8889 | 1026.8898 | 1026.9198 | 1029.4597 |  | 2.6667 | 0.31169 | 0.21167 | 0.29261 | 0.30719 | 0.31177 | 0.31966 | 0.33347 | 0.34836 |  | 2.6667 | 7108.0978 | 3607.5798 | 5010.5495 | 6894.449 | 7474.8948 | 7613.79 | 7791.1578 | 9273.9743
2.75 | 0.054645 | 0.019375 | 0.022971 | 0.02948 | 0.05716 | 0.072005 | 0.084279 | 0.095481 |  | 2.75 | 1139.7923 | 1138.9612 | 1138.972 | 1138.9722 | 1139.5581 | 1140.5035 | 1141.365 | 1142.2178 |  | 2.75 | 3676.4711 | 0 | 0 | 0 | 4921.8779 | 6000 | 6000 | 6000 |  | 2.75 | 0.204 | 0 | 0 | 0 | 0.3 | 0.3 | 0.3 | 0.3 |  | oct | 2.75 | 1026.643 | 1026.5 | 1026.5 | 1026.5 | 1026.6945 | 1026.6948 | 1026.7137 | 1028.0208 |  | 2.75 | 0.29029 | 0.15608 | 0.17825 | 0.23824 | 0.29245 | 0.32157 | 0.41546 | 0.51761 |  | 2.75 | 4692.9901 | 588.0307 | 767.0368 | 976.7728 | 5878.1014 | 7102.032 | 7273.6893 | 7932.2383
2.8333 | 0.050211 | 0.02427 | 0.025743 | 0.028881 | 0.03202 | 0.076568 | 0.089576 | 0.093708 |  | 2.8333 | 1139.7001 | 1138.9962 | 1138.9962 | 1138.9962 | 1139.9463 | 1140.0254 | 1140.7373 | 1141.5696 |  | 2.8333 | 2024.0518 | 0 | 0 | 0 | 0 | 5219.2851 | 6000 | 6000 |  | 2.8333 | 0.126 | 0 | 0 | 0 | 0 | 0.3 | 0.3 | 0.3 |  | nov | 2.8333 | 1026.5717 | 1026.5 | 1026.5 | 1026.5 | 1026.5972 | 1026.5974 | 1026.6069 | 1027.271 |  | 2.8333 | 0.26031 | 0.14285 | 0.18264 | 0.25474 | 0.26216 | 0.27007 | 0.30656 | 0.47776 |  | 2.8333 | 2557.7247 | 297.7467 | 401.4127 | 479.039 | 532.5273 | 5876.0782 | 6668.9299 | 7000.8424
2.9167 | 0.031133 | 0.016438 | 0.021899 | 0.02478 | 0.027241 | 0.030236 | 0.054261 | 0.058519 |  | 2.9167 | 1139.8331 | 1139 | 1139 | 1139.0599 | 1139.7618 | 1140.5706 | 1140.7053 | 1140.8658 |  | 2.9167 | 330.2155 | 0 | 0 | 0 | 0 | 0 | 1652.8034 | 1877.8404 |  | 2.9167 | 0.0030205 | 0 | 0 | 0 | 0 | 0 | 0.016381 | 0.020092 |  | dec | 2.9167 | 1026.536 | 1026.5 | 1026.5 | 1026.5 | 1026.5486 | 1026.5487 | 1026.5535 | 1026.8914 |  | 2.9167 | 0.25804 | 0.13131 | 0.18309 | 0.24918 | 0.2607 | 0.27484 | 0.29272 | 0.46811 |  | 2.9167 | 751.7071 | 239.8743 | 320.0748 | 381.8064 | 404.5964 | 477.626 | 2271.4862 | 2466.6495
3 | 0.027783 | 0.017337 | 0.02271 | 0.025903 | 0.027648 | 0.029881 | 0.032698 | 0.041984 |  | 3 | 1140.3325 | 1139.2599 | 1139.4849 | 1139.7175 | 1140.3387 | 1140.9958 | 1141.1881 | 1141.3055 |  | 3 | 0 | 0 | 0 | 0 | 0 | 0 | 0 | 0 |  | 3 | 0 | 0 | 0 | 0 | 0 | 0 | 0 | 0 |  | jan | 3 | 1026.518 | 1026.5 | 1026.5 | 1026.5 | 1026.5243 | 1026.5244 | 1026.5267 | 1026.6957 |  | 3 | 0.26901 | 0.15982 | 0.21493 | 0.23827 | 0.27712 | 0.28868 | 0.31653 | 0.49097 |  | 3 | 331.5463 | 186.2365 | 269.4746 | 299.6864 | 320.9179 | 355.8851 | 429.3071 | 507.3944
3.0833 | 0.027395 | 0.01738 | 0.020929 | 0.024834 | 0.027603 | 0.029754 | 0.033307 | 0.038634 |  | 3.0833 | 1140.8322 | 1139.8226 | 1140.0098 | 1140.3345 | 1140.79 | 1141.4329 | 1141.6892 | 1141.844 |  | 3.0833 | 0 | 0 | 0 | 0 | 0 | 0 | 0 | 0 |  | 3.0833 | 0 | 0 | 0 | 0 | 0 | 0 | 0 | 0 |  | feb | 3.0833 | 1026.509 | 1026.5 | 1026.5 | 1026.5 | 1026.5122 | 1026.5122 | 1026.5133 | 1026.5978 |  | 3.0833 | 0.18983 | 0.032139 | 0.078446 | 0.13968 | 0.1848 | 0.23082 | 0.33615 | 0.46314 |  | 3.0833 | 205.8426 | 0 | 0 | 197.8875 | 225.7121 | 261.7118 | 302.4849 | 343.4056
3.1667 | 0.031155 | 0.015843 | 0.021801 | 0.02739 | 0.031216 | 0.034256 | 0.04142 | 0.044503 |  | 3.1667 | 1141.1999 | 1140.2404 | 1140.3755 | 1140.728 | 1141.1349 | 1141.7471 | 1142.1531 | 1142.4688 |  | 3.1667 | 0 | 0 | 0 | 0 | 0 | 0 | 0 | 0 |  | 3.1667 | 0 | 0 | 0 | 0 | 0 | 0 | 0 | 0 |  | mar | 3.1667 | 1026.5327 | 1026.5 | 1026.5 | 1026.5 | 1026.5061 | 1026.5061 | 1026.7214 | 1026.7656 |  | 3.1667 | 0.1936 | 0.00061358 | 0.073321 | 0.14118 | 0.18373 | 0.24079 | 0.33981 | 0.377 |  | 3.1667 | 211.2946 | 0 | 0 | 192.9922 | 219.0378 | 259.4023 | 328.9819 | 398.1309
3.25 | 0.028574 | 0.018531 | 0.020324 | 0.025499 | 0.028553 | 0.032083 | 0.034881 | 0.040049 |  | 3.25 | 1141.6196 | 1140.6144 | 1140.691 | 1141.1096 | 1141.4717 | 1142.1382 | 1142.9019 | 1143.178 |  | 3.25 | 0 | 0 | 0 | 0 | 0 | 0 | 0 | 0 |  | 3.25 | 0 | 0 | 0 | 0 | 0 | 0 | 0 | 0 |  | apr | 3.25 | 1026.5459 | 1026.5 | 1026.5 | 1026.5 | 1026.5031 | 1026.5032 | 1026.8915 | 1026.9756 |  | 3.25 | 0.1642 | 0.00065051 | 0.043214 | 0.11194 | 0.14988 | 0.21694 | 0.31196 | 0.38431 |  | 3.25 | 201.6599 | 0 | 0 | 180.0289 | 237.0394 | 286.0507 | 339.4241 | 370.212
3.3333 | 0.030429 | 0.0077907 | 0.0095004 | 0.017636 | 0.028737 | 0.039622 | 0.057434 | 0.066638 |  | 3.3333 | 1142.0854 | 1140.9889 | 1141.0315 | 1141.5371 | 1141.8762 | 1142.761 | 1143.4146 | 1143.7236 |  | 3.3333 | 6000 | 6000 | 6000 | 6000 | 6000 | 6000 | 6000 | 6000 |  | 3.3333 | 0.3 | 0.3 | 0.3 | 0.3 | 0.3 | 0.3 | 0.3 | 0.3 |  | may | 3.3333 | 1026.589 | 1026.5 | 1026.5 | 1026.5 | 1026.5015 | 1026.5122 | 1027.0901 | 1027.2184 |  | 3.3333 | 0.097009 | 0.00057679 | 0.00078061 | 0.043739 | 0.088581 | 0.14189 | 0.23383 | 0.29721 |  | 3.3333 | 6100.7104 | 4251.4713 | 4354.9525 | 4540.0291 | 5045.384 | 7813.6255 | 8001.7352 | 8107.369
3.4167 | 0.038282 | 0.019743 | 0.024301 | 0.031857 | 0.038257 | 0.043683 | 0.055102 | 0.070143 |  | 3.4167 | 1141.3362 | 1140.2782 | 1140.334 | 1140.8895 | 1141.2864 | 1141.7555 | 1142.6749 | 1143.2323 |  | 3.4167 | 6000 | 6000 | 6000 | 6000 | 6000 | 6000 | 6000 | 6000 |  | 3.4167 | 0.3 | 0.3 | 0.3 | 0.3 | 0.3 | 0.3 | 0.3 | 0.3 |  | jun | 3.4167 | 1028.0914 | 1026.5 | 1026.5 | 1026.5007 | 1029.4427 | 1029.4481 | 1029.4481 | 1029.4481 |  | 3.4167 | 0.22865 | 0.15099 | 0.16534 | 0.19755 | 0.21656 | 0.26615 | 0.30724 | 0.34102 |  | 3.4167 | 8604.9167 | 7467.0141 | 7577.0584 | 7687.8624 | 9300.4284 | 9371.4568 | 9485.1993 | 9563.0224
3.5 | 0.047262 | 0.027396 | 0.033114 | 0.042022 | 0.047739 | 0.052315 | 0.061503 | 0.075528 |  | 3.5 | 1140.8484 | 1139.3348 | 1139.6951 | 1140.4114 | 1140.9004 | 1141.2988 | 1142.097 | 1142.8999 |  | 3.5 | 5948.3049 | 4187.7241 | 6000 | 6000 | 6000 | 6000 | 6000 | 6000 |  | 3.5 | 0.3 | 0.3 | 0.3 | 0.3 | 0.3 | 0.3 | 0.3 | 0.3 |  | jul | 3.5 | 1027.3177 | 1026.5 | 1026.5 | 1026.5004 | 1028.0121 | 1028.0149 | 1028.0149 | 1028.0149 |  | 3.5 | 0.24399 | 0.13832 | 0.18013 | 0.2127 | 0.24035 | 0.26984 | 0.31569 | 0.34639 |  | 3.5 | 7928.1199 | 5231.4889 | 7411.4093 | 7537.4591 | 8306.6684 | 8375.5796 | 8466.2853 | 8564.6709
3.5833 | 0.046684 | 0.017342 | 0.026446 | 0.037763 | 0.046974 | 0.055059 | 0.065575 | 0.081055 |  | 3.5833 | 1140.2685 | 1138.9017 | 1138.9408 | 1139.806 | 1140.3615 | 1140.762 | 1141.512 | 1142.1973 |  | 3.5833 | 5561.8108 | 2731.9892 | 3455.4337 | 6000 | 6000 | 6000 | 6000 | 6000 |  | 3.5833 | 0.3 | 0.3 | 0.3 | 0.3 | 0.3 | 0.3 | 0.3 | 0.3 |  | aug | 3.5833 | 1026.9146 | 1026.5 | 1026.5 | 1026.5002 | 1027.2665 | 1027.2679 | 1027.2679 | 1027.2679 |  | 3.5833 | 0.22959 | 0.075113 | 0.11892 | 0.18785 | 0.23342 | 0.27353 | 0.34836 | 0.38506 |  | 3.5833 | 7048.7042 | 3569.9968 | 4395.3303 | 6738.4335 | 7528.518 | 7776.0744 | 7979.1348 | 8022.2496
3.6667 | 0.055979 | 0.0426 | 0.046193 | 0.051424 | 0.054043 | 0.061239 | 0.065785 | 0.072786 |  | 3.6667 | 1139.7387 | 1138.9276 | 1138.9279 | 1139.0411 | 1139.675 | 1140.2104 | 1141.0825 | 1141.6733 |  | 3.6667 | 5170.9978 | 2771.1556 | 3090.6476 | 3744.1778 | 6000 | 6000 | 6000 | 6000 |  | 3.6667 | 0.3 | 0.3 | 0.3 | 0.3 | 0.3 | 0.3 | 0.3 | 0.3 |  | sep | 3.6667 | 1026.7952 | 1026.5 | 1026.5 | 1026.5001 | 1026.889 | 1026.8898 | 1026.8898 | 1029.4597 |  | 3.6667 | 0.30827 | 0.24261 | 0.27614 | 0.30298 | 0.30956 | 0.31772 | 0.33269 | 0.35453 |  | 3.6667 | 6702.1137 | 3627.3454 | 4361.2407 | 5242.7825 | 7405.8565 | 7575.4911 | 7804.7099 | 8229.3876
3.75 | 0.042108 | 0.020541 | 0.022718 | 0.027541 | 0.033382 | 0.056527 | 0.07437 | 0.08712 |  | 3.75 | 1139.3314 | 1138.972 | 1138.972 | 1138.9723 | 1139.0205 | 1139.5286 | 1140.7329 | 1141.2721 |  | 3.75 | 2476.9189 | 0 | 0 | 0 | 0 | 4886.1813 | 6000 | 6000 |  | 3.75 | 0.15 | 0 | 0 | 0 | 0 | 0.3 | 0.3 | 0.3 |  | oct | 3.75 | 1026.6488 | 1026.5 | 1026.5 | 1026.5 | 1026.6945 | 1026.6948 | 1026.6948 | 1028.0208 |  | 3.75 | 0.26659 | 0.10943 | 0.14357 | 0.21226 | 0.2689 | 0.30597 | 0.39257 | 0.43706 |  | 3.75 | 3501.3685 | 588.0176 | 773.5108 | 951.9148 | 3250.7573 | 5864.6514 | 7266.1989 | 7384.7172
3.8333 | 0.035041 | 0.023266 | 0.024247 | 0.027724 | 0.028961 | 0.031159 | 0.079298 | 0.085851 |  | 3.8333 | 1139.6122 | 1138.9962 | 1138.9962 | 1138.9962 | 1139.9585 | 1140.0317 | 1140.2458 | 1140.6565 |  | 3.8333 | 661.2649 | 0 | 0 | 0 | 0 | 0 | 5819.1469 | 6000 |  | 3.8333 | 0.042 | 0 | 0 | 0 | 0 | 0 | 0.3 | 0.3 |  | nov | 3.8333 | 1026.5748 | 1026.5 | 1026.5 | 1026.5 | 1026.5973 | 1026.5974 | 1026.5974 | 1027.271 |  | 3.8333 | 0.25404 | 0.12987 | 0.17782 | 0.23684 | 0.25653 | 0.26689 | 0.34051 | 0.365 |  | 3.8333 | 1199.2882 | 297.7319 | 402.6035 | 484.5023 | 529.525 | 605.0287 | 6572.0228 | 6661.7219
3.9167 | 0.027757 | 0.019529 | 0.020528 | 0.024291 | 0.026694 | 0.029161 | 0.047425 | 0.055909 |  | 3.9167 | 1140.169 | 1139 | 1139 | 1139.8008 | 1140.1362 | 1140.6694 | 1140.8781 | 1140.9268 |  | 3.9167 | 96.5351 | 0 | 0 | 0 | 0 | 0 | 1439.9554 | 1748.0166 |  | 3.9167 | 0.00096308 | 0 | 0 | 0 | 0 | 0 | 0.012925 | 0.019262 |  | dec | 3.9167 | 1026.5376 | 1026.5 | 1026.5 | 1026.5 | 1026.5486 | 1026.5487 | 1026.5487 | 1026.8914 |  | 3.9167 | 0.24324 | 0.12261 | 0.169 | 0.22094 | 0.24553 | 0.26539 | 0.32254 | 0.34431 |  | 3.9167 | 520.8112 | 239.8512 | 325.1865 | 382.0626 | 416.5427 | 470.6282 | 1959.252 | 2271.4784
4 | 0.027273 | 0.017445 | 0.022188 | 0.025283 | 0.027632 | 0.02983 | 0.03186 | 0.034105 |  | 4 | 1140.717 | 1139.2697 | 1139.7546 | 1140.3995 | 1140.6631 | 1141.147 | 1141.4702 | 1141.5476 |  | 4 | 0 | 0 | 0 | 0 | 0 | 0 | 0 | 0 |  | 4 | 0 | 0 | 0 | 0 | 0 | 0 | 0 | 0 |  | jan | 4 | 1026.5188 | 1026.5 | 1026.5 | 1026.5 | 1026.5243 | 1026.5244 | 1026.5244 | 1026.6957 |  | 4 | 0.26516 | 0.15727 | 0.19991 | 0.24218 | 0.26586 | 0.28491 | 0.34389 | 0.36469 |  | 4 | 328.8685 | 186.1341 | 252.1134 | 298.9749 | 320.7403 | 362.3814 | 413.5798 | 447.1226
4.0833 | 0.026898 | 0.016477 | 0.020625 | 0.023893 | 0.027219 | 0.029967 | 0.03231 | 0.035032 |  | 4.0833 | 1141.1916 | 1139.9843 | 1140.2842 | 1140.8737 | 1141.1035 | 1141.5848 | 1141.9399 | 1142.3507 |  | 4.0833 | 0 | 0 | 0 | 0 | 0 | 0 | 0 | 0 |  | 4.0833 | 0 | 0 | 0 | 0 | 0 | 0 | 0 | 0 |  | feb | 4.0833 | 1026.5096 | 1026.5 | 1026.5 | 1026.5 | 1026.5122 | 1026.5122 | 1026.5133 | 1026.5978 |  | 4.0833 | 0.18364 | 3.3646e-05 | 0.043935 | 0.13214 | 0.18894 | 0.24492 | 0.30292 | 0.40576 |  | 4.0833 | 198.5637 | 0 | 0 | 195.0755 | 222.1351 | 254.6562 | 292.4616 | 330.1226
4.1667 | 0.031421 | 0.015559 | 0.02098 | 0.027802 | 0.031166 | 0.034907 | 0.041422 | 0.04665 |  | 4.1667 | 1141.5765 | 1140.3785 | 1140.6008 | 1141.2148 | 1141.4866 | 1141.9109 | 1142.6571 | 1143.1566 |  | 4.1667 | 0 | 0 | 0 | 0 | 0 | 0 | 0 | 0 |  | 4.1667 | 0 | 0 | 0 | 0 | 0 | 0 | 0 | 0 |  | mar | 4.1667 | 1026.5386 | 1026.5 | 1026.5 | 1026.5 | 1026.5061 | 1026.5061 | 1026.7443 | 1026.8002 |  | 4.1667 | 0.19206 | 0.00053856 | 0.04139 | 0.13859 | 0.19911 | 0.24784 | 0.31619 | 0.43687 |  | 4.1667 | 196.5737 | 0 | 0 | 177.7544 | 214.5896 | 253.037 | 298.9094 | 352.3618
4.25 | 0.028308 | 0.017462 | 0.022362 | 0.02616 | 0.028248 | 0.030075 | 0.034812 | 0.036938 |  | 4.25 | 1142.0136 | 1140.6813 | 1140.9794 | 1141.5854 | 1141.8999 | 1142.4397 | 1143.2947 | 1143.7347 |  | 4.25 | 0 | 0 | 0 | 0 | 0 | 0 | 0 | 0 |  | 4.25 | 0 | 0 | 0 | 0 | 0 | 0 | 0 | 0 |  | apr | 4.25 | 1026.5633 | 1026.5 | 1026.5 | 1026.5 | 1026.5031 | 1026.5031 | 1026.9633 | 1027.0774 |  | 4.25 | 0.16536 | 0.00064316 | 0.0044326 | 0.10619 | 0.17242 | 0.21858 | 0.30266 | 0.4246 |  | 4.25 | 192.2429 | 0 | 0 | 156.2159 | 234.968 | 261.4472 | 318.6921 | 350.3639
4.3333 | 0.033821 | 0.0078043 | 0.013361 | 0.024498 | 0.033036 | 0.042642 | 0.05875 | 0.079397 |  | 4.3333 | 1142.5183 | 1141.0059 | 1141.3918 | 1141.9563 | 1142.5963 | 1143.0519 | 1143.8281 | 1144.3361 |  | 4.3333 | 6000 | 6000 | 6000 | 6000 | 6000 | 6000 | 6000 | 6000 |  | 4.3333 | 0.3 | 0.3 | 0.3 | 0.3 | 0.3 | 0.3 | 0.3 | 0.3 |  | may | 4.3333 | 1026.6128 | 1026.5 | 1026.5 | 1026.5 | 1026.5015 | 1026.5017 | 1027.1724 | 1027.3795 |  | 4.3333 | 0.096793 | 0.00066399 | 0.00078712 | 0.025297 | 0.095564 | 0.13914 | 0.23696 | 0.32796 |  | 4.3333 | 6189.2474 | 4133.4528 | 4357.9077 | 4521.9711 | 5431.3566 | 7804.6064 | 7989.5989 | 8106.5461
4.4167 | 0.039693 | 0.019462 | 0.026204 | 0.033018 | 0.038234 | 0.045395 | 0.056503 | 0.067974 |  | 4.4167 | 1141.7045 | 1140.3215 | 1140.7278 | 1141.1997 | 1141.6792 | 1141.9452 | 1143.271 | 1143.8633 |  | 4.4167 | 6000 | 6000 | 6000 | 6000 | 6000 | 6000 | 6000 | 6000 |  | 4.4167 | 0.3 | 0.3 | 0.3 | 0.3 | 0.3 | 0.3 | 0.3 | 0.3 |  | jun | 4.4167 | 1028.021 | 1026.5 | 1026.5 | 1026.5007 | 1029.4403 | 1029.4481 | 1029.4481 | 1029.4481 |  | 4.4167 | 0.22641 | 0.15612 | 0.16493 | 0.19065 | 0.21722 | 0.25833 | 0.31368 | 0.34331 |  | 4.4167 | 8558.5477 | 7467.0146 | 7566.2698 | 7687.9337 | 9210.1969 | 9365.6286 | 9502.8275 | 9563.0215
4.5 | 0.046723 | 0.027381 | 0.033807 | 0.039792 | 0.044802 | 0.05078 | 0.065229 | 0.084629 |  | 4.5 | 1141.2066 | 1139.6683 | 1140.13 | 1140.7683 | 1141.1692 | 1141.535 | 1142.9141 | 1143.6522 |  | 4.5 | 6000 | 6000 | 6000 | 6000 | 6000 | 6000 | 6000 | 6000 |  | 4.5 | 0.3 | 0.3 | 0.3 | 0.3 | 0.3 | 0.3 | 0.3 | 0.3 |  | jul | 4.5 | 1027.2832 | 1026.5 | 1026.5 | 1026.5004 | 1028.0112 | 1028.0149 | 1028.0149 | 1028.1858 |  | 4.5 | 0.23666 | 0.15896 | 0.17595 | 0.21055 | 0.23029 | 0.26601 | 0.30058 | 0.35106 |  | 4.5 | 7952.2969 | 7043.4379 | 7359.8144 | 7523.063 | 8135.5283 | 8377.0921 | 8469.0034 | 8666.6268
4.5833 | 0.048487 | 0.013257 | 0.027107 | 0.040427 | 0.047668 | 0.055523 | 0.069594 | 0.075705 |  | 4.5833 | 1140.6123 | 1138.9205 | 1139.2632 | 1140.2317 | 1140.5726 | 1141.0831 | 1142.2184 | 1143.3854 |  | 4.5833 | 5729.4422 | 3419.0331 | 4099.2891 | 6000 | 6000 | 6000 | 6000 | 6000 |  | 4.5833 | 0.3 | 0.3 | 0.3 | 0.3 | 0.3 | 0.3 | 0.3 | 0.3 |  | aug | 4.5833 | 1026.8971 | 1026.5 | 1026.5 | 1026.5002 | 1027.2661 | 1027.2679 | 1027.2679 | 1027.3564 |  | 4.5833 | 0.23677 | 0.0032954 | 0.12502 | 0.19526 | 0.23554 | 0.28238 | 0.33214 | 0.45432 |  | 4.5833 | 7194.1663 | 3723.2482 | 5079.4862 | 7190.1859 | 7551.2846 | 7767.9731 | 7984.4085 | 8039.7889
4.6667 | 0.057615 | 0.044753 | 0.047787 | 0.052443 | 0.057725 | 0.062041 | 0.066986 | 0.072113 |  | 4.6667 | 1140.0298 | 1138.9276 | 1138.9277 | 1139.434 | 1139.9114 | 1140.5493 | 1141.6843 | 1142.9451 |  | 4.6667 | 5332.8929 | 2769.2614 | 3100.3233 | 4945.0673 | 6000 | 6000 | 6000 | 6000 |  | 4.6667 | 0.3 | 0.3 | 0.3 | 0.3 | 0.3 | 0.3 | 0.3 | 0.3 |  | sep | 4.6667 | 1026.7868 | 1026.5 | 1026.5 | 1026.5001 | 1026.8888 | 1026.8898 | 1026.8898 | 1029.4597 |  | 4.6667 | 0.3093 | 0.23288 | 0.28888 | 0.30693 | 0.31188 | 0.31687 | 0.32455 | 0.33092 |  | 4.6667 | 6848.8417 | 3625.5223 | 4162.5658 | 6374.7783 | 7515.6845 | 7604.614 | 7781.2677 | 9264.2613
4.75 | 0.049711 | 0.02014 | 0.022113 | 0.029095 | 0.053325 | 0.067322 | 0.083136 | 0.1 |  | 4.75 | 1139.5715 | 1138.963 | 1138.972 | 1138.9723 | 1139.2269 | 1139.9962 | 1141.2354 | 1142.3712 |  | 4.75 | 3187.5684 | 0 | 0 | 0 | 4083.9501 | 6000 | 6000 | 6000 |  | 4.75 | 0.183 | 0 | 0 | 0 | 0.3 | 0.3 | 0.3 | 0.3 |  | oct | 4.75 | 1026.6446 | 1026.5 | 1026.5 | 1026.5 | 1026.6945 | 1026.6948 | 1026.6948 | 1028.0208 |  | 4.75 | 0.28295 | 0.035117 | 0.14076 | 0.22615 | 0.27915 | 0.34116 | 0.42417 | 0.5315 |  | 4.75 | 4120.8828 | 587.9493 | 740.9313 | 902.622 | 5002.3755 | 7045.4545 | 7235.2549 | 7398.0868
4.8333 | 0.04337 | 0.022526 | 0.024886 | 0.027816 | 0.030683 | 0.06889 | 0.085421 | 0.09112 |  | 4.8333 | 1139.6195 | 1138.9962 | 1138.9962 | 1138.9962 | 1139.8152 | 1140.0024 | 1140.5885 | 1141.6559 |  | 4.8333 | 1367.6308 | 0 | 0 | 0 | 0 | 2923.9481 | 6000 | 6000 |  | 4.8333 | 0.09 | 0 | 0 | 0 | 0 | 0.3 | 0.3 | 0.3 |  | nov | 4.8333 | 1026.6429 | 1026.5 | 1026.5 | 1026.5 | 1026.5973 | 1026.5974 | 1027.2697 | 1029.4979 |  | 4.8333 | 0.25756 | 0.10912 | 0.17825 | 0.24278 | 0.25929 | 0.27053 | 0.33312 | 0.40444 |  | 4.8333 | 1941.9332 | 297.6888 | 387.7928 | 470.992 | 535.4519 | 3570.1017 | 6673.6121 | 8356.8858
4.9167 | 0.028443 | 0.017412 | 0.021156 | 0.024587 | 0.026414 | 0.029189 | 0.050508 | 0.059403 |  | 4.9167 | 1139.9586 | 1139 | 1139 | 1139.5688 | 1139.8796 | 1140.6169 | 1140.7063 | 1140.9523 |  | 4.9167 | 139.881 | 0 | 0 | 0 | 0 | 0 | 1684.6586 | 1924.4425 |  | 4.9167 | 0.0012702 | 0 | 0 | 0 | 0 | 0 | 0.014698 | 0.021474 |  | dec | 4.9167 | 1026.5726 | 1026.5 | 1026.5 | 1026.5 | 1026.5486 | 1026.5487 | 1026.8906 | 1028.0403 |  | 4.9167 | 0.25098 | 0.10697 | 0.17693 | 0.22948 | 0.25557 | 0.27508 | 0.31464 | 0.38626 |  | 4.9167 | 580.8616 | 239.8127 | 313.3893 | 376.9604 | 416.976 | 470.5984 | 2202.9416 | 3061.0653
5 | 0.027585 | 0.018369 | 0.021651 | 0.024784 | 0.027397 | 0.030592 | 0.033246 | 0.038219 |  | 5 | 1140.5045 | 1139.3203 | 1139.6406 | 1139.99 | 1140.5247 | 1141.0491 | 1141.1934 | 1141.238 |  | 5 | 0 | 0 | 0 | 0 | 0 | 0 | 0 | 0 |  | 5 | 0 | 0 | 0 | 0 | 0 | 0 | 0 | 0 |  | jan | 5 | 1026.5365 | 1026.5 | 1026.5 | 1026.5 | 1026.5243 | 1026.5244 | 1026.6953 | 1027.2811 |  | 5 | 0.27011 | 0.14363 | 0.20348 | 0.24672 | 0.27266 | 0.29316 | 0.33647 | 0.41129 |  | 5 | 339.3191 | 186.2611 | 261.6491 | 300.3076 | 320.8446 | 367.3934 | 446.8689 | 787.9711
5.0833 | 0.027321 | 0.017777 | 0.020793 | 0.024524 | 0.026919 | 0.029658 | 0.034207 | 0.040698 |  | 5.0833 | 1140.9895 | 1139.83 | 1140.2579 | 1140.5291 | 1141.0027 | 1141.446 | 1141.6653 | 1141.8254 |  | 5.0833 | 0 | 0 | 0 | 0 | 0 | 0 | 0 | 0 |  | 5.0833 | 0 | 0 | 0 | 0 | 0 | 0 | 0 | 0 |  | feb | 5.0833 | 1026.5184 | 1026.5 | 1026.5 | 1026.5 | 1026.5122 | 1026.5122 | 1026.5977 | 1026.8966 |  | 5.0833 | 0.18663 | 0.015891 | 0.055896 | 0.13979 | 0.17849 | 0.23292 | 0.3368 | 0.44394 |  | 5.0833 | 211.1802 | 0 | 0 | 204.9534 | 226.7852 | 263.2172 | 326.6345 | 472.5792
5.1667 | 0.031732 | 0.017432 | 0.021459 | 0.02796 | 0.031438 | 0.03589 | 0.041029 | 0.045672 |  | 5.1667 | 1141.3483 | 1140.2122 | 1140.5756 | 1140.9379 | 1141.3766 | 1141.7502 | 1142.0266 | 1142.5015 |  | 5.1667 | 0 | 0 | 0 | 0 | 0 | 0 | 0 | 0 |  | 5.1667 | 0 | 0 | 0 | 0 | 0 | 0 | 0 | 0 |  | mar | 5.1667 | 1026.5367 | 1026.5 | 1026.5 | 1026.5 | 1026.5061 | 1026.5061 | 1026.7092 | 1026.7594 |  | 5.1667 | 0.19116 | 0.00060207 | 0.045739 | 0.12369 | 0.19814 | 0.25568 | 0.34346 | 0.44242 |  | 5.1667 | 195.1175 | 0 | 0 | 177.8984 | 215.9628 | 256.1647 | 314.0132 | 381.6846
5.25 | 0.027835 | 0.016281 | 0.019752 | 0.024709 | 0.027914 | 0.031637 | 0.035491 | 0.039104 |  | 5.25 | 1141.7673 | 1140.548 | 1140.908 | 1141.2922 | 1141.7827 | 1142.1753 | 1142.6892 | 1143.2023 |  | 5.25 | 0 | 0 | 0 | 0 | 0 | 0 | 0 | 0 |  | 5.25 | 0 | 0 | 0 | 0 | 0 | 0 | 0 | 0 |  | apr | 5.25 | 1026.5636 | 1026.5 | 1026.5 | 1026.5 | 1026.5031 | 1026.5244 | 1026.8937 | 1026.985 |  | 5.25 | 0.16463 | 0.00052262 | 0.014622 | 0.095028 | 0.17472 | 0.22637 | 0.32175 | 0.39416 |  | 5.25 | 181.7738 | 0 | 0 | 0 | 234.1618 | 256.7812 | 325.7522 | 350.2457
5.3333 | 0.031093 | 0.0076599 | 0.010126 | 0.02269 | 0.03009 | 0.040062 | 0.056291 | 0.05951 |  | 5.3333 | 1142.2666 | 1140.8839 | 1141.2495 | 1141.6478 | 1142.2598 | 1142.7996 | 1143.2397 | 1143.7527 |  | 5.3333 | 6000 | 6000 | 6000 | 6000 | 6000 | 6000 | 6000 | 6000 |  | 5.3333 | 0.3 | 0.3 | 0.3 | 0.3 | 0.3 | 0.3 | 0.3 | 0.3 |  | may | 5.3333 | 1026.6232 | 1026.5 | 1026.5 | 1026.5 | 1026.5015 | 1026.7207 | 1027.0902 | 1027.2333 |  | 5.3333 | 0.10041 | 0.00055852 | 0.00068448 | 0.022832 | 0.10059 | 0.15568 | 0.24543 | 0.31841 |  | 5.3333 | 6270.4543 | 4251.4713 | 4351.5721 | 4644.5721 | 6448.9381 | 7816.5429 | 8025.0442 | 8107.369
5.4167 | 0.038182 | 0.020088 | 0.023747 | 0.031328 | 0.037319 | 0.045174 | 0.054003 | 0.06569 |  | 5.4167 | 1141.4716 | 1140.2161 | 1140.5679 | 1141.0178 | 1141.541 | 1141.8026 | 1142.2537 | 1143.2645 |  | 5.4167 | 6000 | 6000 | 6000 | 6000 | 6000 | 6000 | 6000 | 6000 |  | 5.4167 | 0.3 | 0.3 | 0.3 | 0.3 | 0.3 | 0.3 | 0.3 | 0.3 |  | jun | 5.4167 | 1027.9569 | 1026.5 | 1026.5 | 1026.5007 | 1026.5248 | 1029.4462 | 1029.4481 | 1029.4481 |  | 5.4167 | 0.23297 | 0.15244 | 0.16952 | 0.19962 | 0.2249 | 0.26906 | 0.31324 | 0.3346 |  | 5.4167 | 8521.717 | 7467.0141 | 7576.8534 | 7669.6206 | 8154.1739 | 9354.8537 | 9478.9281 | 9545.0012
5.5 | 0.046664 | 0.026534 | 0.032023 | 0.039214 | 0.046703 | 0.053937 | 0.061992 | 0.077001 |  | 5.5 | 1140.9922 | 1139.3557 | 1139.9729 | 1140.6284 | 1141.0459 | 1141.3972 | 1141.7139 | 1142.9572 |  | 5.5 | 5978.7923 | 4247.7263 | 6000 | 6000 | 6000 | 6000 | 6000 | 6000 |  | 5.5 | 0.3 | 0.3 | 0.3 | 0.3 | 0.3 | 0.3 | 0.3 | 0.3 |  | jul | 5.5 | 1027.2485 | 1026.5 | 1026.5 | 1026.5004 | 1026.5125 | 1028.0138 | 1028.0149 | 1028.0149 |  | 5.5 | 0.23655 | 0.14422 | 0.16781 | 0.20634 | 0.23727 | 0.26615 | 0.30229 | 0.31827 |  | 5.5 | 7913.0877 | 5293.7704 | 7399.598 | 7524.4437 | 7792.3686 | 8373.6561 | 8459.2809 | 8483.7387
5.5833 | 0.046116 | 0.012755 | 0.026319 | 0.037747 | 0.047483 | 0.054063 | 0.064617 | 0.074366 |  | 5.5833 | 1140.4124 | 1138.9016 | 1139.2275 | 1140.1201 | 1140.4946 | 1140.8628 | 1141.2332 | 1142.2578 |  | 5.5833 | 5711.0172 | 2728.5076 | 4288.9804 | 6000 | 6000 | 6000 | 6000 | 6000 |  | 5.5833 | 0.3 | 0.3 | 0.3 | 0.3 | 0.3 | 0.3 | 0.3 | 0.3 |  | aug | 5.5833 | 1026.8795 | 1026.5 | 1026.5 | 1026.5002 | 1026.5062 | 1027.2675 | 1027.2679 | 1027.2679 |  | 5.5833 | 0.22283 | 0.060075 | 0.10585 | 0.18075 | 0.22823 | 0.25951 | 0.34285 | 0.3944 |  | 5.5833 | 7138.149 | 2180.6886 | 5025.3236 | 7288.1908 | 7546.3379 | 7756.6465 | 7979.0848 | 8022.2486
5.6667 | 0.058026 | 0.041189 | 0.04804 | 0.053398 | 0.05782 | 0.063492 | 0.067195 | 0.069855 |  | 5.6667 | 1139.8367 | 1138.9277 | 1138.9277 | 1139.3945 | 1139.7549 | 1140.2617 | 1140.7744 | 1141.7096 |  | 5.6667 | 5348.1439 | 2764.6652 | 3101.8817 | 4842.922 | 6000 | 6000 | 6000 | 6000 |  | 5.6667 | 0.3 | 0.3 | 0.3 | 0.3 | 0.3 | 0.3 | 0.3 | 0.3 |  | sep | 5.6667 | 1026.8056 | 1026.5 | 1026.5 | 1026.5001 | 1026.8888 | 1026.8896 | 1026.8898 | 1029.4597 |  | 5.6667 | 0.30919 | 0.20431 | 0.27879 | 0.30462 | 0.31209 | 0.31903 | 0.33087 | 0.34021 |  | 5.6667 | 6879.7304 | 3620.9636 | 4266.6672 | 6503.4139 | 7408.9449 | 7566.6109 | 7790.4205 | 9124.4568
5.75 | 0.046328 | 0.020664 | 0.022615 | 0.028085 | 0.045425 | 0.059176 | 0.079967 | 0.097902 |  | 5.75 | 1139.3737 | 1138.972 | 1138.972 | 1138.9723 | 1139.1064 | 1139.6838 | 1140.4016 | 1141.3108 |  | 5.75 | 2746.2767 | 0 | 0 | 0 | 3753.4002 | 5339.2167 | 6000 | 6000 |  | 5.75 | 0.165 | 0 | 0 | 0 | 0.3 | 0.3 | 0.3 | 0.3 |  | oct | 5.75 | 1026.6544 | 1026.5 | 1026.5 | 1026.5 | 1026.6945 | 1026.6948 | 1026.6962 | 1028.0208 |  | 5.75 | 0.28436 | 0.10471 | 0.17965 | 0.23026 | 0.27747 | 0.33346 | 0.42934 | 0.49574 |  | 5.75 | 3770.2728 | 588.1631 | 750.8258 | 942.5371 | 4692.5391 | 6320.0161 | 7237.7438 | 7277.3276
5.8333 | 0.037685 | 0.023367 | 0.025262 | 0.027829 | 0.02963 | 0.032485 | 0.077489 | 0.084858 |  | 5.8333 | 1139.5638 | 1138.9962 | 1138.9962 | 1138.9962 | 1139.7466 | 1140.0121 | 1140.1173 | 1140.6973 |  | 5.8333 | 841.5312 | 0 | 0 | 0 | 0 | 0 | 5472.6995 | 6000 |  | 5.8333 | 0.057 | 0 | 0 | 0 | 0 | 0 | 0.3 | 0.3 |  | nov | 5.8333 | 1026.5776 | 1026.5 | 1026.5 | 1026.5 | 1026.5972 | 1026.5974 | 1026.598 | 1027.271 |  | 5.8333 | 0.26055 | 0.15038 | 0.18014 | 0.24741 | 0.25934 | 0.27337 | 0.33616 | 0.4255 |  | 5.8333 | 1378.8472 | 297.8412 | 394.0638 | 474.0919 | 522.4686 | 610.543 | 6311.8327 | 6662.0993
5.9167 | 0.026981 | 0.017733 | 0.021216 | 0.024248 | 0.026307 | 0.028386 | 0.032729 | 0.05292 |  | 5.9167 | 1140.0605 | 1139 | 1139 | 1139.7703 | 1139.9049 | 1140.6516 | 1140.884 | 1140.9177 |  | 5.9167 | 50.8765 | 0 | 0 | 0 | 0 | 0 | 0 | 1762.6033 |  | 5.9167 | 0.00046291 | 0 | 0 | 0 | 0 | 0 | 0 | 0.01729 |  | dec | 5.9167 | 1026.5391 | 1026.5 | 1026.5 | 1026.5 | 1026.5486 | 1026.5487 | 1026.5521 | 1026.8914 |  | 5.9167 | 0.25086 | 0.13635 | 0.17611 | 0.23014 | 0.2517 | 0.26796 | 0.32847 | 0.39368 |  | 5.9167 | 474.0247 | 239.9748 | 314.2367 | 379.6644 | 409.3349 | 470.0195 | 603.1052 | 2259.1737
6 | 0.027183 | 0.019585 | 0.021497 | 0.024818 | 0.027189 | 0.028969 | 0.033077 | 0.036097 |  | 6 | 1140.6309 | 1139.6849 | 1139.7441 | 1140.3584 | 1140.5598 | 1141.1229 | 1141.4797 | 1141.5262 |  | 6 | 0 | 0 | 0 | 0 | 0 | 0 | 0 | 0 |  | 6 | 0 | 0 | 0 | 0 | 0 | 0 | 0 | 0 |  | jan | 6 | 1026.5196 | 1026.5 | 1026.5 | 1026.5 | 1026.5243 | 1026.5244 | 1026.5262 | 1026.6957 |  | 6 | 0.27382 | 0.16225 | 0.20715 | 0.25289 | 0.27519 | 0.28793 | 0.34713 | 0.40952 |  | 6 | 330.3175 | 186.1552 | 258.8575 | 299.6283 | 322.5371 | 355.748 | 425.6449 | 541.0237
6.0833 | 0.027464 | 0.017729 | 0.021614 | 0.024929 | 0.027445 | 0.029922 | 0.034786 | 0.035769 |  | 6.0833 | 1141.1108 | 1140.2161 | 1140.2759 | 1140.8032 | 1141.0508 | 1141.5065 | 1141.9568 | 1142.2988 |  | 6.0833 | 0 | 0 | 0 | 0 | 0 | 0 | 0 | 0 |  | 6.0833 | 0 | 0 | 0 | 0 | 0 | 0 | 0 | 0 |  | feb | 6.0833 | 1026.5098 | 1026.5 | 1026.5 | 1026.5 | 1026.5122 | 1026.5122 | 1026.5134 | 1026.5978 |  | 6.0833 | 0.18983 | 0.025704 | 0.061129 | 0.13269 | 0.19086 | 0.24012 | 0.31859 | 0.40701 |  | 6.0833 | 199.8907 | 0 | 0 | 201.8562 | 222.0315 | 246.7735 | 296.5926 | 377.1048
6.1667 | 0.03081 | 0.015786 | 0.020784 | 0.026899 | 0.031342 | 0.03448 | 0.040328 | 0.043462 |  | 6.1667 | 1141.4895 | 1140.5168 | 1140.5889 | 1141.1152 | 1141.4314 | 1141.8235 | 1142.5983 | 1143.1201 |  | 6.1667 | 0 | 0 | 0 | 0 | 0 | 0 | 0 | 0 |  | 6.1667 | 0 | 0 | 0 | 0 | 0 | 0 | 0 | 0 |  | mar | 6.1667 | 1026.5378 | 1026.5 | 1026.5 | 1026.5 | 1026.5061 | 1026.5061 | 1026.7471 | 1026.807 |  | 6.1667 | 0.19441 | 0.00054075 | 0.025928 | 0.13163 | 0.19885 | 0.2457 | 0.34773 | 0.45371 |  | 6.1667 | 197.0273 | 0 | 0 | 192.932 | 215.1138 | 249.0974 | 290.1009 | 480.6645
6.25 | 0.028993 | 0.020369 | 0.023248 | 0.025801 | 0.028988 | 0.03136 | 0.035395 | 0.044799 |  | 6.25 | 1141.9102 | 1140.8221 | 1140.9297 | 1141.4432 | 1141.8496 | 1142.2639 | 1143.1908 | 1143.6935 |  | 6.25 | 0 | 0 | 0 | 0 | 0 | 0 | 0 | 0 |  | 6.25 | 0 | 0 | 0 | 0 | 0 | 0 | 0 | 0 |  | apr | 6.25 | 1026.5629 | 1026.5 | 1026.5 | 1026.5 | 1026.5031 | 1026.5031 | 1026.9426 | 1027.0322 |  | 6.25 | 0.16752 | 0.00056826 | 0.0083698 | 0.1195 | 0.17221 | 0.22049 | 0.32318 | 0.45485 |  | 6.25 | 203.3177 | 0 | 0 | 194.1565 | 236.3241 | 261.6168 | 318.6058 | 431.5086
6.3333 | 0.030367 | 0.0079473 | 0.01051 | 0.020966 | 0.029227 | 0.038813 | 0.056762 | 0.063999 |  | 6.3333 | 1142.4091 | 1141.1499 | 1141.2896 | 1141.7939 | 1142.4673 | 1142.8289 | 1143.6587 | 1144.2896 |  | 6.3333 | 6000 | 6000 | 6000 | 6000 | 6000 | 6000 | 6000 | 6000 |  | 6.3333 | 0.3 | 0.3 | 0.3 | 0.3 | 0.3 | 0.3 | 0.3 | 0.3 |  | may | 6.3333 | 1026.6024 | 1026.5 | 1026.5 | 1026.5 | 1026.5015 | 1026.5017 | 1027.1631 | 1027.3097 |  | 6.3333 | 0.099574 | 0.00054088 | 0.00070741 | 0.039939 | 0.093376 | 0.14313 | 0.24637 | 0.37816 |  | 6.3333 | 6076.8833 | 4133.4538 | 4327.7436 | 4460.0524 | 5210.6581 | 7818.541 | 7980.8902 | 8113.1414
6.4167 | 0.039143 | 0.020677 | 0.025251 | 0.032717 | 0.037982 | 0.044943 | 0.056144 | 0.066828 |  | 6.4167 | 1141.6133 | 1140.4658 | 1140.6064 | 1141.1687 | 1141.6472 | 1141.8539 | 1143.053 | 1143.8143 |  | 6.4167 | 6000 | 6000 | 6000 | 6000 | 6000 | 6000 | 6000 | 6000 |  | 6.4167 | 0.3 | 0.3 | 0.3 | 0.3 | 0.3 | 0.3 | 0.3 | 0.3 |  | jun | 6.4167 | 1028.0963 | 1026.5 | 1026.5 | 1026.5007 | 1029.4418 | 1029.4481 | 1029.4481 | 1029.4481 |  | 6.4167 | 0.23431 | 0.16295 | 0.1752 | 0.19736 | 0.22814 | 0.26454 | 0.31361 | 0.34496 |  | 6.4167 | 8602.5372 | 7467.4246 | 7618.6639 | 7688.3664 | 9234.4553 | 9366.2436 | 9495.3573 | 9562.6284
6.5 | 0.046649 | 0.025651 | 0.033534 | 0.040721 | 0.045463 | 0.052928 | 0.062422 | 0.069387 |  | 6.5 | 1141.1213 | 1139.8448 | 1140.0452 | 1140.6702 | 1141.1382 | 1141.4473 | 1142.491 | 1143.6016 |  | 6.5 | 6000 | 6000 | 6000 | 6000 | 6000 | 6000 | 6000 | 6000 |  | 6.5 | 0.3 | 0.3 | 0.3 | 0.3 | 0.3 | 0.3 | 0.3 | 0.3 |  | jul | 6.5 | 1027.3211 | 1026.5 | 1026.5 | 1026.5004 | 1028.0116 | 1028.0149 | 1028.0149 | 1028.1099 |  | 6.5 | 0.23554 | 0.13486 | 0.171 | 0.20708 | 0.23572 | 0.26584 | 0.30341 | 0.32372 |  | 6.5 | 7976.2717 | 7043.7384 | 7464.7434 | 7538.7596 | 8175.7681 | 8374.7624 | 8468.1928 | 8564.4687
6.5833 | 0.048187 | 0.015698 | 0.029567 | 0.037147 | 0.048159 | 0.056614 | 0.066208 | 0.092418 |  | 6.5833 | 1140.5325 | 1139.0974 | 1139.282 | 1140.1184 | 1140.5725 | 1140.9653 | 1141.8278 | 1143.3333 |  | 6.5833 | 5721.2022 | 3958.9204 | 4224.8222 | 6000 | 6000 | 6000 | 6000 | 6000 |  | 6.5833 | 0.3 | 0.3 | 0.3 | 0.3 | 0.3 | 0.3 | 0.3 | 0.3 |  | aug | 6.5833 | 1026.9162 | 1026.5 | 1026.5 | 1026.5002 | 1027.2662 | 1027.2679 | 1027.2679 | 1027.3171 |  | 6.5833 | 0.23417 | 0.075671 | 0.13278 | 0.18526 | 0.23325 | 0.27571 | 0.36168 | 0.41352 |  | 6.5833 | 7229.67 | 2021.2791 | 5424.3248 | 7281.9885 | 7551.3361 | 7774.6431 | 7973.2878 | 8018.9108
6.6667 | 0.057142 | 0.043594 | 0.04839 | 0.052841 | 0.056818 | 0.061607 | 0.06637 | 0.072853 |  | 6.6667 | 1139.956 | 1138.9276 | 1138.9277 | 1139.3635 | 1139.8721 | 1140.4363 | 1141.3279 | 1142.8583 |  | 6.6667 | 5296.5169 | 2762.6918 | 3097.7732 | 4770.8057 | 6000 | 6000 | 6000 | 6000 |  | 6.6667 | 0.3 | 0.3 | 0.3 | 0.3 | 0.3 | 0.3 | 0.3 | 0.3 |  | sep | 6.6667 | 1026.7704 | 1026.5 | 1026.5 | 1026.5001 | 1026.8889 | 1026.8898 | 1026.8898 | 1029.4597 |  | 6.6667 | 0.31007 | 0.2101 | 0.29329 | 0.30493 | 0.31091 | 0.31822 | 0.32751 | 0.35072 |  | 6.6667 | 6806.008 | 3628.1076 | 4374.1498 | 6346.0172 | 7447.8196 | 7604.7468 | 7771.9132 | 8451.0776
6.75 | 0.046362 | 0.018194 | 0.023078 | 0.028122 | 0.043688 | 0.063872 | 0.080675 | 0.088662 |  | 6.75 | 1139.5074 | 1138.972 | 1138.972 | 1138.9723 | 1139.1819 | 1139.8811 | 1140.8669 | 1142.2816 |  | 6.75 | 3002.8904 | 0 | 0 | 0 | 3934.0037 | 6000 | 6000 | 6000 |  | 6.75 | 0.171 | 0 | 0 | 0 | 0.3 | 0.3 | 0.3 | 0.3 |  | oct | 6.75 | 1026.6362 | 1026.5 | 1026.5 | 1026.5 | 1026.6945 | 1026.6948 | 1026.6948 | 1028.0208 |  | 6.75 | 0.2732 | 0.10717 | 0.14711 | 0.23186 | 0.27017 | 0.33245 | 0.38946 | 0.44037 |  | 6.75 | 4015.4629 | 588.072 | 773.5894 | 924.5335 | 4984.045 | 7047.6067 | 7266.2234 | 7384.7077
6.8333 | 0.042517 | 0.023421 | 0.025481 | 0.027919 | 0.030038 | 0.064415 | 0.084607 | 0.091361 |  | 6.8333 | 1139.6149 | 1138.9962 | 1138.9962 | 1138.9962 | 1139.8463 | 1140.014 | 1140.2548 | 1141.6041 |  | 6.8333 | 1255.8766 | 0 | 0 | 0 | 0 | 3040.6582 | 5694.5851 | 6000 |  | 6.8333 | 0.09 | 0 | 0 | 0 | 0 | 0.3 | 0.3 | 0.3 |  | nov | 6.8333 | 1026.5683 | 1026.5 | 1026.5 | 1026.5 | 1026.5972 | 1026.5974 | 1026.5974 | 1027.271 |  | 6.8333 | 0.25681 | 0.10167 | 0.17189 | 0.24265 | 0.26128 | 0.27051 | 0.33652 | 0.38923 |  | 6.8333 | 1787.5382 | 297.7705 | 402.6454 | 476.0769 | 529.5366 | 3579.8846 | 6429.9311 | 6737.1387
6.9167 | 0.027731 | 0.015747 | 0.020602 | 0.024407 | 0.02667 | 0.02955 | 0.039731 | 0.055737 |  | 6.9167 | 1139.9826 | 1139 | 1139 | 1139 | 1139.844 | 1140.6526 | 1140.7664 | 1140.8994 |  | 6.9167 | 88.2102 | 0 | 0 | 0 | 0 | 0 | 0 | 1902.7876 |  | 6.9167 | 0.000744 | 0 | 0 | 0 | 0 | 0 | 0 | 0.018019 |  | dec | 6.9167 | 1026.5343 | 1026.5 | 1026.5 | 1026.5 | 1026.5486 | 1026.5487 | 1026.5487 | 1026.8914 |  | 6.9167 | 0.24939 | 0.099517 | 0.17044 | 0.23032 | 0.25632 | 0.27194 | 0.32234 | 0.37883 |  | 6.9167 | 503.1089 | 0 | 320.1719 | 378.0288 | 408.8724 | 462.5339 | 1324.4141 | 2491.4452
7 | 0.027429 | 0.019961 | 0.022788 | 0.025375 | 0.027265 | 0.02979 | 0.032825 | 0.034682 |  | 7 | 1140.5447 | 1139.6284 | 1139.662 | 1139.8252 | 1140.5061 | 1141.1162 | 1141.2236 | 1141.4985 |  | 7 | 0 | 0 | 0 | 0 | 0 | 0 | 0 | 0 |  | 7 | 0 | 0 | 0 | 0 | 0 | 0 | 0 | 0 |  | jan | 7 | 1026.5215 | 1026.5 | 1026.5 | 1026.5 | 1026.5243 | 1026.5244 | 1026.526 | 1026.9524 |  | 7 | 0.27097 | 0.13164 | 0.19823 | 0.25202 | 0.27574 | 0.2937 | 0.34567 | 0.40121 |  | 7 | 328.987 | 186.1011 | 252.1483 | 300.4171 | 318.2176 | 355.6201 | 413.5269 | 564.4706
7.0833 | 0.027236 | 0.015755 | 0.022239 | 0.02485 | 0.027151 | 0.029271 | 0.032923 | 0.036852 |  | 7.0833 | 1141.0274 | 1140.1337 | 1140.2493 | 1140.4456 | 1141.0591 | 1141.5122 | 1141.7085 | 1141.9655 |  | 7.0833 | 0 | 0 | 0 | 0 | 0 | 0 | 0 | 0 |  | 7.0833 | 0 | 0 | 0 | 0 | 0 | 0 | 0 | 0 |  | feb | 7.0833 | 1026.5107 | 1026.5 | 1026.5 | 1026.5 | 1026.5122 | 1026.5122 | 1026.5129 | 1026.7262 |  | 7.0833 | 0.1938 | 0.020589 | 0.07312 | 0.14939 | 0.19502 | 0.23194 | 0.32162 | 0.42038 |  | 7.0833 | 213.5364 | 0 | 0 | 199.8446 | 225.442 | 254.538 | 296.6129 | 344.5315
7.1667 | 0.030666 | 0.010589 | 0.021966 | 0.026652 | 0.030428 | 0.034947 | 0.039165 | 0.043216 |  | 7.1667 | 1141.3869 | 1140.4652 | 1140.5568 | 1140.8884 | 1141.4697 | 1141.8181 | 1142.197 | 1142.5537 |  | 7.1667 | 0 | 0 | 0 | 0 | 0 | 0 | 0 | 0 |  | 7.1667 | 0 | 0 | 0 | 0 | 0 | 0 | 0 | 0 |  | mar | 7.1667 | 1026.5249 | 1026.5 | 1026.5 | 1026.5 | 1026.5061 | 1026.5061 | 1026.7095 | 1026.7482 |  | 7.1667 | 0.19448 | 0.0096837 | 0.058798 | 0.13109 | 0.19587 | 0.24259 | 0.33307 | 0.4032 |  | 7.1667 | 200.7915 | 0 | 0 | 189.9045 | 215.5493 | 247.4557 | 300.3231 | 393.1518
7.25 | 0.028538 | 0.019542 | 0.02154 | 0.026347 | 0.028677 | 0.030972 | 0.035452 | 0.03914 |  | 7.25 | 1141.8157 | 1140.798 | 1140.8804 | 1141.27 | 1141.877 | 1142.2703 | 1142.9243 | 1143.1555 |  | 7.25 | 0 | 0 | 0 | 0 | 0 | 0 | 0 | 0 |  | 7.25 | 0 | 0 | 0 | 0 | 0 | 0 | 0 | 0 |  | apr | 7.25 | 1026.5446 | 1026.5 | 1026.5 | 1026.5 | 1026.5031 | 1026.5031 | 1026.8845 | 1026.9817 |  | 7.25 | 0.16775 | 0.011669 | 0.058196 | 0.11625 | 0.16701 | 0.22147 | 0.29509 | 0.36954 |  | 7.25 | 201.1391 | 0 | 0 | 184.9944 | 235.0927 | 256.6057 | 340.4223 | 407.5039
7.3333 | 0.031317 | 0.0078521 | 0.0090423 | 0.018519 | 0.028336 | 0.042354 | 0.057588 | 0.077652 |  | 7.3333 | 1142.3112 | 1141.134 | 1141.2014 | 1141.6473 | 1142.5005 | 1142.9109 | 1143.4188 | 1143.6973 |  | 7.3333 | 6000 | 6000 | 6000 | 6000 | 6000 | 6000 | 6000 | 6000 |  | 7.3333 | 0.3 | 0.3 | 0.3 | 0.3 | 0.3 | 0.3 | 0.3 | 0.3 |  | may | 7.3333 | 1026.5842 | 1026.5 | 1026.5 | 1026.5 | 1026.5015 | 1026.5017 | 1027.0792 | 1027.2333 |  | 7.3333 | 0.09763 | 0.00057067 | 0.00087625 | 0.038826 | 0.091647 | 0.13619 | 0.21744 | 0.28772 |  | 7.3333 | 6079.9538 | 4251.4718 | 4329.4073 | 4453.4784 | 5069.0118 | 7813.2164 | 7966.0566 | 8107.3699
7.4167 | 0.038042 | 0.020969 | 0.023448 | 0.029984 | 0.037056 | 0.044498 | 0.054139 | 0.068932 |  | 7.4167 | 1141.4989 | 1140.2695 | 1140.5161 | 1141.0122 | 1141.5815 | 1141.8694 | 1142.541 | 1143.1953 |  | 7.4167 | 6000 | 6000 | 6000 | 6000 | 6000 | 6000 | 6000 | 6000 |  | 7.4167 | 0.3 | 0.3 | 0.3 | 0.3 | 0.3 | 0.3 | 0.3 | 0.3 |  | jun | 7.4167 | 1028.079 | 1026.5 | 1026.5 | 1026.5007 | 1029.4417 | 1029.4481 | 1029.4481 | 1029.4481 |  | 7.4167 | 0.22854 | 0.15941 | 0.17949 | 0.19212 | 0.21918 | 0.25536 | 0.31597 | 0.34946 |  | 7.4167 | 8588.3531 | 7467.0141 | 7581.7095 | 7686.8987 | 9242.9553 | 9356.0564 | 9519.3767 | 9563.0215
7.5 | 0.048399 | 0.030121 | 0.035051 | 0.04177 | 0.04744 | 0.053144 | 0.067173 | 0.072086 |  | 7.5 | 1141.0072 | 1139.3253 | 1139.9185 | 1140.6084 | 1141.1006 | 1141.4403 | 1141.8583 | 1142.8251 |  | 7.5 | 5981.6039 | 4160.3877 | 6000 | 6000 | 6000 | 6000 | 6000 | 6000 |  | 7.5 | 0.3 | 0.3 | 0.3 | 0.3 | 0.3 | 0.3 | 0.3 | 0.3 |  | jul | 7.5 | 1027.3112 | 1026.5 | 1026.5 | 1026.5004 | 1028.0115 | 1028.0149 | 1028.0149 | 1028.0149 |  | 7.5 | 0.2424 | 0.15999 | 0.18812 | 0.21537 | 0.23845 | 0.26461 | 0.31053 | 0.37917 |  | 7.5 | 7946.6154 | 5203.9083 | 7411.3063 | 7530.4415 | 8204.4688 | 8372.6206 | 8466.0416 | 8564.6709
7.5833 | 0.049302 | 0.015769 | 0.031536 | 0.041168 | 0.049662 | 0.055092 | 0.068535 | 0.089916 |  | 7.5833 | 1140.4166 | 1138.9019 | 1139.1648 | 1140.103 | 1140.5391 | 1140.9119 | 1141.3115 | 1142.1216 |  | 7.5833 | 5669.7277 | 2734.4066 | 4131.8595 | 6000 | 6000 | 6000 | 6000 | 6000 |  | 7.5833 | 0.3 | 0.3 | 0.3 | 0.3 | 0.3 | 0.3 | 0.3 | 0.3 |  | aug | 7.5833 | 1026.9133 | 1026.5 | 1026.5 | 1026.5002 | 1027.2662 | 1027.2679 | 1027.2679 | 1027.3613 |  | 7.5833 | 0.23804 | 0.067343 | 0.13238 | 0.19209 | 0.23398 | 0.28235 | 0.34442 | 0.44676 |  | 7.5833 | 7207.0612 | 3108.3334 | 5325.4262 | 7219.5413 | 7527.8108 | 7761.9154 | 7984.4538 | 8022.2496
7.6667 | 0.057442 | 0.045335 | 0.04726 | 0.05241 | 0.057262 | 0.06255 | 0.066843 | 0.068694 |  | 7.6667 | 1139.8514 | 1138.9276 | 1138.9277 | 1139.3977 | 1139.7953 | 1140.3018 | 1140.7371 | 1141.6301 |  | 7.6667 | 5315.4347 | 2773.7719 | 3098.7385 | 4929.4486 | 6000 | 6000 | 6000 | 6000 |  | 7.6667 | 0.3 | 0.3 | 0.3 | 0.3 | 0.3 | 0.3 | 0.3 | 0.3 |  | sep | 7.6667 | 1026.7358 | 1026.5 | 1026.5 | 1026.5001 | 1026.8888 | 1026.8898 | 1026.8898 | 1029.4545 |  | 7.6667 | 0.30885 | 0.21692 | 0.28976 | 0.30447 | 0.31121 | 0.31625 | 0.3244 | 0.33114 |  | 7.6667 | 6793.8231 | 3629.9092 | 4398.9657 | 6308.673 | 7388.9558 | 7569.3596 | 7790.2429 | 7822.748
7.75 | 0.0455 | 0.016896 | 0.02244 | 0.028728 | 0.041794 | 0.060537 | 0.079322 | 0.1 |  | 7.75 | 1139.3915 | 1138.972 | 1138.972 | 1138.9723 | 1139.1345 | 1139.6416 | 1140.4045 | 1141.228 |  | 7.75 | 2876.3883 | 0 | 0 | 0 | 3809.5356 | 5161.6339 | 6000 | 6000 |  | 7.75 | 0.174 | 0 | 0 | 0 | 0.3 | 0.3 | 0.3 | 0.3 |  | oct | 7.75 | 1026.619 | 1026.5 | 1026.5 | 1026.5 | 1026.6945 | 1026.6948 | 1026.7102 | 1028.0181 |  | 7.75 | 0.277 | 0.087643 | 0.12844 | 0.20874 | 0.27424 | 0.34183 | 0.42168 | 0.59746 |  | 7.75 | 3803.2698 | 587.9072 | 773.4977 | 946.003 | 4748.999 | 6115.5357 | 7268.8602 | 7384.8848
7.8333 | 0.038613 | 0.022756 | 0.025062 | 0.027143 | 0.030057 | 0.03632 | 0.07606 | 0.085424 |  | 7.8333 | 1139.5323 | 1138.9962 | 1138.9962 | 1138.9962 | 1139.4381 | 1140.0076 | 1140.1132 | 1140.6117 |  | 7.8333 | 906.4085 | 0 | 0 | 0 | 0 | 0 | 5661.7454 | 6000 |  | 7.8333 | 0.063 | 0 | 0 | 0 | 0 | 0 | 0.3 | 0.3 |  | nov | 7.8333 | 1026.6187 | 1026.5 | 1026.5 | 1026.5 | 1026.5972 | 1026.5974 | 1026.6089 | 1029.4978 |  | 7.8333 | 0.26307 | 0.11298 | 0.17441 | 0.24135 | 0.25859 | 0.27287 | 0.35935 | 0.54731 |  | 7.8333 | 1463.6137 | 297.6588 | 402.5969 | 476.0359 | 515.8805 | 595.2138 | 6382.2239 | 6662.1201
7.9167 | 0.027544 | 0.019196 | 0.021155 | 0.023443 | 0.026481 | 0.028948 | 0.03996 | 0.050886 |  | 7.9167 | 1140.0072 | 1139 | 1139 | 1139.7397 | 1139.8352 | 1140.6274 | 1140.8225 | 1140.9012 |  | 7.9167 | 67.2841 | 0 | 0 | 0 | 0 | 0 | 0 | 1752.8202 |  | 7.9167 | 0.00055946 | 0 | 0 | 0 | 0 | 0 | 0 | 0.016268 |  | dec | 7.9167 | 1026.5604 | 1026.5 | 1026.5 | 1026.5 | 1026.5486 | 1026.5487 | 1026.5601 | 1028.0403 |  | 7.9167 | 0.25452 | 0.11142 | 0.16367 | 0.23274 | 0.2512 | 0.27157 | 0.34184 | 0.5287 |  | 7.9167 | 498.9938 | 239.7807 | 325.1833 | 380.1143 | 404.3119 | 459.6857 | 1273.2377 | 2276.6781
8 | 0.027898 | 0.018512 | 0.022243 | 0.025893 | 0.027703 | 0.02987 | 0.035309 | 0.037559 |  | 8 | 1140.5699 | 1139.3064 | 1139.7017 | 1140.3264 | 1140.4817 | 1141.1008 | 1141.3712 | 1141.5078 |  | 8 | 0 | 0 | 0 | 0 | 0 | 0 | 0 | 0 |  | 8 | 0 | 0 | 0 | 0 | 0 | 0 | 0 | 0 |  | jan | 8 | 1026.5305 | 1026.5 | 1026.5 | 1026.5 | 1026.5243 | 1026.5244 | 1026.53 | 1027.2811 |  | 8 | 0.27709 | 0.1477 | 0.19449 | 0.25092 | 0.27421 | 0.29187 | 0.36629 | 0.55323 |  | 8 | 336.2246 | 186.1001 | 258.7489 | 302.6329 | 321.2167 | 359.168 | 428.916 | 832.1027
8.0833 | 0.028258 | 0.01916 | 0.021638 | 0.025923 | 0.028147 | 0.03058 | 0.035241 | 0.039591 |  | 8.0833 | 1141.0503 | 1139.8082 | 1140.2642 | 1140.7766 | 1141.0205 | 1141.4668 | 1141.8546 | 1142.2556 |  | 8.0833 | 0 | 0 | 0 | 0 | 0 | 0 | 0 | 0 |  | 8.0833 | 0 | 0 | 0 | 0 | 0 | 0 | 0 | 0 |  | feb | 8.0833 | 1026.5154 | 1026.5 | 1026.5 | 1026.5 | 1026.5122 | 1026.5122 | 1026.515 | 1026.8966 |  | 8.0833 | 0.19951 | 0.059618 | 0.091752 | 0.14909 | 0.19356 | 0.24802 | 0.35059 | 0.54726 |  | 8.0833 | 217.3615 | 0 | 0 | 209.3781 | 226.8781 | 260.2084 | 296.5691 | 506.3194
8.1667 | 0.03154 | 0.018903 | 0.022059 | 0.027256 | 0.031746 | 0.035536 | 0.040084 | 0.050985 |  | 8.1667 | 1141.4165 | 1140.1912 | 1140.574 | 1141.0781 | 1141.4099 | 1141.7808 | 1142.3547 | 1143.0876 |  | 8.1667 | 0 | 0 | 0 | 0 | 0 | 0 | 0 | 0 |  | 8.1667 | 0 | 0 | 0 | 0 | 0 | 0 | 0 | 0 |  | mar | 8.1667 | 1026.5278 | 1026.5 | 1026.5 | 1026.5 | 1026.5061 | 1026.5061 | 1026.712 | 1027.0176 |  | 8.1667 | 0.20357 | 0.038604 | 0.077761 | 0.1386 | 0.20001 | 0.26086 | 0.33383 | 0.50952 |  | 8.1667 | 213.1337 | 0 | 0 | 202.6429 | 218.6959 | 254.2044 | 312.3135 | 424.1444
8.25 | 0.028043 | 0.013012 | 0.020445 | 0.025159 | 0.028271 | 0.031387 | 0.035046 | 0.038074 |  | 8.25 | 1141.8367 | 1140.5394 | 1140.9064 | 1141.3564 | 1141.8333 | 1142.2189 | 1142.9917 | 1143.6548 |  | 8.25 | 0 | 0 | 0 | 0 | 0 | 0 | 0 | 0 |  | 8.25 | 0 | 0 | 0 | 0 | 0 | 0 | 0 | 0 |  | apr | 8.25 | 1026.5368 | 1026.5 | 1026.5 | 1026.5 | 1026.5031 | 1026.5032 | 1026.6958 | 1027.1284 |  | 8.25 | 0.17333 | 0.00041453 | 0.040815 | 0.096002 | 0.17607 | 0.23462 | 0.30791 | 0.41967 |  | 8.25 | 183.842 | 0 | 0 | 0 | 235.2321 | 256.0531 | 319.808 | 373.434
8.3333 | 0.032968 | 0.0077051 | 0.0094639 | 0.022565 | 0.032798 | 0.041975 | 0.058044 | 0.073074 |  | 8.3333 | 1142.3402 | 1140.8943 | 1141.238 | 1141.7385 | 1142.4387 | 1142.8434 | 1143.385 | 1144.2441 |  | 8.3333 | 6000 | 6000 | 6000 | 6000 | 6000 | 6000 | 6000 | 6000 |  | 8.3333 | 0.3 | 0.3 | 0.3 | 0.3 | 0.3 | 0.3 | 0.3 | 0.3 |  | may | 8.3333 | 1026.594 | 1026.5 | 1026.5 | 1026.5 | 1026.5015 | 1026.7001 | 1026.9011 | 1027.3782 |  | 8.3333 | 0.10451 | 0.00039709 | 0.0007213 | 0.024184 | 0.10187 | 0.1605 | 0.23461 | 0.35722 |  | 8.3333 | 6270.2233 | 4251.4709 | 4376.2396 | 4609.2544 | 7609.3808 | 7811.0595 | 7988.7732 | 8051.0088
8.4167 | 0.039566 | 0.019005 | 0.026593 | 0.032458 | 0.03832 | 0.044697 | 0.05639 | 0.075061 |  | 8.4167 | 1141.5326 | 1140.2009 | 1140.5605 | 1141.101 | 1141.6041 | 1141.8564 | 1142.6221 | 1143.7662 |  | 8.4167 | 6000 | 6000 | 6000 | 6000 | 6000 | 6000 | 6000 | 6000 |  | 8.4167 | 0.3 | 0.3 | 0.3 | 0.3 | 0.3 | 0.3 | 0.3 | 0.3 |  | jun | 8.4167 | 1027.9372 | 1026.5 | 1026.5 | 1026.5006 | 1026.5016 | 1029.4463 | 1029.4481 | 1029.4481 |  | 8.4167 | 0.23521 | 0.16023 | 0.17738 | 0.20147 | 0.22242 | 0.2737 | 0.3087 | 0.3457 |  | 8.4167 | 8510.1522 | 7467.0146 | 7612.815 | 7665.2284 | 7857.6557 | 9355.0861 | 9520.0324 | 9563.03
8.5 | 0.047293 | 0.028984 | 0.0313 | 0.041419 | 0.046254 | 0.052583 | 0.064508 | 0.07834 |  | 8.5 | 1141.0453 | 1139.3131 | 1139.959 | 1140.6628 | 1141.1331 | 1141.4545 | 1141.8767 | 1143.5515 |  | 8.5 | 5978.2451 | 4117.1818 | 6000 | 6000 | 6000 | 6000 | 6000 | 6000 |  | 8.5 | 0.3 | 0.3 | 0.3 | 0.3 | 0.3 | 0.3 | 0.3 | 0.3 |  | jul | 8.5 | 1027.2415 | 1026.5 | 1026.5 | 1026.5002 | 1026.5009 | 1028.0139 | 1028.0149 | 1028.1799 |  | 8.5 | 0.24442 | 0.14076 | 0.17361 | 0.21719 | 0.24807 | 0.27234 | 0.30492 | 0.33453 |  | 8.5 | 7906.6017 | 5999.5598 | 7411.2279 | 7522.0719 | 7624.3906 | 8376.0898 | 8461.5899 | 8564.6747
8.5833 | 0.047524 | 0.02003 | 0.027238 | 0.038916 | 0.046175 | 0.05463 | 0.071499 | 0.079212 |  | 8.5833 | 1140.4641 | 1138.9016 | 1139.1929 | 1140.1056 | 1140.5729 | 1140.9243 | 1141.3413 | 1143.2817 |  | 8.5833 | 5683.6392 | 2727.7929 | 4237.7993 | 6000 | 6000 | 6000 | 6000 | 6000 |  | 8.5833 | 0.3 | 0.3 | 0.3 | 0.3 | 0.3 | 0.3 | 0.3 | 0.3 |  | aug | 8.5833 | 1026.8759 | 1026.5 | 1026.5 | 1026.5001 | 1026.5004 | 1027.2675 | 1027.2679 | 1027.3534 |  | 8.5833 | 0.22894 | 0.061154 | 0.12162 | 0.18863 | 0.22624 | 0.27008 | 0.32259 | 0.37488 |  | 8.5833 | 7172.1849 | 3988.0861 | 5235.5896 | 7153.3207 | 7491.8304 | 7776.355 | 7983.8643 | 8021.8792
8.6667 | 0.057264 | 0.044164 | 0.048374 | 0.051893 | 0.057323 | 0.061921 | 0.067513 | 0.072086 |  | 8.6667 | 1139.8998 | 1138.9276 | 1138.9277 | 1139.3501 | 1139.897 | 1140.3771 | 1140.8145 | 1142.7721 |  | 8.6667 | 5285.6817 | 2766.2937 | 3098.1901 | 4810.7234 | 6000 | 6000 | 6000 | 6000 |  | 8.6667 | 0.3 | 0.3 | 0.3 | 0.3 | 0.3 | 0.3 | 0.3 | 0.3 |  | sep | 8.6667 | 1026.746 | 1026.5 | 1026.5 | 1026.5001 | 1026.5031 | 1026.8895 | 1026.8898 | 1029.4597 |  | 8.6667 | 0.31045 | 0.23474 | 0.29278 | 0.30606 | 0.31281 | 0.31911 | 0.32809 | 0.3334 |  | 8.6667 | 6777.1793 | 3632.0855 | 4368.9291 | 6064.5937 | 7384.4134 | 7590.1872 | 7818.7064 | 9152.3336
8.75 | 0.048846 | 0.018727 | 0.021695 | 0.028733 | 0.05095 | 0.064457 | 0.085655 | 0.099579 |  | 8.75 | 1139.4517 | 1138.972 | 1138.972 | 1138.9723 | 1139.2008 | 1139.824 | 1140.4131 | 1142.1924 |  | 8.75 | 3032.9512 | 0 | 0 | 0 | 3845.781 | 6000 | 6000 | 6000 |  | 8.75 | 0.177 | 0 | 0 | 0 | 0.3 | 0.3 | 0.3 | 0.3 |  | oct | 8.75 | 1026.624 | 1026.5 | 1026.5 | 1026.5 | 1026.5016 | 1026.6947 | 1026.6948 | 1028.0208 |  | 8.75 | 0.27951 | 0.1171 | 0.14724 | 0.22398 | 0.27765 | 0.32887 | 0.41425 | 0.52643 |  | 8.75 | 4036.7603 | 587.9795 | 773.4181 | 883.853 | 4841.8129 | 6959.9539 | 7268.9131 | 7803.8086
8.8333 | 0.039723 | 0.021667 | 0.024103 | 0.027829 | 0.029943 | 0.061628 | 0.07763 | 0.087087 |  | 8.8333 | 1139.5441 | 1138.9962 | 1138.9962 | 1138.9962 | 1139.4956 | 1140.0062 | 1140.1167 | 1141.5524 |  | 8.8333 | 1041.6938 | 0 | 0 | 0 | 0 | 2473.2913 | 5100.9666 | 6000 |  | 8.8333 | 0.078 | 0 | 0 | 0 | 0 | 0.3 | 0.3 | 0.3 |  | nov | 8.8333 | 1026.5631 | 1026.5 | 1026.5 | 1026.5 | 1026.5007 | 1026.5974 | 1026.5974 | 1027.3602 |  | 8.8333 | 0.25305 | 0.1089 | 0.15526 | 0.23986 | 0.25731 | 0.27262 | 0.32389 | 0.46382 |  | 8.8333 | 1569.4428 | 297.7103 | 402.5402 | 463.2464 | 515.9723 | 3087.598 | 5886.9117 | 6737.5048
8.9167 | 0.027262 | 0.019699 | 0.021338 | 0.024506 | 0.026064 | 0.028255 | 0.034233 | 0.052914 |  | 8.9167 | 1139.9824 | 1139 | 1139 | 1139.7222 | 1139.8689 | 1140.6404 | 1140.7822 | 1140.9172 |  | 8.9167 | 72.38 | 0 | 0 | 0 | 0 | 0 | 0 | 1946.1369 |  | 8.9167 | 0.00059641 | 0 | 0 | 0 | 0 | 0 | 0 | 0.015933 |  | dec | 8.9167 | 1026.5318 | 1026.5 | 1026.5 | 1026.5 | 1026.5004 | 1026.5487 | 1026.5487 | 1026.9379 |  | 8.9167 | 0.24524 | 0.10151 | 0.14304 | 0.22623 | 0.25525 | 0.26906 | 0.30895 | 0.44033 |  | 8.9167 | 490.5679 | 239.8355 | 325.1228 | 375.9686 | 403.9284 | 469.9109 | 624.6453 | 2534.5928
9 | 0.027398 | 0.019638 | 0.022022 | 0.025288 | 0.027517 | 0.029482 | 0.031743 | 0.034278 |  | 9 | 1140.5494 | 1139.2765 | 1139.667 | 1140.2994 | 1140.5217 | 1141.1035 | 1141.2227 | 1141.5394 |  | 9 | 0 | 0 | 0 | 0 | 0 | 0 | 0 | 0 |  | 9 | 0 | 0 | 0 | 0 | 0 | 0 | 0 | 0 |  | jan | 9 | 1026.5159 | 1026.5 | 1026.5 | 1026.5 | 1026.5002 | 1026.5243 | 1026.5264 | 1026.7189 |  | 9 | 0.26753 | 0.13454 | 0.17419 | 0.25109 | 0.27501 | 0.28976 | 0.33063 | 0.45883 |  | 9 | 327.3287 | 186.2117 | 256.0428 | 298.1977 | 319.4881 | 355.7831 | 412.757 | 462.8088
9.0833 | 0.027847 | 0.019235 | 0.021914 | 0.025891 | 0.027741 | 0.02979 | 0.032986 | 0.038859 |  | 9.0833 | 1141.0324 | 1139.7615 | 1140.2444 | 1140.7012 | 1141.0267 | 1141.4973 | 1141.746 | 1142.337 |  | 9.0833 | 0 | 0 | 0 | 0 | 0 | 0 | 0 | 0 |  | 9.0833 | 0 | 0 | 0 | 0 | 0 | 0 | 0 | 0 |  | feb | 9.0833 | 1026.508 | 1026.5 | 1026.5 | 1026.5 | 1026.5001 | 1026.5122 | 1026.5132 | 1026.6095 |  | 9.0833 | 0.19309 | 0.015528 | 0.072811 | 0.14654 | 0.19542 | 0.23451 | 0.31344 | 0.36336 |  | 9.0833 | 213.0783 | 0 | 0 | 205.5623 | 224.2912 | 254.8573 | 295.3505 | 330.0968
9.1667 | 0.030598 | 0.017278 | 0.021012 | 0.026514 | 0.030945 | 0.03448 | 0.039248 | 0.043941 |  | 9.1667 | 1141.397 | 1140.1322 | 1140.575 | 1141.0132 | 1141.4028 | 1141.8267 | 1142.3274 | 1143.1487 |  | 9.1667 | 0 | 0 | 0 | 0 | 0 | 0 | 0 | 0 |  | 9.1667 | 0 | 0 | 0 | 0 | 0 | 0 | 0 | 0 |  | mar | 9.1667 | 1026.5235 | 1026.5 | 1026.5 | 1026.5 | 1026.5061 | 1026.5061 | 1026.704 | 1026.807 |  | 9.1667 | 0.20094 | 0.00057446 | 0.072202 | 0.15254 | 0.20022 | 0.25493 | 0.34571 | 0.45046 |  | 9.1667 | 200.4533 | 0 | 0 | 190.6322 | 215.0884 | 250.1407 | 279.1785 | 480.6207
9.25 | 0.028339 | 0.018767 | 0.021067 | 0.02519 | 0.028102 | 0.031724 | 0.036583 | 0.039015 |  | 9.25 | 1141.8197 | 1140.4811 | 1140.9023 | 1141.3303 | 1141.8252 | 1142.2491 | 1143.0742 | 1143.7264 |  | 9.25 | 0 | 0 | 0 | 0 | 0 | 0 | 0 | 0 |  | 9.25 | 0 | 0 | 0 | 0 | 0 | 0 | 0 | 0 |  | apr | 9.25 | 1026.5451 | 1026.5 | 1026.5 | 1026.5 | 1026.5031 | 1026.5031 | 1026.8811 | 1027.0131 |  | 9.25 | 0.17762 | 0.00059485 | 0.05369 | 0.11756 | 0.17378 | 0.2351 | 0.32319 | 0.42586 |  | 9.25 | 198.5495 | 0 | 0 | 179.2675 | 234.4084 | 258.9046 | 319.101 | 391.1551
9.3333 | 0.030264 | 0.0087917 | 0.0096684 | 0.020632 | 0.030057 | 0.037869 | 0.055142 | 0.066529 |  | 9.3333 | 1142.3165 | 1140.8235 | 1141.2517 | 1141.6875 | 1142.3733 | 1142.8451 | 1143.5828 | 1144.3284 |  | 9.3333 | 6000 | 6000 | 6000 | 6000 | 6000 | 6000 | 6000 | 6000 |  | 9.3333 | 0.3 | 0.3 | 0.3 | 0.3 | 0.3 | 0.3 | 0.3 | 0.3 |  | may | 9.3333 | 1026.5885 | 1026.5 | 1026.5 | 1026.5 | 1026.5015 | 1026.5016 | 1027.0916 | 1027.2881 |  | 9.3333 | 0.10551 | 0.00055959 | 0.00087135 | 0.037623 | 0.094872 | 0.1549 | 0.23944 | 0.35438 |  | 9.3333 | 6195.2597 | 4133.4533 | 4371.9883 | 4498.7429 | 5375.3965 | 7807.0254 | 8012.5942 | 8107.368
9.4167 | 0.039126 | 0.022912 | 0.024927 | 0.032748 | 0.039369 | 0.044302 | 0.05476 | 0.079997 |  | 9.4167 | 1141.5153 | 1140.1108 | 1140.5669 | 1141.0911 | 1141.6014 | 1141.8779 | 1142.9343 | 1143.8477 |  | 9.4167 | 6000 | 6000 | 6000 | 6000 | 6000 | 6000 | 6000 | 6000 |  | 9.4167 | 0.3 | 0.3 | 0.3 | 0.3 | 0.3 | 0.3 | 0.3 | 0.3 |  | jun | 9.4167 | 1027.96 | 1026.5 | 1026.5 | 1026.5007 | 1027.1444 | 1029.4481 | 1029.4481 | 1029.4481 |  | 9.4167 | 0.23469 | 0.15526 | 0.17869 | 0.20439 | 0.22248 | 0.26171 | 0.33329 | 0.34208 |  | 9.4167 | 8521.0377 | 7467.0141 | 7581.5054 | 7668.6768 | 8139.6691 | 9359.9072 | 9478.9318 | 9560.5727
9.5 | 0.045797 | 0.027121 | 0.030411 | 0.038738 | 0.046231 | 0.051572 | 0.061505 | 0.066378 |  | 9.5 | 1141.0296 | 1139.3107 | 1139.9796 | 1140.6274 | 1141.0847 | 1141.4172 | 1142.3256 | 1143.6292 |  | 9.5 | 5975.195 | 4109.603 | 6000 | 6000 | 6000 | 6000 | 6000 | 6000 |  | 9.5 | 0.3 | 0.3 | 0.3 | 0.3 | 0.3 | 0.3 | 0.3 | 0.3 |  | jul | 9.5 | 1027.2518 | 1026.5 | 1026.5 | 1026.5004 | 1026.8253 | 1028.0149 | 1028.0149 | 1028.1864 |  | 9.5 | 0.22881 | 0.10882 | 0.1591 | 0.19733 | 0.22948 | 0.25519 | 0.28781 | 0.32864 |  | 9.5 | 7908.7131 | 5153.2488 | 7387.8452 | 7520.9907 | 7761.8322 | 8374.0954 | 8462.3523 | 8563.4163
9.5833 | 0.048071 | 0.020914 | 0.029363 | 0.040007 | 0.048061 | 0.055711 | 0.068123 | 0.08019 |  | 9.5833 | 1140.4418 | 1138.9017 | 1139.2224 | 1140.0103 | 1140.5212 | 1140.9032 | 1141.6963 | 1143.3569 |  | 9.5833 | 5666.4443 | 2727.4669 | 4322.3217 | 6000 | 6000 | 6000 | 6000 | 6000 |  | 9.5833 | 0.3 | 0.3 | 0.3 | 0.3 | 0.3 | 0.3 | 0.3 | 0.3 |  | aug | 9.5833 | 1026.883 | 1026.5 | 1026.5 | 1026.5002 | 1026.6627 | 1027.2679 | 1027.2679 | 1027.3612 |  | 9.5833 | 0.2333 | 0.088864 | 0.13136 | 0.19193 | 0.23179 | 0.2756 | 0.33581 | 0.38186 |  | 9.5833 | 7191.6564 | 3565.5673 | 5419.9728 | 7161.2434 | 7549.7825 | 7761.922 | 7978.2241 | 8021.8783
9.6667 | 0.057293 | 0.043944 | 0.046367 | 0.05266 | 0.056099 | 0.0632 | 0.067542 | 0.071279 |  | 9.6667 | 1139.8809 | 1138.9276 | 1138.9277 | 1139.3108 | 1139.8257 | 1140.304 | 1141.1721 | 1142.8898 |  | 9.6667 | 5271.0984 | 2765.92 | 3100.8191 | 4716.2075 | 6000 | 6000 | 6000 | 6000 |  | 9.6667 | 0.3 | 0.3 | 0.3 | 0.3 | 0.3 | 0.3 | 0.3 | 0.3 |  | sep | 9.6667 | 1026.7209 | 1026.5 | 1026.5 | 1026.5001 | 1026.5813 | 1026.8898 | 1026.9346 | 1029.4545 |  | 9.6667 | 0.30948 | 0.25492 | 0.28706 | 0.30333 | 0.31034 | 0.31697 | 0.3274 | 0.33466 |  | 9.6667 | 6748.1883 | 3622.2145 | 4382.9984 | 6140.0497 | 7457.0857 | 7575.7329 | 7780.7476 | 9261.035
9.75 | 0.049166 | 0.015397 | 0.023966 | 0.029377 | 0.050186 | 0.06497 | 0.083776 | 0.1 |  | 9.75 | 1139.4361 | 1138.9657 | 1138.972 | 1138.9723 | 1139.1746 | 1139.6921 | 1140.8041 | 1142.3052 |  | 9.75 | 2957.0413 | 0 | 0 | 0 | 3755.9489 | 5619.3539 | 6000 | 6000 |  | 9.75 | 0.177 | 0 | 0 | 0 | 0.3 | 0.3 | 0.3 | 0.3 |  | oct | 9.75 | 1026.6113 | 1026.5 | 1026.5 | 1026.5 | 1026.5406 | 1026.6948 | 1026.7173 | 1028.0181 |  | 9.75 | 0.2978 | 0.093725 | 0.16862 | 0.24439 | 0.30325 | 0.35029 | 0.41115 | 0.52417 |  | 9.75 | 3930.3277 | 0 | 750.7772 | 883.2706 | 4822.1847 | 6570.6841 | 7272.8981 | 7908.4664
9.8333 | 0.037946 | 0.018084 | 0.02512 | 0.027528 | 0.02992 | 0.033137 | 0.078616 | 0.087968 |  | 9.8333 | 1139.5519 | 1138.9962 | 1138.9962 | 1138.9962 | 1139.4355 | 1140.0085 | 1140.325 | 1141.6139 |  | 9.8333 | 864.1129 | 0 | 0 | 0 | 0 | 0 | 5825.1683 | 6000 |  | 9.8333 | 0.06 | 0 | 0 | 0 | 0 | 0 | 0.3 | 0.3 |  | nov | 9.8333 | 1026.5755 | 1026.5 | 1026.5 | 1026.5 | 1026.53 | 1026.5974 | 1026.6091 | 1027.6205 |  | 9.8333 | 0.26591 | 0.088795 | 0.20492 | 0.25122 | 0.26086 | 0.28438 | 0.35186 | 0.38925 |  | 9.8333 | 1387.1758 | 0 | 394.0321 | 462.6731 | 522.4836 | 587.5534 | 6558.4954 | 6737.0385
9.9167 | 0.028503 | 0.018609 | 0.022694 | 0.025144 | 0.026452 | 0.029439 | 0.04963 | 0.054497 |  | 9.9167 | 1140.0474 | 1139 | 1139 | 1139.7631 | 1139.9247 | 1140.634 | 1140.8304 | 1140.9067 |  | 9.9167 | 104.8353 | 0 | 0 | 0 | 0 | 0 | 1583.557 | 1943.8077 |  | 9.9167 | 0.00096088 | 0 | 0 | 0 | 0 | 0 | 0.014544 | 0.016921 |  | dec | 9.9167 | 1026.5475 | 1026.5 | 1026.5 | 1026.5 | 1026.515 | 1026.5487 | 1026.5546 | 1027.9248 |  | 9.9167 | 0.25637 | 0.088726 | 0.18764 | 0.23692 | 0.25618 | 0.2738 | 0.33293 | 0.36975 |  | 9.9167 | 518.565 | 0 | 314.2066 | 372.6773 | 405.8748 | 455.0321 | 2104.3639 | 2505.7171
10 | 0.027896 | 0.016821 | 0.022058 | 0.025089 | 0.028526 | 0.030567 | 0.032969 | 0.035493 |  | 10 | 1140.5979 | 1139.2565 | 1139.6904 | 1140.3525 | 1140.5674 | 1141.115 | 1141.2402 | 1141.4908 |  | 10 | 0 | 0 | 0 | 0 | 0 | 0 | 0 | 0 |  | 10 | 0 | 0 | 0 | 0 | 0 | 0 | 0 | 0 |  | jan | 10 | 1026.5348 | 1026.5 | 1026.5 | 1026.5 | 1026.5074 | 1026.5244 | 1026.5273 | 1028.3171 |  | 10 | 0.27649 | 0.11272 | 0.21564 | 0.25732 | 0.27463 | 0.2935 | 0.35776 | 0.38956 |  | 10 | 339.2501 | 186.1375 | 256.036 | 300.2648 | 318.9657 | 358.1042 | 423.4394 | 1470.9177
Note on A2: GoldSim Version: 10.50.200 Model: C:\Projects\Faro\Model\Current Model\FMC_WB_WQModel_V2.0\X14Analysis\FMC_WB_WQModel_V2.07_S6g.gsm Element ID: \Faro_SWWQM\Results\SingleWQ_4Dash\SingleWQ_X14\R_SingleWQ Element Description: Simulated on: 6/17/2013 17:13:25 Exported on: 6/17/2013 17:13:58 # of Realizations: 100 # of Time Values: 121 Time Display Units: yr
Note on L2: GoldSim Version: 10.50.200 Model: C:\Projects\Faro\Model\Current Model\FMC_WB_WQModel_V2.0\X14Analysis\FMC_WB_WQModel_V2.07_S6g.gsm Element ID: \Faro_SWWQM\Results\StorageResults\R_Elev_FaroPit Element Description: Simulated on: 6/17/2013 17:13:25 Exported on: 6/17/2013 17:14:03 # of Realizations: 100 # of Time Values: 121 Time Display Units: yr
Note on W2: GoldSim Version: 10.50.200 Model: C:\Projects\Faro\Model\Current Model\FMC_WB_WQModel_V2.0\X14Analysis\FMC_WB_WQModel_V2.07_S6g.gsm Element ID: \Faro_SWWQM\Results\FlowsResults\R_Faro_WTP Element Description: Simulated on: 6/17/2013 17:13:25 Exported on: 6/17/2013 17:14:01 # of Realizations: 100 # of Time Values: 121 Time Display Units: yr
Note on AH2: GoldSim Version: 10.50.200 Model: C:\Projects\Faro\Model\Current Model\FMC_WB_WQModel_V2.0\X14Analysis\FMC_WB_WQModel_V2.07_S6g.gsm Element ID: \Faro_SWWQM\Results\SingleWQ_4Dash\SingleWQ_EfluentWTP_Faro\R_SingleWQ Element Description: Simulated on: 6/17/2013 17:13:25 Exported on: 6/17/2013 17:14:00 # of Realizations: 100 # of Time Values: 121 Time Display Units: yr
Note on AS2: GoldSim Version: 10.50.200 Model: C:\Projects\Faro\Model\Current Model\FMC_WB_WQModel_V2.0\X14Analysis\FMC_WB_WQModel_V2.07_S6g.gsm Element ID: \Faro_SWWQM\Results\StorageResults\R_Elev_CVD Element Description: Simulated on: 6/17/2013 17:13:25 Exported on: 6/17/2013 17:14:04 # of Realizations: 100 # of Time Values: 121 Time Display Units: yr
Note on BD2: GoldSim Version: 10.50.200 Model: C:\Projects\Faro\Model\Current Model\FMC_WB_WQModel_V2.0\X14Analysis\FMC_WB_WQModel_V2.07_S6g.gsm Element ID: \Faro_SWWQM\Results\SingleWQ_4Dash\SingleWQ_CVD\R_SingleWQ Element Description: Simulated on: 6/17/2013 17:13:25 Exported on: 6/17/2013 17:13:59 # of Realizations: 100 # of Time Values: 121 Time Display Units: yr
Note on BO2: GoldSim Version: 10.50.200 Model: C:\Projects\Faro\Model\Current Model\FMC_WB_WQModel_V2.0\X14Analysis\FMC_WB_WQModel_V2.07_S6g.gsm Element ID: \Faro_SWWQM\Results\FlowsResults\R_Q_CVPOUT Element Description: Simulated on: 6/17/2013 17:13:25 Exported on: 6/17/2013 17:14:02 # of Realizations: 100 # of Time Values: 121 Time Display Units: yr
Note on AH4: GoldSim Version: 10.50.200 Model: C:\Projects\Faro\Model\Current Model\FMC_WB_WQModel_V2.0\X14Analysis\FMC_WB_WQModel_V2.04_S4.gsm Element ID: \Faro_SWWQM\Results\SingleWQ_4Dash\SingleWQ_EfluentWTP_Faro\R_SingleWQ Element Description: Simulated on: 5/10/2013 12:06:40 Exported on: 5/10/2013 12:10:14 # of Realizations: 100 # of Time Values: 121 Time Display Units: yr

## Calcs
| C-6g | - Scenario C-6g
|  | Plot A- Zinc Concentrations at X14 | [6 empty] | Plot C - Faro Pit Elevation |  |  |  | Plot B - CVP Operation |  |  |  | Plot D - CVP Zinc Concentration |  |  |  | Plot D - CVP Discharges
|  | Plot A- Zinc Concentrations at X14 - Scenario C-6g | [6 empty] | Plot C - Faro Pit Elevation - Scenario C-6g |  |  |  | Plot B - CVP Operation - Scenario C-6g |  |  |  | Plot D - CVP Zinc Concentration - Scenario C-6g |  |  |  | Plot D - CVP Discharges | [7 empty] | X2 Zinc
[9 empty] | 2004-01-15 | 1141.6951 |  |  | 2004-02-12 | 1030.329 |  |  | 2004-04-14 | 0.2415 |  |  | 2005-01-31 |  | 0 |  | Date/Time | CVP_Outflow [l/s] | 31778 | 1987-01-01 | 0.05
[9 empty] | 2004-01-30 | 1141.7956 |  |  | 2004-02-23 | 1030.23 |  |  | 2004-07-12 | 0.11 |  |  | 2005-02-28 | 110.2678 | 1747.7804 |  | 2004-02-12 | 0 |  | 1987-02-01 | 0.07
| 27395 | 1975-01-01 | [6 empty] | 2004-02-15 | 1141.884 |  |  | 2004-02-29 | 1030.065 |  |  | 2004-08-09 | 0.17 |  |  | 2005-03-31 | 267.8995 | 4246.2935 |  | 2004-02-13 | 21.343 |  | 1987-03-01 | 0.06
| 27548 | 1975-06-03 | 0.1 | 0-0.1 | 0.1 | 750 | 84.55% |  | 2004-02-29 | 1141.945 |  |  | 2004-03-04 | 1030.038 |  |  | 2004-10-12 | 0.4 |  |  | 2005-04-30 | 0 | 0 |  | 2004-02-14 | 21.343 |  | 1987-04-01 | 0.04 | 0.04
|  | 1975-06-11 | 0.08 | 0.1-0.2 | 0.2 | 117 | 13.19% |  | 2004-03-15 | 1142.0364 |  |  | 2004-03-08 | 1029.715 |  |  | 2004-10-26 |  |  |  | 2005-05-31 | 297.432 | 4714.3939 |  | 2004-02-15 | 21.343 |  | 1987-05-01 | 0.1
|  | 1975-06-17 | 0.04 | 0.2-0.3 | 0.3 | 8 | 0.9019% |  | 2004-03-31 | 1142.1248 |  |  | 2004-04-19 | 1030.165 |  |  | 2004-11-15 | 0.52 |  |  | 2005-06-30 | 435.828 | 6908.0151 |  | 2004-02-16 | 21.343 |  | 1987-06-01 | 0.03
|  | 1975-07-02 | 0.05 | 0.3-0.4 | 0.4 | 4 | 0.451% |  | 2004-04-15 | 1142.1858 |  |  | 2004-04-22 | 1030.3 |  |  | 2005-01-21 | 0.4 |  |  | 2005-07-31 | 351.6432 | 5573.6583 |  | 2004-02-17 | 21.343 |  | 1987-07-01 | 0.03
|  | 1975-07-08 | 0.1 | 0.4-0.5 | 0.5 | 0 | 0% |  | 2004-04-30 | 1142.2742 |  |  | 2004-04-23 | 1030.27 |  |  | 2005-02-08 | 0.27 |  |  | 2005-08-31 | 273.2532 | 4331.1515 |  | 2004-02-18 | 21.343 |  | 1987-08-01 | 0.05
|  | 1975-07-16 | 0.02 | 0.5-1 | 1 | 7 | 0.7892% |  | 2004-05-15 | 1142.4662 |  |  | 2004-04-26 | 1030.15 |  |  | 2005-04-11 | 0.22 |  |  | 2005-09-30 | 274.1472 | 4345.3219 |  | 2004-02-19 | 21.343 |  | 1987-08-11 | 0.05
|  | 1975-07-24 | 0.02 | 1-2 | 2 | 1 | 0.1127% |  | 2004-05-18 | 1142.515 |  |  | 2004-04-30 | 1029.882 |  |  | 2005-05-31 | 0.2 |  |  | 2005-10-31 | 36.7835 | 583.0308 |  | 2004-02-20 | 21.343 |  | 1987-09-01 | 0.04
|  | 1975-07-28 | 0.01 |  | 10 | 0 | 0% |  | 2004-05-23 | 1142.4754 |  |  | 2004-05-03 | 1029.795 |  |  | 2005-11-02 | 0.65 |  |  | 2005-11-30 | 0 | 0 |  | 2004-02-21 | 21.343 |  | 1987-09-08 | 0.04
|  | 1975-08-05 | 0.01 |  | 20 | 0 | 0% |  | 2004-05-25 | 1142.4357 |  |  | 2004-05-06 | 1029.702 |  |  | 2005-12-15 | 0.61 |  |  | 2005-12-31 | 0 | 0 |  | 2004-02-22 | 21.343 |  | 1987-10-01 | 0.06
|  | 1975-08-12 | 0.01 | [5 empty] | 2004-05-31 | 1142.326 |  |  | 2004-05-10 | 1029.61 |  |  | 2006-01-23 | 0.39 |  |  | 2006-01-31 | 0 | 0 |  | 2004-02-23 | 21.343 |  | 1987-10-06 | 0.06
|  | 1975-08-19 | 0.07 |  |  | 887 |  |  | 2004-06-07 | 1142.2711 |  |  | 2004-05-11 | 1029.644 |  |  | 2006-02-14 |  |  |  | 2006-02-28 | 0 | 0 |  | 2004-02-24 | 65.213 |  | 1987-11-01 | 0.05
|  | 1975-08-27 | 0.01 | [5 empty] | 2004-06-14 | 1142.1949 |  |  | 2004-05-12 | 1029.645 |  |  | 2006-03-24 | 0.59 |  |  | 2006-03-31 | 0 | 0 |  | 2004-02-25 | 65.213 |  | 1987-11-10 | 0.05
|  | 1975-09-02 | 146 | [5 empty] | 2004-06-21 | 1142.0608 |  |  | 2004-05-13 | 1029.658 |  |  | 2006-04-25 | 0.049 |  |  | 2006-04-30 | 0 | 0 |  | 2004-02-26 | 65.213 |  | 1987-12-01 | 0.02
|  | 1975-09-09 | 0.03 | [5 empty] | 2004-06-28 | 1142.0944 |  |  | 2004-05-16 | 1029.642 |  |  | 2006-05-18 | 0.047 |  |  | 2006-05-31 | 286.9323 | 4547.9689 |  | 2004-02-27 | 65.213 |  | 1987-12-09 | 0.02
|  | 1975-09-16 | 0.08 | [5 empty] | 2004-07-05 | 1142.1462 |  |  | 2004-05-21 | 1029.61 |  |  | 2006-09-12 | 0.23 |  |  | 2006-06-30 | 286.3384 | 4538.5554 |  | 2004-02-28 | 65.213 |  | 1988-01-27 | 0.045
|  | 1975-09-24 | 0.01 | [5 empty] | 2004-07-09 | 1142.1797 |  |  | 2004-05-28 | 1029.73 |  |  | 2006-10-17 | 0.49 |  |  | 2006-07-31 | 314.195 | 4980.0929 |  | 2004-02-29 | 65.213 |  | 1988-02-17 | 0.036
|  | 1975-10-14 | 0.01 | [5 empty] | 2004-07-12 | 1142.1949 |  |  | 2004-06-02 | 1029.803 |  |  | 2006-11-14 | 0.5 |  |  | 2006-08-31 | 234.7973 | 3721.6128 |  | 2004-03-01 | 16.007 |  | 1988-03-24 | 0.035
|  | 1977-01-04 | 0.02 | [5 empty] | 2004-07-19 | 1142.0669 |  |  | 2004-06-07 | 1029.868 |  |  | 2006-12-13 | 0.35 |  |  | 2006-09-30 | 93.8675 | 1487.8302 |  | 2004-03-02 | 16.007 |  | 1988-04-25 | 0.15 | 0.15
|  | 1977-01-11 | 0.1 | [5 empty] | 2004-07-26 | 1142.1157 |  |  | 2004-06-21 | 1029.698 |  |  | 2007-01-16 | 0.39 |  |  | 2006-10-31 | 0 | 0 |  | 2004-03-03 | 16.007 |  | 1988-05-25 | 0.017
|  | 1977-01-13 | 0.03 | [5 empty] | 2004-07-31 | 1142.1553 |  |  | 2004-07-08 | 1029.868 |  |  | 2007-02-15 | 0.3 |  |  | 2006-11-30 | 0 | 0 |  | 2004-03-04 | 16.007 |  | 1988-06-07 | 0.015
|  | 1977-01-17 | 0.06 | [5 empty] | 2004-08-15 | 1142.2407 |  |  | 2004-07-16 | 1029.805 |  |  | 2007-03-12 | 0.29 |  |  | 2006-12-31 | 0 | 0 |  | 2004-03-05 | 188.19 |  | 1988-07-11 | 0.027
|  | 1977-01-24 | 0.04 | [5 empty] | 2004-08-23 | 1142.2711 |  |  | 2004-07-30 | 1029.74 |  |  | 2007-04-19 | 0.24 |  |  | 2007-01-31 | 0 | 0 |  | 2004-03-06 | 188.19 |  | 1988-08-16 | 0.013
|  | 1977-01-27 | 0.04 | [5 empty] | 2004-08-31 | 1142.0334 |  |  | 2004-08-12 | 1029.868 |  |  | 2007-05-15 | 0.032 |  |  | 2007-02-28 | 0 | 0 |  | 2004-03-07 | 188.19 |  | 1988-09-13 | 0.025
|  | 1977-02-01 | 0.03 | [5 empty] | 2004-09-07 | 1141.8597 |  |  | 2004-08-19 | 1029.93 |  |  | 2007-11-14 | 0.19 |  |  | 2007-03-31 | 0 | 0 |  | 2004-03-08 | 188.19 |  | 1988-10-06 | 0.082
|  | 1977-02-08 | 0.04 | [5 empty] | 2004-09-15 | 1141.689 |  |  | 2004-09-17 | 1028.902 |  |  | 2007-12-10 | 0.21 |  |  | 2007-04-30 | 75.8628 | 1202.4505 |  | 2004-03-09 | 0 |  | 1988-11-01 | 0.021
|  | 1977-02-14 | 0.06 | [5 empty] | 2004-09-18 | 1141.6798 |  |  | 2004-09-24 | 1029.03 |  |  | 2007-12-11 |  |  |  | 2007-05-31 | 182.2493 | 2888.7098 |  | 2004-03-10 | 0 |  | 1988-11-30 | 0.022
|  | 1977-02-21 | 0.05 | [5 empty] | 2004-09-30 | 1141.7499 |  |  | 2004-10-05 | 1029.202 |  |  | 2008-01-08 | 0.16 |  |  | 2007-06-30 | 223.0797 | 3535.8851 |  | 2004-03-11 | 0 |  | 1989-02-07 | 0.025
|  | 1977-03-01 | 0.02 | [5 empty] | 2004-10-15 | 1141.8566 |  |  | 2004-10-08 | 1029.252 |  |  | 2008-02-19 | 0.12 |  |  | 2007-07-31 | 225.2206 | 3569.8185 |  | 2004-03-12 | 0 |  | 1989-05-09 | 0.024
|  | 1977-03-07 | 0.03 | [5 empty] | 2004-10-31 | 1141.9511 |  |  | 2004-10-14 | 1029.345 |  |  | 2008-03-18 | 0.12 |  |  | 2007-08-31 | 239.9144 | 3802.7214 |  | 2004-03-13 | 0 |  | 1989-05-31 | 0.0145
|  | 1977-03-15 | 0.1 | [5 empty] | 2004-11-15 | 1142.0395 |  |  | 2004-10-21 | 1029.261 |  |  | 2008-11-04 | 0.17 |  |  | 2007-09-30 | 119.7801 | 1898.5539 |  | 2004-03-14 | 0 |  | 1989-06-13 | 0.024
|  | 1977-03-21 | 0.02 | [5 empty] | 2004-11-30 | 1142.1248 |  |  | 2004-10-25 | 1028.782 |  |  | 2008-11-04 10:30 |  |  |  | 2007-10-31 | 49.5412 | 785.2439 |  | 2004-03-15 | 0 |  | 1989-07-10 | 0.037
|  | 1977-03-28 | 0.01 | [5 empty] | 2004-12-15 | 1142.2346 |  |  | 2004-10-26 | 1028.748 |  |  | 2008-12-01 | 0.19 |  |  | 2007-11-30 | 0 | 0 |  | 2004-03-16 | 0 |  | 1989-07-25 | 0.012
|  | 1977-04-04 | 0.12 | [5 empty] | 2004-12-31 | 1142.3351 |  |  | 2004-10-28 | 1028.795 |  |  | 2008-12-01 12:10 |  |  |  | 2007-12-31 | 0 | 0 |  | 2004-03-17 | 0 |  | 1989-07-28 | 0.042
|  | 1977-04-11 | 0.24 | [5 empty] | 2005-01-15 | 1142.4144 |  |  | 2004-10-28 | 1028.795 |  |  | 2008-12-03 |  |  |  | 2010-04-01 | 96.996 | 1537.4179 |  | 2004-03-18 | 0 |  | 1989-08-14 | 0.017
|  | 1977-04-18 | 0.05 | [5 empty] | 2005-01-31 | 1142.4845 |  |  | 2004-11-04 | 1028.929 |  |  | 2009-01-12 | 0.18 |  |  | 2010-05-01 | 325 | 5151.355 |  | 2004-03-19 | 0 |  | 1989-09-06
|  | 1977-04-25 | 0.16 | [5 empty] | 2005-02-15 | 1142.5576 |  |  | 2004-11-09 | 1029.02 |  |  | 2009-02-02 | 0.17 |  |  | 2010-06-01 | 391.801 | 6210.1724 |  | 2004-03-20 | 0 |  | 1989-09-11 | 0.013
|  | 1977-05-02 | 0.16 | [5 empty] | 2005-03-15 | 1142.675 |  |  | 2004-11-17 | 1029.135 |  |  | 2009-03-03 16:30 | 0.19 |  |  | 2010-07-01 | 417.278 | 6613.9911 |  | 2004-03-21 | 0 |  | 1989-09-18 | 0.013
|  | 1977-05-09 | 0.26 | [5 empty] | 2005-03-31 | 1142.7466 |  |  | 2004-11-24 | 1029.24 |  |  | 2009-03-24 |  |  |  | 2010-08-01 | 293.398 | 4650.4531 |  | 2004-03-22 | 0 |  | 1989-10-16 | 0.017
|  | 1977-05-16 | 0.14 | [5 empty] | 2005-04-15 | 1142.8045 |  |  | 2004-12-01 | 1029.33 |  |  | 2009-03-24 14:15 |  |  |  | 2010-09-01 | 248.33 | 3936.1107 |  | 2004-03-23 | 0 |  | 1989-11-06 | 0.021
|  | 1977-05-24 | 0.1 | [5 empty] | 2005-04-30 | 1142.96 |  |  | 2004-12-15 | 1029.515 |  |  | 2009-04-06 14:50 | 0.0927 |  |  | 2010-11-01 | 195 | 3090.813 |  | 2004-03-24 | 0 |  | 1989-12-11 | 0.024
|  | 1977-05-31 | 0.04 | [5 empty] | 2005-05-07 | 1142.9752 |  |  | 2004-12-22 | 1029.58 |  |  | 2009-05-04 13:45 | 0.009 |  |  | 2010-12-01 | 179.583 | 2846.4486 |  | 2004-03-25 | 0 |  | 1990-01-15 | 0.029
|  | 1977-06-06 | 0.05 | [5 empty] | 2005-05-15 | 1143.0118 |  |  | 2005-01-17 | 1029.878 |  |  | 2009-06-08 00:10 |  |  |  | 2011-03-01 | 123.935 | 1964.4098 |  | 2004-03-26 | 0 |  | 1990-02-12 | 0.057
|  | 1977-06-14 | 0.06 | [5 empty] | 2005-05-18 | 1143.0606 |  |  | 2005-01-25 | 1029.94 |  |  | 2009-06-08 12:10 | 0.0435 |  |  | 2011-04-01 | 138.125 | 2189.3259 |  | 2004-03-27 | 0 |  | 1990-03-12 | 0.097
|  | 1977-06-22 | 0.08 | [5 empty] | 2005-05-31 | 1142.9356 |  |  | 2005-02-03 | 1030.03 |  |  | 2009-07-13 10:20 | 0.185 |  |  | 2011-05-01 | 312.34 | 4950.6899 |  | 2004-03-28 | 0 |  | 1990-04-17 | 0.093 | 0.093
|  | 1977-06-27 | 0.13 | [5 empty] | 2005-06-15 | 1142.7893 |  |  | 2005-02-10 | 1030.09 |  |  | 2009-08-06 16:50 | 0.191 |  |  | 2011-06-01 | 273.642 | 4337.3141 |  | 2004-03-29 | 0 |  | 1990-05-01 | 0.0715
|  | 1977-07-04 | 0.11 | [5 empty] | 2005-06-20 | 1142.704 |  |  | 2005-02-17 | 1030.134 |  |  | 2009-09-03 14:45 | 0.236 |  |  | 2011-07-01 | 285.007 | 4517.453 |  | 2004-03-30 | 0 |  | 1990-05-14 | 0.035
|  | 1977-07-11 | 0.08 | [5 empty] | 2005-06-27 | 1142.5851 |  |  | 2005-02-22 | 1030.176 |  |  | 2009-09-09 11:40 |  |  |  | 2011-08-01 | 362.694 | 5748.8171 |  | 2004-03-31 | 0 |  | 1990-06-11 | 0.013
|  | 1977-07-19 | 0.12 | [5 empty] | 2005-06-30 | 1142.5455 |  |  | 2005-02-23 | 1030.045 |  |  | 2009-09-24 18:10 | 0.591 |  |  | 2011-09-01 | 357.102 | 5660.1821 |  | 2004-04-01 | 0 |  | 1990-07-06 | 0.01
|  | 1978-01-05 | 0.04 | [5 empty] | 2005-07-05 | 1142.4357 |  |  | 2005-02-24 | 1029.854 |  |  | 2009-10-04 14:20 | 0.397 |  |  | 2011-11-01 | 253 | 4010.1317 |  | 2004-04-02 | 0 |  | 1990-07-11 | 0.0045
|  | 1978-01-10 | 0.03 | [5 empty] | 2005-07-11 | 1142.3412 |  |  | 2005-02-25 | 1029.693 |  |  | 2009-11-05 09:05 | 0.293 |  |  | 2011-12-01 | 266.83 | 4229.3417 |  | 2004-04-03 | 0 |  | 1990-07-12 | 0.0065
|  | 1978-01-17 | 0.04 | [5 empty] | 2005-07-18 | 1142.2254 |  |  | 2005-02-26 | 1029.525 |  |  | 2009-11-05 21:05 |  |  |  | 2012-03-01 |  | 0 |  | 2004-04-04 | 0 |  | 1990-08-08 | 0.011
|  | 1978-01-23 | 0.07 | [5 empty] | 2005-07-25 | 1142.0944 |  |  | 2005-02-27 | 1029.355 |  |  | 2009-12-01 14:21 | 0.348 |  |  | 2012-04-01 | 191.115 | 3029.2345 |  | 2004-04-05 | 0 |  | 1990-10-02 | 0.0145
|  | 1978-01-31 | 0.07 | [5 empty] | 2005-07-31 | 1141.9938 |  |  | 2005-02-28 | 1029.185 |  |  | 2010-01-11 |  |  |  | 2012-05-01 | 240.043 | 3804.7591 |  | 2004-04-06 | 0 |  | 1991-01-02 | 0.018
|  | 1978-02-08 | 0.01 | [5 empty] | 2005-08-01 | 1141.9755 |  |  | 2005-03-02 | 1029.03 |  |  | 2010-01-11 12:12 | 0.453 |  |  | 2012-06-01 | 300.143 | 4757.3635 |  | 2004-04-07 | 0 |  | 1991-02-04 | 0.017
|  | 1978-02-15 | [6 empty] | 2005-08-08 | 1141.8353 |  |  | 2005-03-03 | 1028.94 |  |  | 2010-02-22 |  |  |  | 2012-07-01 | 368.829 | 5846.0588 |  | 2004-04-08 | 0 |  | 1991-02-27 | 0.0245 |  |  |  | 2004-01-01 | 37987
|  | 1978-02-22 | 0.08 | [5 empty] | 2005-08-15 | 1141.689 |  |  | 2005-03-06 | 1028.58 |  |  | 2010-02-22 08:50 | 0.34 |  |  | 2012-08-01 | 342.293 | 5425.4546 |  | 2004-04-09 | 0 |  | 1991-03-04 | 0.025
|  | 1978-03-01 | 0.04 | [5 empty] | 2005-08-22 | 1141.5488 |  |  | 2005-03-07 | 1028.443 |  |  | 2010-03-02 |  |  |  | 2012-09-01 |  | 0 |  | 2004-04-10 | 0 |  | 1991-04-01 | 0.047 | 0.047
|  | 1978-03-09 | 0.03 | [5 empty] | 2005-08-29 | 1141.4238 |  |  | 2005-03-08 | 1028.34 |  |  | 2010-03-02 11:30 | 0.326 |  |  | 2012-01-01 | 1046.9385 | 916.1108 | 1165.2664 | 2004-04-11 | 0 |  | 1991-05-01 | 0.096
|  | 1978-03-14 | 0.08 | [5 empty] | 2005-08-31 | 1141.3903 |  |  | 2005-03-09 | 1028.195 |  |  | 2010-04-13 |  |  |  | 2012-02-01 | 588.5939 | 0 | 689.6122 | 2004-04-12 | 0 |  | 1991-05-08 | 0.028
|  | 1978-03-22 | 0.09 | [5 empty] | 2005-09-05 | 1141.2866 |  |  | 2005-03-10 | 1028.18 |  |  | 2010-04-13 11:00 | 0.203 |  |  | 2012-03-01 | 397.9128 | 0 | 494.787 | 2004-04-13 | 0 |  | 1991-06-04 | 0.013
|  | 1978-03-28 | 0.03 | [5 empty] | 2005-09-12 | 1141.1556 |  |  | 2005-03-11 | 1028.05 |  |  | 2010-05-03 |  |  |  | 2012-04-01 | 328.4518 | 0 | 438.5432 | 2004-04-14 | 0 |  | 1991-07-02 | 0.068
|  | 1978-04-03 | 1 | [5 empty] | 2005-09-15 | 1141.0946 |  |  | 2005-03-12 | 1027.885 |  |  | 2010-05-03 15:44 | 0.0628 |  |  | 2012-05-01 | 7814.5721 | 4224.7088 | 8151.4653 | 2004-04-15 | 0 |  | 1991-07-17 | 0.068
|  | 1978-04-11 | 0.03 | [5 empty] | 2005-09-19 | 1141.0154 |  |  | 2005-03-13 | 1027.745 |  |  | 2010-05-03 15:54 |  |  |  | 2012-06-01 | 7770.6506 | 7490.3363 | 9562.5944 | 2004-04-16 | 0 |  | 1991-07-24 | 0.0035
|  | 1978-04-17 | 1 | [5 empty] | 2005-09-30 | 1141.1098 |  |  | 2005-03-14 | 1027.605 |  |  | 2010-06-04 |  |  |  | 2012-07-01 | 7609.8381 | 7055.2181 | 8564.4517 | 2004-04-17 | 0 |  | 1991-08-05 | 0.034
|  | 1978-04-25 | 0.15 | [5 empty] | 2005-10-13 | 1141.1952 |  |  | 2005-03-15 | 1027.457 |  |  | 2010-06-04 09:24 | 0.365 |  |  | 2012-08-01 | 7523.4687 | 3827.3878 | 8022.1391 | 2004-04-18 | 0 |  | 1991-09-03 | 0.022
|  | 1978-05-01 | 0.33 | [5 empty] | 2005-10-17 | 1141.2165 |  |  | 2005-03-16 | 1027.28 |  |  | 2010-07-10 |  |  |  | 2012-09-01 | 7470.5952 | 3595.3691 | 8980.9951 | 2004-04-19 | 0 |  | 1991-09-10 | 0.069
|  | 1978-05-08 | 0.2 | [5 empty] | 2005-10-31 | 1141.3049 |  |  | 2005-03-18 | 1027.018 |  |  | 2010-07-10 15:12 | 0.173 |  |  | 2012-10-01 | 6918.6725 | 589.5556 | 7384.8891 | 2004-04-20 | 0 |  | 1991-10-07 | 0.025
|  | 1978-05-16 | 0.12 | [5 empty] | 2005-11-15 | 1141.4238 |  |  | 2005-03-21 | 1026.58 |  |  | 2010-08-03 |  |  |  | 2012-11-01 | 3328.8505 | 298.514 | 6737.2686 | 2004-04-21 | 0 |  | 1991-11-06 | 0.03475
|  | 1978-05-23 | 0.08 | [5 empty] | 2005-11-30 | 1141.5305 |  |  | 2005-03-22 | 1026.453 |  |  | 2010-08-03 13:47 | 0.299 |  |  | 2012-12-01 | 412.9244 | 240.2728 | 2446.0381 | 2004-04-22 | 0 |  | 1991-12-03 | 0.022
|  | 1978-05-30 | 0.07 | [5 empty] | 2005-12-15 | 1141.6158 |  |  | 2005-03-23 | 1026.307 |  |  | 2010-09-02 |  |  |  | 2013-01-01 | 319.5769 | 186.4445 | 837.3205 | 2004-04-23 | 71.142 |  | 1992-01-10 | 0.023
|  | 1978-06-06 | 0.01 | [5 empty] | 2005-12-31 | 1141.7012 |  |  | 2005-04-04 | 1026.63 |  |  | 2010-09-02 12:12 | 0.229 |  |  | 2013-02-01 | 225.9863 | 0 | 508.1821 | 2004-04-24 | 94.855 |  | 1992-01-21 | 0.025333
|  | 1978-06-13 | 1 | [5 empty] | 2006-01-15 | 1141.7804 |  |  | 2005-04-07 | 1026.702 |  |  | 2010-10-20 |  |  |  | 2013-03-01 | 217.0085 | 0 | 381.4136 | 2004-04-25 | 94.855 |  | 1992-02-20 | 0.055
|  | 1978-06-20 | 1 | [5 empty] | 2006-01-31 | 1141.8658 |  |  | 2005-05-02 | 1027.923 |  |  | 2010-10-20 10:55 | 0.402 |  |  | 2013-04-01 | 234.4622 | 0 | 370.9834 | 2004-04-26 | 94.855 |  | 1992-03-12 | 0.044
|  | 1978-06-28 | 0.05 | [5 empty] | 2006-02-15 | 1141.9511 |  |  | 2005-05-03 | 1027.847 |  |  | 2010-11-08 |  |  |  | 2013-05-01 | 4811.6691 | 4133.4769 | 8065.01 | 2004-04-27 | 157.5 |  | 1992-04-29 | 0.048 | 0.048
|  | 1984-01-30 | 0.06 | [5 empty] | 2006-02-28 | 1142.0212 |  |  | 2005-05-04 | 1027.742 |  |  | 2010-11-08 11:55 | 0.36 |  |  | 2013-06-01 | 9307.2438 | 7467.4246 | 9563.03 | 2004-04-28 | 157.5 |  | 1992-09-09 | 0.009
|  | 1984-02-27 | 0.1 | [5 empty] | 2006-03-15 | 1142.0944 |  |  | 2005-05-05 | 1027.626 |  |  | 2010-12-01 |  |  |  | 2013-07-01 | 8312.7063 | 4906.8275 | 8564.6747 | 2004-04-29 | 157.5 |  | 1992-10-08 | 0.026
|  | 1984-03-19 | 0.08 | [5 empty] | 2006-03-30 | 1142.1645 |  |  | 2005-05-09 | 1027.382 |  |  | 2010-12-01 08:50 | 0.433 |  |  | 2013-08-01 | 7376.0264 | 653.2446 | 8022.2486 | 2004-04-30 | 157.5 |  | 1992-11-24 | 0.024
|  | 1984-04-30 | 0.07 | [5 empty] | 2006-04-16 | 1142.2437 |  |  | 2005-05-16 | 1027.26 |  |  | 2011-01-18 14:35 | 0.251 |  |  | 2013-09-01 | 5146.9114 | 3503.5209 | 7822.7476 | 2004-05-01 | 67.435 |  | 1992-11-25 | 0.02
|  | 1984-05-22 | 0.07 | [5 empty] | 2006-04-30 | 1142.3047 |  |  | 2005-05-24 | 1028.265 |  |  | 2011-02-03 10:16 | 0.262 |  |  | 2013-10-01 | 992.5496 | 0 | 7385.2363 | 2004-05-02 | 67.435 |  | 1993-01-20 | 0.035
|  | 1984-06-18 | 0.06 | [5 empty] | 2006-05-15 | 1142.4418 |  |  | 2005-05-25 | 1028.313 |  |  | 2011-03-15 14:31 | 0.219 |  |  | 2013-11-01 | 522.5522 | 0 | 5156.203 | 2004-05-03 | 67.435 |  | 1993-02-17 | 0.04
|  | 1984-07-16 | 0.06 | [5 empty] | 2006-05-31 | 1142.6338 |  |  | 2005-05-26 | 1028.31 |  |  | 2011-03-15 14:36 |  |  |  | 2013-12-01 | 411.0598 | 0 | 2442.7626 | 2004-05-04 | 72.086 |  | 1993-03-15 | 0.04
|  | 1984-08-27 | 0.11 | [5 empty] | 2006-06-15 | 1142.5363 |  |  | 2005-05-30 | 1028.262 |  |  | 2011-04-14 15:35 | 0.212 |  |  | 2014-01-01 | 320.863 | 0 | 1293.7494 | 2004-05-05 | 72.086 |  | 1993-04-26 | 0.08 | 0.08
|  | 1984-09-17 | 0.05 | [5 empty] | 2006-06-30 | 1142.3351 |  |  | 2005-06-01 | 1028.213 |  |  | 2011-05-05 16:10 | 0.029 |  |  | 2014-02-01 | 221.9559 | 0 | 415.2299 | 2004-05-06 | 72.086 |  | 1993-04-27 | 0.0515 | 0.0515
|  | 1984-10-22 | 0.11 | [5 empty] | 2006-07-15 | 1142.0852 |  |  | 2005-06-06 | 1028.145 |  |  | 2011-06-20 14:32 | 0.215 |  |  | 2014-03-01 | 214.673 | 0 | 424.2981 | 2004-05-07 | 53.483 |  | 1993-05-26 | 0.01
|  | 1985-08-12 | 0.03 | [5 empty] | 2006-07-31 | 1141.7865 |  |  | 2005-06-08 | 1028.129 |  |  | 2011-07-14 16:31 | 0.158 |  |  | 2014-04-01 | 227.1809 | 0 | 669.2206 | 2004-05-08 | 53.483 |  | 1993-06-24 | 0.0096667
|  | 1985-09-16 | 0.04 | [5 empty] | 2006-08-15 | 1141.5244 |  |  | 2005-06-13 | 1028.134 |  |  | 2011-08-23 15:35 | 0.0511 |  |  | 2014-05-01 | 5083.1335 | 4170.4295 | 8106.5461 | 2004-05-09 | 53.483 |  | 1993-08-02 | 0.0165
|  | 1985-10-13 | 0.05 | [5 empty] | 2006-08-22 | 1141.3689 |  |  | 2005-06-20 | 1028.183 |  |  | 2011-09-21 11:07 | 0.157 |  |  | 2014-06-01 | 9302.0155 | 7467.0146 | 9561.4853 | 2004-05-10 | 53.483 |  | 1993-08-31 | 0.02
|  | 1985-10-28 | 0.04 | [5 empty] | 2006-08-31 | 1141.2013 |  |  | 2005-06-27 | 1028.343 |  |  | 2011-10-19 13:17 | 0.267 |  |  | 2014-07-01 | 8311.463 | 7043.5183 | 8563.883 | 2004-05-11 | 0 |  | 1993-09-01 | 0.03
|  | 1985-11-11 | 0.05 | [5 empty] | 2006-09-08 | 1141.0458 |  |  | 2005-06-29 | 1028.29 |  |  | 2011-11-15 13:30 | 0.238 |  |  | 2014-08-01 | 7620.6342 | 2811.4484 | 8065.9699 | 2004-05-12 | 0 |  | 1993-09-30 | 0.03
|  | 1985-12-08 | 0.04 | [5 empty] | 2006-09-30 | 1141.2257 |  |  | 2005-06-30 | 1028.245 |  |  | 2011-12-05 10:55 | 0.212 |  |  | 2014-09-01 | 7474.8948 | 3607.5798 | 9273.9743 | 2004-05-13 | 0 |  | 1993-10-01 | 0.04
|  | 1987-01-01 | 0.09 | [5 empty] | 2006-10-15 | 1141.311 |  |  | 2005-07-05 | 1028.07 |  |  | 2012-01-12 12:45 | 0.299 |  |  | 2014-10-01 | 5878.1014 | 588.0307 | 7932.2383 | 2004-05-14 | 12.402 |  | 1993-10-25 | 0.04
|  | 1987-02-01 | 0.07 | [5 empty] | 2006-10-31 | 1141.4146 |  |  | 2005-07-08 | 1028.015 |  |  | 2012-02-06 11:09 | 0.106 |  |  | 2014-11-01 | 532.5273 | 297.7467 | 7000.8424 | 2004-05-15 | 12.402 |  | 1993-11-01 | 0.05
|  | 1987-03-01 | 0.08 | [5 empty] | 2006-11-15 | 1141.5091 |  |  | 2005-07-11 | 1028.021 |  |  | 2012-03-05 14:40 | 0.159 |  |  | 2014-12-01 | 404.5964 | 239.8743 | 2466.6495 | 2004-05-16 | 12.402 |  | 1993-11-29 | 0.1255
|  | 1987-04-01 | 0.06 | [5 empty] | 2006-11-30 | 1141.5945 |  |  | 2005-07-18 | 1027.84 |  |  | 2012-03-08 13:35 |  |  |  | 2015-01-01 | 320.9179 | 186.2365 | 507.3944 | 2004-05-17 | 14.882 |  | 1993-12-01 | 0.05
|  | 1987-05-01 | 0.05 | [5 empty] | 2006-12-15 | 1141.6646 |  |  | 2005-07-26 | 1027.685 |  |  | 2012-01-01 | 0.299 | 0.299 | 0.299 | 2015-02-01 | 225.7121 | 0 | 343.4056 | 2004-05-18 | 14.882 |  | 1993-12-13 | 0.12
|  | 1987-06-01 | 0.03 | [5 empty] | 2006-12-31 | 1141.7347 |  |  | 2005-08-01 | 1027.568 |  |  | 2012-02-01 | 0.22008 | 0.065281 | 0.37192 | 2015-03-01 | 219.0378 | 0 | 398.1309 | 2004-05-19 | 14.882 |  | 1994-01-01 | 0.05
|  | 1987-07-01 | 0.06 | [5 empty] | 2007-01-15 | 1141.8048 |  |  | 2005-08-08 | 1027.47 |  |  | 2012-03-01 | 0.21911 | 0.058038 | 0.3656 | 2015-04-01 | 237.0394 | 0 | 370.212 | 2004-05-20 | 14.882 |  | 1994-01-17 | 0.0415
|  | 1987-08-01 | 0.07 | [5 empty] | 2007-01-31 | 1141.8658 |  |  | 2005-08-15 | 1027.335 |  |  | 2012-04-01 | 0.19563 | 0.0048204 | 0.34381 | 2015-05-01 | 5045.384 | 4251.4713 | 8107.369 | 2004-05-21 | 14.882 |  | 1994-01-31 | 0.05
|  | 1987-08-11 | 0.07 | [5 empty] | 2007-02-15 | 1141.9145 |  |  | 2005-08-22 | 1027.202 |  |  | 2012-05-01 | 0.12828 | 0.0007614 | 0.2454 | 2015-06-01 | 9300.4284 | 7467.0141 | 9563.0224 | 2004-05-22 | 0 |  | 1994-03-01 | 0.05
|  | 1987-09-01 | 0.06 | [5 empty] | 2007-02-28 | 1141.9651 |  |  | 2005-08-30 | 1027.14 |  |  | 2012-06-01 | 0.22937 | 0.16477 | 0.33743 | 2015-07-01 | 8306.6684 | 5231.4889 | 8564.6709 | 2004-05-23 | 0 |  | 1994-03-03 | 0.11
|  | 1987-09-08 | 0.06 | [5 empty] | 2007-03-15 | 1142.0151 |  |  | 2005-09-07 | 1027.395 |  |  | 2012-07-01 | 0.22582 | 0.14349 | 0.35816 | 2015-08-01 | 7528.518 | 3569.9968 | 8022.2496 | 2004-05-24 | 0 |  | 1994-04-26 | 0.17 | 0.17
|  | 1987-10-01 | 0.11 | [5 empty] | 2007-03-31 | 1142.0791 |  |  | 2005-09-12 | 1027.54 |  |  | 2012-08-01 | 0.23378 | 0.06831 | 0.38466 | 2015-09-01 | 7405.8565 | 3627.3454 | 8229.3876 | 2004-05-25 | 0 |  | 1994-05-02 | 0.044
|  | 1987-10-06 | 0.11 | [5 empty] | 2007-04-15 | 1142.1462 |  |  | 2005-09-19 | 1027.67 |  |  | 2012-09-01 | 0.31475 | 0.24209 | 0.33677 | 2015-10-01 | 3250.7573 | 588.0176 | 7384.7172 | 2004-05-26 | 0 |  | 1994-05-31 | 0.02
|  | 1987-11-01 | 0.12 | [5 empty] | 2007-04-30 | 1142.2346 |  |  | 2005-09-22 | 1027.525 |  |  | 2012-10-01 | 0.28095 | 0.012074 | 0.49959 | 2015-11-01 | 529.525 | 297.7319 | 6661.7219 | 2004-05-27 | 0 |  | 1994-06-27 | 0.01
|  | 1987-11-10 | 0.12 | [5 empty] | 2007-05-15 | 1142.3748 |  |  | 2005-09-26 | 1027.264 |  |  | 2012-11-01 | 0.26477 | 0.18857 | 0.35015 | 2015-12-01 | 416.5427 | 239.8512 | 2271.4784 | 2004-05-28 | 0 |  | 1994-08-10 | 0.011333
|  | 1987-12-01 | 0.11 | [5 empty] | 2007-05-22 | 1142.3839 |  |  | 2005-09-27 | 1027.174 |  |  | 2012-12-01 | 0.26701 | 0.18564 | 0.33354 | 2016-01-01 | 320.7403 | 186.1341 | 447.1226 | 2004-05-29 | 0 |  | 1994-09-25 | 0.03
|  | 1987-12-09 | 0.11 | [5 empty] | 2007-05-28 | 1142.3748 |  |  | 2005-09-29 | 1026.949 |  |  | 2013-01-01 | 0.28201 | 0.21521 | 0.36087 | 2016-02-01 | 222.1351 | 0 | 330.1226 | 2004-05-30 | 0 |  | 1994-10-12 | 0.009
|  | 1988-01-27 | 0.093 | [5 empty] | 2007-05-31 | 1142.3748 |  |  | 2005-10-03 | 1026.54 |  |  | 2013-02-01 | 0.18072 | 2.5371e-05 | 0.34932 | 2016-03-01 | 214.5896 | 0 | 352.3618 | 2004-05-31 | 0 |  | 1994-10-15 | 0.04
|  | 1988-02-05 | 0.035 | [5 empty] | 2007-06-04 | 1142.3717 |  |  | 2005-10-05 | 1026.325 |  |  | 2013-03-01 | 0.18583 | 0.00063389 | 0.36098 | 2016-04-01 | 234.968 | 0 | 350.3639 | 2004-06-01 | 0 |  | 1994-11-25 | 0.01
|  | 1988-02-17 | 0.043 | [5 empty] | 2007-06-11 | 1142.3839 |  |  | 2005-10-12 | 1026.564 |  |  | 2013-04-01 | 0.15145 | 0.00040573 | 0.33778 | 2016-05-01 | 5431.3566 | 4133.4528 | 8106.5461 | 2004-06-02 | 0 |  | 1995-01-25 | 0.005
|  | 1988-03-22 | 0.1365 | [5 empty] | 2007-06-14 | 1142.39 |  |  | 2005-10-17 | 1026.714 |  |  | 2013-05-01 | 0.082287 | 0.00058101 | 0.28113 | 2016-06-01 | 9210.1969 | 7467.0146 | 9563.0215 | 2004-06-03 | 0 |  | 1995-01-31 | 0.05
|  | 1988-03-24 | 0.067 | [5 empty] | 2007-06-18 | 1142.3809 |  |  | 2005-10-24 | 1026.92 |  |  | 2013-06-01 | 0.211 | 0.1524 | 0.34671 | 2016-07-01 | 8135.5283 | 7043.4379 | 8666.6268 | 2004-06-04 | 0 |  | 1995-02-01 | 0.05
|  | 1988-04-25 | 0.126 | [5 empty] | 2007-06-30 | 1142.3138 |  |  | 2005-10-31 | 1027.115 |  |  | 2013-07-01 | 0.23956 | 0.11915 | 0.31532 | 2016-08-01 | 7551.2846 | 3723.2482 | 8039.7889 | 2004-06-05 | 0 |  | 1995-02-22 | 0.1
|  | 1988-05-25 | 0.042 | [5 empty] | 2007-07-09 | 1142.2407 |  |  | 2005-11-16 | 1027.515 |  |  | 2013-08-01 | 0.23969 | 0.013489 | 0.38197 | 2016-09-01 | 7515.6845 | 3625.5223 | 9264.2613 | 2004-06-06 | 0 |  | 1995-02-24 | 0.1
|  | 1988-06-07 | 0.021 | [5 empty] | 2007-07-15 | 1142.1401 |  |  | 2005-11-30 | 1027.782 |  |  | 2013-09-01 | 0.30602 | 0.14915 | 0.32785 | 2016-10-01 | 5002.3755 | 587.9493 | 7398.0868 | 2004-06-07 | 0 |  | 1995-03-06 | 0.0033333
|  | 1988-07-20 | 0.046 | [5 empty] | 2007-07-23 | 1142.0151 |  |  | 2005-12-15 | 1028.032 |  |  | 2013-10-01 | 0.26622 | 0.076987 | 0.42472 | 2016-11-01 | 535.4519 | 297.6888 | 8356.8858 | 2004-06-08 | 28.237 |  | 1995-03-08 | 0.03
|  | 1988-08-24 | 0.12 | [5 empty] | 2007-07-31 | 1141.8749 |  |  | 2006-01-17 | 1028.515 |  |  | 2013-11-01 | 0.24235 | 0.07117 | 0.37262 | 2016-12-01 | 416.976 | 239.8127 | 3061.0653 | 2004-06-09 | 28.237 |  | 1995-04-17 | 0.07 | 0.07
|  | 1988-09-13 | 0.135 | [5 empty] | 2007-08-15 | 1141.6158 |  |  | 2006-01-30 | 1028.655 |  |  | 2013-12-01 | 0.2315 | 0.065516 | 0.3578 | 2017-01-01 | 320.8446 | 186.2611 | 787.9711 | 2004-06-10 | 28.237 |  | 1995-05-08 | 0.018
|  | 1988-10-06 | 0.185 | [5 empty] | 2007-08-31 | 1141.3141 |  |  | 2006-02-13 | 1028.613 |  |  | 2014-01-01 | 0.25525 | 0.097662 | 0.37378 | 2017-02-01 | 226.7852 | 0 | 472.5792 | 2004-06-11 | 28.237 |  | 1995-05-09 | 0.018
|  | 1988-11-01 | 0.02 | [5 empty] | 2007-09-10 | 1141.1312 |  |  | 2006-02-15 | 1028.615 |  |  | 2014-02-01 | 0.16682 | 2.9535e-05 | 0.3413 | 2017-03-01 | 215.9628 | 0 | 381.6846 | 2004-06-12 | 28.237 |  | 1995-06-07 | 0.01
|  | 1988-11-30 | 0.175 | [5 empty] | 2007-09-11 | 1141.1403 |  |  | 2006-02-20 | 1028.602 |  |  | 2014-03-01 | 0.16675 | 0.00056523 | 0.31631 | 2017-04-01 | 234.1618 | 0 | 350.2457 | 2004-06-13 | 28.237 |  | 1995-06-21 | 0.01
|  | 1989-01-27 | 0.115 | [5 empty] | 2007-09-15 | 1141.2552 |  |  | 2006-02-21 | 1028.545 |  |  | 2014-04-01 | 0.16125 | 0.00061867 | 0.3387 | 2017-05-01 | 6448.9381 | 4251.4713 | 8107.369 | 2004-06-14 | 28.237 |  | 1995-07-20 | 0.01
|  | 1989-02-07 | 0.0765 | [5 empty] | 2007-09-30 | 1141.3299 |  |  | 2006-02-23 | 1028.42 |  |  | 2014-05-01 | 0.086728 | 0.00057831 | 0.26785 | 2017-06-01 | 8154.1739 | 7467.0141 | 9545.0012 | 2004-06-15 | 28.237 |  | 1995-08-23 | 0.01
|  | 1989-02-13 | 0.115 | [5 empty] | 2007-10-15 | 1141.4543 |  |  | 2006-02-27 | 1028.05 |  |  | 2014-06-01 | 0.21005 | 0.14274 | 0.34558 | 2017-07-01 | 7792.3686 | 5293.7704 | 8483.7387 | 2004-06-16 | 28.237 |  | 1995-09-18 | 0.01
|  | 1989-03-14 | 0.058 | [5 empty] | 2007-10-31 | 1141.5884 |  |  | 2006-03-01 | 1027.89 |  |  | 2014-07-01 | 0.23061 | 0.13971 | 0.32381 | 2017-08-01 | 7546.3379 | 2180.6886 | 8022.2486 | 2004-06-17 | 28.237 |  | 1995-10-03 | 0.007
|  | 1989-04-12 | 0.046 | [5 empty] | 2007-11-15 | 1141.7042 |  |  | 2006-03-02 | 1027.795 |  |  | 2014-08-01 | 0.24044 | 0.080411 | 0.36859 | 2017-09-01 | 7408.9449 | 3620.9636 | 9124.4568 | 2004-06-18 | 28.237 |  | 1995-10-16 | 0.04
|  | 1989-05-31 | 0.034 | [5 empty] | 2007-11-30 | 1141.8017 |  |  | 2006-03-04 | 1027.63 |  |  | 2014-09-01 | 0.31177 | 0.21167 | 0.34836 | 2017-10-01 | 4692.5391 | 588.1631 | 7277.3276 | 2004-06-19 | 28.237 |  | 1995-11-14 | 0.02
|  | 1989-06-12 | 0.052 | [5 empty] | 2007-12-15 | 1141.8962 |  |  | 2006-03-06 | 1027.452 |  |  | 2014-10-01 | 0.29245 | 0.15608 | 0.51761 | 2017-11-01 | 522.4686 | 297.8412 | 6662.0993 | 2004-06-20 | 28.237 |  | 1995-12-06 | 0.02
|  | 1989-07-10 | 0.08 | [5 empty] | 2007-12-31 | 1141.9877 |  |  | 2006-03-08 | 1027.275 |  |  | 2014-11-01 | 0.26216 | 0.14285 | 0.47776 | 2017-12-01 | 409.3349 | 239.9748 | 2259.1737 | 2004-06-21 | 28.237 |  | 1995-12-12 | 0.01
|  | 1989-07-25 | 0.0365 | [5 empty] | 2008-01-15 | 1142.0639 |  |  | 2006-03-09 | 1027.18 |  |  | 2014-12-01 | 0.2607 | 0.13131 | 0.46811 | 2018-01-01 | 322.5371 | 186.1552 | 541.0237 | 2004-06-22 | 0 |  | 1996-01-25 | 0.02
|  | 1989-08-14 | 0.049 | [5 empty] | 2008-01-31 | 1142.1553 |  |  | 2006-03-20 | 1027.433 |  |  | 2015-01-01 | 0.27712 | 0.15982 | 0.49097 | 2018-02-01 | 222.0315 | 0 | 377.1048 | 2004-06-23 | 0 |  | 1996-02-14 | 0.02
|  | 1989-09-06 | [6 empty] | 2008-02-15 | 1142.2151 |  |  | 2006-03-30 | 1027.61 |  |  | 2015-02-01 | 0.1848 | 0.032139 | 0.46314 | 2018-03-01 | 215.1138 | 0 | 480.6645 | 2004-06-24 | 0 |  | 1996-03-05 | 0.024
|  | 1989-09-11 | 0.046 | [5 empty] | 2008-02-29 | 1142.2849 |  |  | 2006-04-06 | 1027.725 |  |  | 2015-03-01 | 0.18373 | 0.00061358 | 0.377 | 2018-04-01 | 236.3241 | 0 | 431.5086 | 2004-06-25 | 0 |  | 1996-03-12 | 0.02
|  | 1989-10-16 | 0.024 | [5 empty] | 2008-03-15 | 1142.3443 |  |  | 2006-04-18 | 1027.89 |  |  | 2015-04-01 | 0.14988 | 0.00065051 | 0.38431 | 2018-05-01 | 5210.6581 | 4133.4538 | 8113.1414 | 2004-06-26 | 0 |  | 1996-04-09 | 0.0075 | 0.0075
|  | 1989-11-15 | 0.131 | [5 empty] | 2008-03-31 | 1142.4113 |  |  | 2006-04-24 | 1028.16 |  |  | 2015-05-01 | 0.088581 | 0.00057679 | 0.29721 | 2018-06-01 | 9234.4553 | 7467.4246 | 9562.6284 | 2004-06-27 | 0 |  | 1996-04-23 | 0.08 | 0.08
|  | 1989-12-11 | 0.094 | [5 empty] | 2008-04-15 | 1142.4449 |  |  | 2006-05-01 | 1028.585 |  |  | 2015-06-01 | 0.21656 | 0.15099 | 0.34102 | 2018-07-01 | 8175.7681 | 7043.7384 | 8564.4687 | 2004-06-28 | 0 |  | 1996-05-13 | 0.04
|  | 1990-01-15 | 0.083 | [5 empty] | 2008-04-30 | 1142.515 |  |  | 2006-05-03 | 1028.55 |  |  | 2015-07-01 | 0.24035 | 0.13832 | 0.34639 | 2018-08-01 | 7551.3361 | 2021.2791 | 8018.9108 | 2004-06-29 | 0 |  | 1996-06-11 | 0.02
|  | 1990-02-12 | 0.064 | [5 empty] | 2008-05-15 | 1142.4936 |  |  | 2006-05-08 | 1028.422 |  |  | 2015-08-01 | 0.23342 | 0.075113 | 0.38506 | 2018-09-01 | 7447.8196 | 3628.1076 | 8451.0776 | 2004-06-30 | 0 |  | 1996-07-17 | 0.09
|  | 1990-03-12 | 0.027 | [5 empty] | 2008-05-31 | 1142.3961 |  |  | 2006-05-11 | 1028.065 |  |  | 2015-09-01 | 0.30956 | 0.24261 | 0.35453 | 2018-10-01 | 4984.045 | 588.072 | 7384.7077 | 2004-07-01 | 0 |  | 1996-08-15 | 0.01
|  | 1990-04-17 | 0.047 | [5 empty] | 2008-06-15 | 1142.1888 |  |  | 2006-05-15 | 1027.87 |  |  | 2015-10-01 | 0.2689 | 0.10943 | 0.43706 | 2018-11-01 | 529.5366 | 297.7705 | 6737.1387 | 2004-07-02 | 0 |  | 1996-09-11 | 0.01
|  | 1990-05-01 | 0.0975 | [5 empty] | 2008-06-30 | 1141.9663 |  |  | 2006-05-23 | 1027.872 |  |  | 2015-11-01 | 0.25653 | 0.12987 | 0.365 | 2018-12-01 | 408.8724 | 0 | 2491.4452 | 2004-07-03 | 0 |  | 1996-10-21 | 0.09
|  | 1990-05-02 | 0.124 | [5 empty] | 2008-07-15 | 1141.8505 |  |  | 2006-05-25 | 1027.777 |  |  | 2015-12-01 | 0.24553 | 0.12261 | 0.34431 | 2019-01-01 | 318.2176 | 186.1011 | 564.4706 | 2004-07-04 | 0 |  | 1996-11-21 | 0.06
|  | 1990-05-14 | 0.083 | [5 empty] | 2008-07-31 | 1141.6768 |  |  | 2006-05-29 | 1027.585 |  |  | 2016-01-01 | 0.26586 | 0.15727 | 0.36469 | 2019-02-01 | 225.442 | 0 | 344.5315 | 2004-07-05 | 0 |  | 1996-12-17
|  | 1990-06-11 | 0.06 | [5 empty] | 2008-08-15 | 1141.5061 |  |  | 2006-06-01 | 1027.463 |  |  | 2016-02-01 | 0.18894 | 3.3646e-05 | 0.40576 | 2019-03-01 | 215.5493 | 0 | 393.1518 | 2004-07-06 | 0 |  | 1996-12-19 | 0.12
|  | 1990-07-11 | 0.097 | [5 empty] | 2008-08-31 | 1141.3842 |  |  | 2006-06-05 | 1027.475 |  |  | 2016-03-01 | 0.19911 | 0.00053856 | 0.43687 | 2019-04-01 | 235.0927 | 0 | 407.5039 | 2004-07-07 | 0 |  | 1997-01-14 | 0.04
|  | 1990-08-13 | 0.039 | [5 empty] | 2008-09-11 | 1141.2074 |  |  | 2006-06-12 | 1027.522 |  |  | 2016-04-01 | 0.17242 | 0.00064316 | 0.4246 | 2019-05-01 | 5069.0118 | 4251.4718 | 8107.3699 | 2004-07-08 | 0 |  | 1997-02-26 | 0.03
|  | 1990-09-19 | 0.143 | [5 empty] | 2008-09-15 | 1141.1464 |  |  | 2006-06-21 | 1027.51 |  |  | 2016-05-01 | 0.095564 | 0.00066399 | 0.32796 | 2019-06-01 | 9242.9553 | 7467.0141 | 9563.0215 | 2004-07-09 | 18.312 |  | 1997-03-11 | 0.05
|  | 1990-10-02 | 0.0645 | [5 empty] | 2008-09-21 | 1141.065 |  |  | 2006-06-27 | 1027.272 |  |  | 2016-06-01 | 0.21722 | 0.15612 | 0.34331 | 2019-07-01 | 8204.4688 | 5203.9083 | 8564.6709 | 2004-07-10 | 18.312 |  | 1997-04-15 | 0.05 | 0.05
|  | 1990-10-04 | [6 empty] | 2008-09-30 | 1141.1949 |  |  | 2006-07-04 | 1027.52 |  |  | 2016-07-01 | 0.23029 | 0.15896 | 0.35106 | 2019-08-01 | 7527.8108 | 3108.3334 | 8022.2496 | 2004-07-11 | 18.312 |  | 1997-05-12 | 0.02
|  | 1990-10-18 | 0.157 | [5 empty] | 2008-10-15 | 1141.3842 |  |  | 2006-07-06 | 1027.521 |  |  | 2016-08-01 | 0.23554 | 0.0032954 | 0.45432 | 2019-09-01 | 7388.9558 | 3629.9092 | 7822.748 | 2004-07-12 | 18.312 |  | 1997-06-23 | 0.02
|  | 1990-11-14 | 0.149 | [5 empty] | 2008-10-31 | 1141.564 |  |  | 2006-07-10 | 1027.552 |  |  | 2016-09-01 | 0.31188 | 0.23288 | 0.33092 | 2019-10-01 | 4748.999 | 587.9072 | 7384.8848 | 2004-07-13 | 18.312 |  | 1997-07-15 | 0.12
|  | 1990-12-10 | 0.316 | [5 empty] | 2008-11-15 | 1141.7347 |  |  | 2006-07-13 | 1027.522 |  |  | 2016-10-01 | 0.27915 | 0.035117 | 0.5315 | 2019-11-01 | 515.8805 | 297.6588 | 6662.1201 | 2004-07-14 | 18.312 |  | 1997-08-12 | 0.11
|  | 1991-01-02 | 0.249 | [5 empty] | 2008-11-30 | 1141.845 |  |  | 2006-07-19 | 1027.522 |  |  | 2016-11-01 | 0.25929 | 0.10912 | 0.40444 | 2019-12-01 | 404.3119 | 239.7807 | 2276.6781 | 2004-07-15 | 18.312 |  | 1997-09-22 | 0.07
|  | 1991-01-14 | [6 empty] | 2008-12-15 | 1141.9663 |  |  | 2006-07-24 | 1027.518 |  |  | 2016-12-01 | 0.25557 | 0.10697 | 0.38626 | 2020-01-01 | 321.2167 | 186.1001 | 832.1027 | 2004-07-16 | 18.312 |  | 1997-10-20 | 0.02
|  | 1991-02-04 | 0.124 | [5 empty] | 2008-12-31 | 1142.0639 |  |  | 2006-07-31 | 1027.437 |  |  | 2017-01-01 | 0.27266 | 0.14363 | 0.41129 | 2020-02-01 | 226.8781 | 0 | 506.3194 | 2004-07-17 | 10.796 |  | 1997-11-18 | 0.03
|  | 1991-02-27 | 0.719 | [5 empty] | 2009-01-15 | 1142.1492 |  |  | 2006-08-07 | 1027.555 |  |  | 2017-02-01 | 0.17849 | 0.015891 | 0.44394 | 2020-03-01 | 218.6959 | 0 | 424.1444 | 2004-07-18 | 10.796 |  | 1997-12-08 | 0.02
|  | 1991-03-04 | 0.615 | [5 empty] | 2009-01-31 | 1142.2559 |  |  | 2006-08-14 | 1027.387 |  |  | 2017-03-01 | 0.19814 | 0.00060207 | 0.44242 | 2020-04-01 | 235.2321 | 0 | 373.434 | 2004-07-19 | 10.796 |  | 1998-01-12 | 0.03
|  | 1991-03-06 | [6 empty] | 2009-02-14 | 1142.3351 |  |  | 2006-08-22 | 1027.49 |  |  | 2017-04-01 | 0.17472 | 0.00052262 | 0.39416 | 2020-05-01 | 7609.3808 | 4251.4709 | 8051.0088 | 2004-07-20 | 10.796 |  | 1998-02-24 | 0.05
|  | 1991-04-01 | 0.139 | [5 empty] | 2009-02-26 | 1142.3961 |  |  | 2006-08-28 | 1027.57 |  |  | 2017-05-01 | 0.10059 | 0.00055852 | 0.31841 | 2020-06-01 | 7857.6557 | 7467.0146 | 9563.03 | 2004-07-21 | 10.796 |  | 1998-03-17 | 0.02
|  | 1991-05-01 | 0.069 | [5 empty] | 2009-03-15 | 1142.4799 |  |  | 2006-08-29 | 1027.525 |  |  | 2017-06-01 | 0.2249 | 0.15244 | 0.3346 | 2020-07-01 | 7624.3906 | 5999.5598 | 8564.6747 | 2004-07-22 | 10.796 |  | 1998-04-13 | 0.35 | 0.35
|  | 1991-05-08 | 0.0355 | [5 empty] | 2009-03-31 | 1142.55 |  |  | 2006-09-05 | 1027.268 |  |  | 2017-07-01 | 0.23727 | 0.14422 | 0.31827 | 2020-08-01 | 7491.8304 | 3988.0861 | 8021.8792 | 2004-07-23 | 10.796 |  | 1998-05-18 | 0.05
|  | 1991-06-03 | 0.048 | [5 empty] | 2009-04-15 | 1142.6201 |  |  | 2006-09-12 | 1027.473 |  |  | 2017-08-01 | 0.22823 | 0.060075 | 0.3944 | 2020-09-01 | 7384.4134 | 3632.0855 | 9152.3336 | 2004-07-24 | 10.796 |  | 1998-06-15 | 0.06
|  | 1991-06-07 | 0.039 | [5 empty] | 2009-04-30 | 1142.71 |  |  | 2006-09-19 | 1027.45 |  |  | 2017-09-01 | 0.31209 | 0.20431 | 0.34021 | 2020-10-01 | 4841.8129 | 587.9795 | 7803.8086 | 2004-07-25 | 10.796 |  | 1998-07-21 | 0.04
|  | 1991-06-13 | 0.039 | [5 empty] | 2009-05-15 | 1142.85 |  |  | 2006-09-20 | 1027.336 |  |  | 2017-10-01 | 0.27747 | 0.10471 | 0.49574 | 2020-11-01 | 515.9723 | 297.7103 | 6737.5048 | 2004-07-26 | 10.796 |  | 1998-08-10 | 0.03
|  | 1991-06-30 | 0.039 | [5 empty] | 2009-05-31 | 1142.8701 |  |  | 2006-09-21 | 1027.227 |  |  | 2017-11-01 | 0.25934 | 0.15038 | 0.4255 | 2020-12-01 | 403.9284 | 239.8355 | 2534.5928 | 2004-07-27 | 10.796 |  | 1998-09-10
|  | 1991-07-01 | 0.026 | [5 empty] | 2009-06-15 | 1142.8399 |  |  | 2006-09-26 | 1027.32 |  |  | 2017-12-01 | 0.2517 | 0.13635 | 0.39368 | 2021-01-01 | 319.4881 | 186.2117 | 462.8088 | 2004-07-28 | 10.796 |  | 1998-09-25 | 0.04
|  | 1991-07-02 | 0.026 | [5 empty] | 2009-06-30 | 1142.6652 |  |  | 2006-10-04 | 1027.468 |  |  | 2018-01-01 | 0.27519 | 0.16225 | 0.40952 | 2021-02-01 | 224.2912 | 0 | 330.0968 | 2004-07-29 | 10.796 |  | 1998-10-19 | 0.03
|  | 1991-07-22 | 0.053 | [5 empty] | 2009-07-13 | 1142.5052 |  |  | 2006-10-10 | 1027.601 |  |  | 2018-02-01 | 0.19086 | 0.025704 | 0.40701 | 2021-03-01 | 215.0884 | 0 | 480.6207 | 2004-07-30 | 10.796 |  | 1998-11-17 | 0.03
|  | 1991-07-24 | 0.0415 | [5 empty] | 2009-07-20 | 1142.4351 |  |  | 2006-10-17 | 1027.749 |  |  | 2018-03-01 | 0.19885 | 0.00054075 | 0.45371 | 2021-04-01 | 234.4084 | 0 | 391.1551 | 2004-07-31 | 0 |  | 1998-12-21 | 0.02
|  | 1991-08-05 | 0.065 | [5 empty] | 2009-07-27 | 1142.3199 |  |  | 2006-10-24 | 1027.902 |  |  | 2018-04-01 | 0.17221 | 0.00056826 | 0.45485 | 2021-05-01 | 5375.3965 | 4133.4533 | 8107.368 | 2004-08-01 | 0 |  | 1999-01-18 | 0.03
|  | 1991-09-03 | 0.062 | [5 empty] | 2009-08-03 | 1142.2001 |  |  | 2006-10-31 | 1028.035 |  |  | 2018-05-01 | 0.093376 | 0.00054088 | 0.37816 | 2021-06-01 | 8139.6691 | 7467.0141 | 9560.5727 | 2004-08-02 | 0 |  | 1999-02-22 | 0.07
|  | 1991-09-27 | 0.056 | [5 empty] | 2009-08-07 | 1142.1849 |  |  | 2006-11-07 | 1028.168 |  |  | 2018-06-01 | 0.22814 | 0.16295 | 0.34496 | 2021-07-01 | 7761.8322 | 5153.2488 | 8563.4163 | 2004-08-03 | 0 |  | 1999-03-17 | 0.02
|  | 1991-10-07 | 0.05 | [5 empty] | 2009-08-10 | 1142.1651 |  |  | 2006-11-14 | 1028.303 |  |  | 2018-07-01 | 0.23572 | 0.13486 | 0.32372 | 2021-08-01 | 7549.7825 | 3565.5673 | 8021.8783 | 2004-08-04 | 0 |  | 1999-04-20 | 0.02 | 0.02
|  | 1991-11-01 | 0.022 | [5 empty] | 2009-08-18 | 1142.0651 |  |  | 2006-11-21 | 1028.42 |  |  | 2018-08-01 | 0.23325 | 0.075671 | 0.41352 | 2021-09-01 | 7457.0857 | 3622.2145 | 9261.035 | 2004-08-05 | 0 |  | 1999-05-17 | 0.05
|  | 1991-11-06 | 0.053 | [5 empty] | 2009-08-24 | 1142.02 |  |  | 2006-12-07 | 1028.635 |  |  | 2018-09-01 | 0.31091 | 0.2101 | 0.35072 | 2021-10-01 | 4822.1847 | 0 | 7908.4664 | 2004-08-06 | 0 |  | 1999-07-03 | 0.05
|  | 1991-12-03 | 0.086 | [5 empty] | 2009-08-31 | 1141.845 |  |  | 2006-12-14 | 1028.732 |  |  | 2018-10-01 | 0.27017 | 0.10717 | 0.44037 | 2021-11-01 | 522.4836 | 0 | 6737.0385 | 2004-08-07 | 0 |  | 1999-07-27 | 0.0075
|  | 1992-01-21 | 0.334 | [5 empty] | 2009-09-07 | 1141.6749 |  |  | 2007-01-04 | 1028.95 |  |  | 2018-11-01 | 0.26128 | 0.10167 | 0.38923 | 2021-12-01 | 405.8748 | 0 | 2505.7171 | 2004-08-08 | 0 |  | 1999-07-29
|  | 1992-02-20 | 0.211 | [5 empty] | 2009-09-14 | 1141.5201 |  |  | 2007-01-18 | 1029.09 |  |  | 2018-12-01 | 0.25632 | 0.099517 | 0.37883 | 2022-01-01 | 318.9657 | 186.1375 | 1470.9177 | 2004-08-09 | 0 |  | 1999-08-12 | 0.02
|  | 1992-03-12 | 0.156 | [5 empty] | 2009-09-18 | 1141.415 |  |  | 2007-02-01 | 1029.2 |  |  | 2019-01-01 | 0.27574 | 0.13164 | 0.40121 |  |  |  |  | 2004-08-10 | 0 |  | 1999-08-31
|  | 1992-04-29 | 0.058667 | [5 empty] | 2009-09-19 | 1141.3799 |  |  | 2007-02-15 | 1029.308 |  |  | 2019-02-01 | 0.19502 | 0.020589 | 0.42038 |  |  |  |  | 2004-08-11 | 0 |  | 1999-09-10 | 0.0075
|  | 1992-05-12 | 0.056 | [5 empty] | 2009-09-20 | 1141.34 |  |  | 2007-03-08 | 1029.48 |  |  | 2019-03-01 | 0.19587 | 0.0096837 | 0.4032 |  |  |  |  | 2004-08-12 | 0 |  | 1999-10-29 | 0.02
|  | 1992-06-09 | 0.01 | [5 empty] | 2009-09-21 | 1141.2949 |  |  | 2007-03-29 | 1029.632 |  |  | 2019-04-01 | 0.16701 | 0.011669 | 0.36954 |  |  |  |  | 2004-08-13 | 0 |  | 1999-11-22 | 0.0075
|  | 1992-06-26 | 0.0265 | [5 empty] | 2009-09-24 | 1141.2001 |  |  | 2007-04-02 | 1029.65 |  |  | 2019-05-01 | 0.091647 | 0.00057067 | 0.28772 |  |  |  |  | 2004-08-14 | 0 |  | 1999-12-14 | 0.09
|  | 1992-07-14 | 0.019 | [5 empty] | 2009-09-29 | 1141.24 |  |  | 2007-04-12 | 1028.75 |  |  | 2019-06-01 | 0.21918 | 0.15941 | 0.34946 |  |  |  |  | 2004-08-15 | 0 |  | 2000-01-27 | 0.09
|  | 1992-07-21 | 0.0315 | [5 empty] | 2009-10-01 | 1141.215 |  |  | 2007-04-26 | 1029.1 |  |  | 2019-07-01 | 0.23845 | 0.15999 | 0.37917 |  |  |  |  | 2004-08-16 | 0 |  | 2000-02-28 | 0.39
|  | 1992-08-10 | 0.043 | [5 empty] | 2009-10-05 | 1141.24 |  |  | 2007-05-03 | 1029.358 |  |  | 2019-08-01 | 0.23398 | 0.067343 | 0.44676 |  |  |  |  | 2004-08-17 | 0 |  | 2000-03-23 | 0.02
|  | 1992-09-09 | 0.117 | [5 empty] | 2009-10-09 | 1141.2699 |  |  | 2007-05-07 | 1029.498 |  |  | 2019-09-01 | 0.31121 | 0.21692 | 0.33114 |  |  |  |  | 2004-08-18 | 0 |  | 2000-04-27 | 0.22 | 0.22
|  | 1992-09-10 | 0.163 | [5 empty] | 2009-10-12 | 1141.2851 |  |  | 2007-05-09 | 1029.295 |  |  | 2019-10-01 | 0.27424 | 0.087643 | 0.59746 |  |  |  |  | 2004-08-19 | 0 |  | 2000-05-15 | 0.11
|  | 1992-10-06 | 0.26 | [5 empty] | 2009-10-19 | 1141.365 |  |  | 2007-05-10 | 1029.191 |  |  | 2019-11-01 | 0.25859 | 0.11298 | 0.54731 |  |  |  |  | 2004-08-20 | 82.251 |  | 2000-06-26 | 0.33
|  | 1992-10-19 | [6 empty] | 2009-10-26 | 1141.5 |  |  | 2007-05-14 | 1028.77 |  |  | 2019-12-01 | 0.2512 | 0.11142 | 0.5287 |  |  |  |  | 2004-08-21 | 82.251 |  | 2000-07-25 | 0.5
|  | 1992-11-24 | 0.122 | [5 empty] | 2009-11-02 | 1141.6451 |  |  | 2007-05-17 | 1028.98 |  |  | 2020-01-01 | 0.27421 | 0.1477 | 0.55323 |  |  |  |  | 2004-08-22 | 82.251 |  | 2000-08-29 | 0.13
|  | 1992-11-25 | 0.129 | [5 empty] | 2009-11-09 | 1141.6792 |  |  | 2007-05-22 | 1028.933 |  |  | 2020-02-01 | 0.19356 | 0.059618 | 0.54726 |  |  |  |  | 2004-08-23 | 82.251 |  | 2000-09-25 | 0.022
|  | 1993-02-16 | 0.03 | [5 empty] | 2009-11-16 | 1141.7451 |  |  | 2007-05-24 | 1028.837 |  |  | 2020-03-01 | 0.20001 | 0.038604 | 0.50952 |  |  |  |  | 2004-08-24 | 82.251 |  | 2000-10-28
|  | 1993-04-27 | 0.144 | [5 empty] | 2009-11-23 | 1141.7853 |  |  | 2007-05-28 | 1028.846 |  |  | 2020-04-01 | 0.17607 | 0.00041453 | 0.41967 |  |  |  |  | 2004-08-25 | 82.251 |  | 2000-10-29 | 0.01
|  | 1993-06-24 | 0.0155 | [5 empty] | 2009-11-30 | 1141.8252 |  |  | 2007-05-31 | 1028.84 |  |  | 2020-05-01 | 0.10187 | 0.00039709 | 0.35722 |  |  |  |  | 2004-08-26 | 82.251 |  | 2000-11-13 | 0.06
|  | 1993-08-02 | 0.04 | [5 empty] | 2009-12-07 | 1141.845 |  |  | 2007-06-04 | 1028.661 |  |  | 2020-06-01 | 0.22242 | 0.16023 | 0.3457 |  |  |  |  | 2004-08-27 | 82.251 |  | 2000-11-18 | 0.03
|  | 1993-09-20 | 0.067 | [5 empty] | 2009-12-14 | 1141.9063 |  |  | 2007-06-11 | 1028.626 |  |  | 2020-07-01 | 0.24807 | 0.14076 | 0.33453 |  |  |  |  | 2004-08-28 | 82.251 |  | 2000-12-14 | 0.022
|  | 1993-10-04 | 0.047 | [5 empty] | 2010-01-04 | 1142.0002 |  |  | 2007-06-14 | 1028.605 |  |  | 2020-08-01 | 0.22624 | 0.061154 | 0.37488 |  |  |  |  | 2004-08-29 | 82.251 |  | 2001-01-13 | 0.02
|  | 1993-10-18 | 0.04125 | [5 empty] | 2010-01-18 | 1142.0953 |  |  | 2007-06-18 | 1028.561 |  |  | 2020-09-01 | 0.31281 | 0.23474 | 0.3334 |  |  |  |  | 2004-08-30 | 82.251 |  | 2001-02-10 | 0.02
|  | 1993-11-01 | 0.0795 | [5 empty] | 2010-02-01 | 1142.1852 |  |  | 2007-06-21 | 1028.56 |  |  | 2020-10-01 | 0.27765 | 0.1171 | 0.52643 |  |  |  |  | 2004-08-31 | 82.251 |  | 2001-03-10 | 0.03
|  | 1993-11-15 | 0.0835 | [5 empty] | 2010-02-16 | 1142.28 |  |  | 2007-06-25 | 1028.88 |  |  | 2020-11-01 | 0.25731 | 0.1089 | 0.46382 |  |  |  |  | 2004-09-01 | 82.251 |  | 2001-04-16 | 0.02 | 0.02
|  | 1993-11-29 | 0.1035 | [5 empty] | 2010-03-01 | 1142.315 |  |  | 2007-06-28 | 1028.85 |  |  | 2020-12-01 | 0.25525 | 0.10151 | 0.44033 |  |  |  |  | 2004-09-02 | 82.251 |  | 2001-05-14 | 0.07
|  | 1993-12-13 | 0.0546 | [5 empty] | 2010-03-15 | 1142.34 |  |  | 2007-07-03 | 1028.787 |  |  | 2021-01-01 | 0.27501 | 0.13454 | 0.45883 |  |  |  |  | 2004-09-03 | 82.251 |  | 2001-06-17 | 0.02
|  | 1994-01-17 | 0.08475 | [5 empty] | 2010-03-29 | 1142.5302 |  |  | 2007-07-05 | 1028.789 |  |  | 2021-02-01 | 0.19542 | 0.015528 | 0.36336 |  |  |  |  | 2004-09-04 | 82.251 |  | 2001-07-14 | 0.06
|  | 1994-01-31 | 0.1015 | [5 empty] | 2010-04-05 | 1142.561 |  |  | 2007-07-09 | 1028.846 |  |  | 2021-03-01 | 0.20022 | 0.00057446 | 0.45046 |  |  |  |  | 2004-09-05 | 82.251 |  | 2001-08-14 | 0.03
|  | 1994-03-01 | 0.054 | [5 empty] | 2010-04-12 | 1142.6012 |  |  | 2007-07-12 | 1028.8 |  |  | 2021-04-01 | 0.17378 | 0.00059485 | 0.42586 |  |  |  |  | 2004-09-06 | 82.251 |  | 2001-09-17 | 0.03
|  | 1994-08-10 | 0.03725 | [5 empty] | 2010-04-19 | 1142.6455 |  |  | 2007-07-19 | 1028.763 |  |  | 2021-05-01 | 0.094872 | 0.00055959 | 0.35438 |  |  |  |  | 2004-09-07 | 82.251 |  | 2001-10-15 | 0.0075
|  | 1994-10-12 | 0.03475 | [5 empty] | 2010-04-26 | 1142.6465 |  |  | 2007-07-26 | 1028.692 |  |  | 2021-06-01 | 0.22248 | 0.15526 | 0.34208 |  |  |  |  | 2004-09-08 | 82.251 |  | 2001-11-13 | 0.06
|  | 1994-11-25 | 0.07 | [5 empty] | 2010-05-03 | 1142.6555 |  |  | 2007-08-02 | 1028.608 |  |  | 2021-07-01 | 0.22948 | 0.10882 | 0.32864 |  |  |  |  | 2004-09-09 | 82.251 |  | 2001-12-14
|  | 1995-01-25 | 0.0055 | [5 empty] | 2010-05-10 | 1142.625 |  |  | 2007-08-09 | 1028.547 |  |  | 2021-08-01 | 0.23179 | 0.088864 | 0.38186 |  |  |  |  | 2004-09-10 | 82.251 |  | 2001-12-15 | 0.02
|  | 1995-03-06 | 0.00375 | [5 empty] | 2010-05-17 | 1142.6092 |  |  | 2007-08-16 | 1028.374 |  |  | 2021-09-01 | 0.31034 | 0.25492 | 0.33466 |  |  |  |  | 2004-09-11 | 82.251 |  | 2002-01-15 | 0.09
|  | 1995-03-08 | 0.03 | [5 empty] | 2010-05-24 | 1142.5655 |  |  | 2007-08-23 | 1028.085 |  |  | 2021-10-01 | 0.30325 | 0.093725 | 0.52417 |  |  |  |  | 2004-09-12 | 82.251 |  | 2002-02-12 | 0.01
|  | 1995-05-08 | 0.0525 | [5 empty] | 2010-05-31 | 1142.461 |  |  | 2007-08-30 | 1028.038 |  |  | 2021-11-01 | 0.26086 | 0.088795 | 0.38925 |  |  |  |  | 2004-09-13 | 82.251 |  | 2002-03-12 | 0.05
|  | 1995-06-21 | 0.01 | [5 empty] | 2010-06-07 | 1142.3321 |  |  | 2007-09-06 | 1028.025 |  |  | 2021-12-01 | 0.25618 | 0.088726 | 0.36975 |  |  |  |  | 2004-09-14 | 82.251 |  | 2002-04-15 | 0.04 | 0.04
|  | 1995-07-20 | 0.01 | [5 empty] | 2010-06-14 | 1142.2175 |  |  | 2007-09-11 | 1028.025 |  |  | 2022-01-01 | 0.27463 | 0.11272 | 0.38956 |  |  |  |  | 2004-09-15 | 82.251 |  | 2002-05-13 | 0.07
|  | 1995-08-23 | 0.05 | [5 empty] | 2010-06-21 | 1142.0831 |  |  | 2007-09-12 | 1027.91 | [10 empty] | 2004-09-16 | 82.251 |  | 2002-06-16 | 0.03
|  | 1995-10-16 | 0.08 | [5 empty] | 2010-06-28 | 1141.941 |  |  | 2007-09-13 | 1027.845 | [10 empty] | 2004-09-17 | 82.251 |  | 2002-07-16 | 0.017
|  | 1995-11-14 | 0.17 | [5 empty] | 2010-07-05 | 1141.8216 |  |  | 2007-09-17 | 1027.559 | [10 empty] | 2004-09-18 | 0 |  | 2002-08-12 | 0.009
|  | 1995-12-06 | 0.14 | [5 empty] | 2010-07-12 | 1141.6734 |  |  | 2007-09-24 | 1027.755 | [10 empty] | 2004-09-19 | 0 |  | 2002-09-16 | 0.011
|  | 1995-12-12 | 0.111 | [5 empty] | 2010-07-19 | 1141.4875 |  |  | 2007-09-27 | 1027.84 | [10 empty] | 2004-09-20 | 0 |  | 2002-10-15 | 0.024
|  | 1996-01-25 | 0.1 | [5 empty] | 2010-07-26 | 1141.3141 |  |  | 2007-10-15 | 1028.295 | [10 empty] | 2004-09-21 | 0 |  | 2002-11-12 | 0.031
|  | 1996-02-14 | 0.09 | [5 empty] | 2010-08-02 | 1141.1681 |  |  | 2007-10-18 | 1028.358 | [10 empty] | 2004-09-22 | 0 |  | 2002-12-10 | 0.034
|  | 1996-03-06 | 0.123 | [5 empty] | 2010-08-09 | 1141.0422 |  |  | 2007-10-22 | 1028.442 | [10 empty] | 2004-09-23 | 0 |  | 2003-01-14 | 0.029
|  | 1996-03-12 | 0.08 | [5 empty] | 2010-08-16 | 1140.894 |  |  | 2007-10-25 | 1028.22 | [10 empty] | 2004-09-24 | 0 |  | 2003-02-15 | 0.023
|  | 1996-04-09 | 0.02 | [5 empty] | 2010-08-23 | 1140.7673 |  |  | 2007-10-29 | 1027.997 | [10 empty] | 2004-09-25 | 0 |  | 2003-03-15 | 0.022
|  | 1996-05-15 | 0.05 | [5 empty] | 2010-08-27 | 1140.6801 |  |  | 2007-11-08 | 1028.268 | [10 empty] | 2004-09-26 | 0 |  | 2003-04-15 | 0.021 | 0.021
|  | 1996-05-29 | 0.04 | [5 empty] | 2010-08-30 | 1140.6965 |  |  | 2007-11-22 | 1028.551 | [10 empty] | 2004-09-27 | 0 |  | 2003-05-13 | 0.037
|  | 1996-06-11 | 0.02 | [5 empty] | 2010-09-06 | 1140.7703 |  |  | 2007-12-06 | 1028.802 | [10 empty] | 2004-09-28 | 0 |  | 2003-06-14 | 0.016
|  | 1996-06-21 | 1.48 | [5 empty] | 2010-09-13 | 1140.8102 |  |  | 2008-01-03 | 1029.27 | [10 empty] | 2004-09-29 | 0 |  | 2003-07-14 | 0.034
|  | 1996-07-17 | 0.02 | [5 empty] | 2010-09-20 | 1140.8502 |  |  | 2008-01-16 | 1029.442 | [10 empty] | 2004-09-30 | 0 |  | 2003-08-11 | 0.011
|  | 1996-08-05 | 0.01 | [5 empty] | 2010-09-27 | 1140.8691 |  |  | 2008-02-13 | 1029.782 | [10 empty] | 2004-10-01 | 0 |  | 2003-09-08 | 0.012
|  | 1996-08-15 | 0.03 | [5 empty] | 2010-10-04 | 1140.9413 |  |  | 2008-03-05 | 1029.996 | [10 empty] | 2004-10-02 | 0 |  | 2003-10-14 | 0.027
|  | 1996-09-03 | 0.04 | [5 empty] | 2010-10-12 | 1140.9663 |  |  | 2008-03-20 | 1030.116 | [10 empty] | 2004-10-03 | 0 |  | 2003-11-15 | 0.022
|  | 1996-09-11 | 0.04 | [5 empty] | 2010-10-25 | 1141.0611 |  |  | 2008-04-03 | 1030.211 | [10 empty] | 2004-10-04 | 0 |  | 2003-12-14
|  | 1996-10-02 | [6 empty] | 2010-11-08 | 1141.0861 |  |  | 2008-04-10 | 1030.254 | [10 empty] | 2004-10-05 | 0 |  | 2003-12-15 | 0.014
|  | 1996-10-16 | 0.08 | [5 empty] | 2010-11-22 | 1141.1641 |  |  | 2008-04-14 | 1029.93 | [10 empty] | 2004-10-06 | 0 |  | 2004-01-12 | 0.024
|  | 1996-10-21 | 0.09 | [5 empty] | 2010-12-06 | 1141.254 |  |  | 2008-04-21 | 1029.625 | [10 empty] | 2004-10-07 | 0 |  | 2004-02-16 | 0.032
|  | 1996-11-21 | 0.1 | [5 empty] | 2010-12-16 | 1141.3162 |  |  | 2008-04-24 | 1029.398 | [10 empty] | 2004-10-08 | 0 |  | 2004-03-15 | 0.031
|  | 1996-12-19 | 0.12 | [5 empty] | 2011-01-03 | 1141.4779 |  |  | 2008-04-28 | 1029.25 | [10 empty] | 2004-10-09 | 0 |  | 2004-04-13 | 0.024 | 0.024
|  | 1997-01-14 | 0.05 | [5 empty] | 2011-01-17 | 1141.556 |  |  | 2008-05-05 | 1029.433 | [10 empty] | 2004-10-10 | 0 |  | 2004-05-14 | 0.027
|  | 1997-02-17 | 0.06 | [5 empty] | 2011-01-31 | 1141.643 |  |  | 2008-05-06 | 1029.44 | [10 empty] | 2004-10-11 | 0 |  | 2004-06-14 | 0.007
|  | 1997-02-26 | [6 empty] | 2011-02-14 | 1141.729 |  |  | 2008-05-07 | 1029.421 | [10 empty] | 2004-10-12 | 0 |  | 2004-07-12 | 0.009
|  | 1997-03-11 | 0.05 | [5 empty] | 2011-02-28 | 1141.8592 |  |  | 2008-05-08 | 1029.402 | [10 empty] | 2004-10-13 | 0 |  | 2004-08-09 | 0.011
|  | 1997-04-15 | 0.06 | [5 empty] | 2011-03-07 | 1141.8946 |  |  | 2008-05-12 | 1029.362 | [10 empty] | 2004-10-14 | 0 |  | 2004-09-13 | 0.012
|  | 1997-04-28 | 0.04 | [5 empty] | 2011-03-21 | 1141.912 |  |  | 2008-05-20 | 1029.34 | [10 empty] | 2004-10-15 | 27.904 |  | 2004-10-12 | 0.025
|  | 1997-05-12 | 0.04 | [5 empty] | 2011-04-04 | 1141.972 |  |  | 2008-05-21 | 1029.335 | [10 empty] | 2004-10-16 | 27.904 |  | 2004-11-15 | 0.024
|  | 1997-06-23 | 0.04 | [5 empty] | 2011-04-18 | 1142.0833 |  |  | 2008-05-22 | 1029.332 | [10 empty] | 2004-10-17 | 27.904 |  | 2004-12-03 | 0.02
|  | 1997-07-15 | 0.07 | [5 empty] | 2011-05-02 | 1142.057 |  |  | 2008-05-26 | 1029.276 | [10 empty] | 2004-10-18 | 27.904 |  | 2005-01-21 | 0.031
|  | 1997-07-24 | [6 empty] | 2011-05-16 | 1141.948 |  |  | 2008-05-28 | 1029.254 | [10 empty] | 2004-10-19 | 27.904 |  | 2005-02-08 | 0.035
|  | 1997-08-06 | [6 empty] | 2011-05-30 | 1141.984 |  |  | 2008-06-02 | 1029.251 | [10 empty] | 2004-10-20 | 27.904 |  | 2005-03-15 | 0.031
|  | 1997-08-12 | 0.11 | [5 empty] | 2011-06-06 | 1141.942 |  |  | 2008-06-05 | 1029.164 | [10 empty] | 2004-10-21 | 27.904 |  | 2005-04-11 | 0.038 | 0.038
|  | 1997-09-22 | 0.15 | [5 empty] | 2011-06-09 | 1141.936 |  |  | 2008-06-11 | 1028.976 | [10 empty] | 2004-10-22 | 275.55 |  | 2005-05-09 | 0.031
|  | 1997-09-30 | 0.12 | [5 empty] | 2011-06-13 | 1141.8269 |  |  | 2008-06-18 | 1028.891 | [10 empty] | 2004-10-23 | 275.55 |  | 2005-06-20 | 0.016
|  | 1997-10-07 | 0.11 | [5 empty] | 2011-06-20 | 1141.873 |  |  | 2008-06-23 | 1028.686 | [10 empty] | 2004-10-24 | 275.55 |  | 2005-07-25 | 0.015
|  | 1997-10-20 | 0.08 | [5 empty] | 2011-06-27 | 1141.848 |  |  | 2008-06-24 | 1028.638 | [10 empty] | 2004-10-25 | 275.55 |  | 2005-08-22 | 0.023
|  | 1997-11-04 | [6 empty] | 2011-07-04 | 1141.838 |  |  | 2008-06-26 | 1028.549 | [10 empty] | 2004-10-26 | 77.242 |  | 2005-09-05 | 0.036
|  | 1997-11-19 | 0.06 | [5 empty] | 2011-07-11 | 1141.781 |  |  | 2008-07-02 | 1028.271 | [10 empty] | 2004-10-27 | 0 |  | 2005-09-06 | 0.036
|  | 1997-12-08 | 0.06 | [5 empty] | 2011-07-18 | 1141.788 |  |  | 2008-07-03 | 1028.24 | [10 empty] | 2004-10-28 | 0 |  | 2005-10-10 | 0.028
|  | 1998-01-12 | 0.06 | [5 empty] | 2011-07-25 | 1141.645 |  |  | 2008-07-07 | 1028.222 | [10 empty] | 2004-10-29 | 0 |  | 2005-11-01 | 0.035
|  | 1998-02-24 | 0.03 | [5 empty] | 2011-08-01 | 1141.572 |  |  | 2008-07-08 | 1028.235 | [10 empty] | 2004-10-30 | 0 |  | 2005-12-13 | 0.058
|  | 1998-03-17 | 0.02 | [5 empty] | 2011-08-08 | 1141.466 |  |  | 2008-07-10 | 1028.252 | [10 empty] | 2004-10-31 | 0 |  | 2006-01-23 | 0.094
|  | 1998-04-13 | 0.32 | [5 empty] | 2011-08-15 | 1141.373 |  |  | 2008-07-17 | 1028.28 | [10 empty] | 2004-11-01 | 0 |  | 2006-02-14 | 0.035
|  | 1998-04-16 | [6 empty] | 2011-08-22 | 1141.273 |  |  | 2008-07-24 | 1028.273 | [10 empty] | 2004-11-02 | 0 |  | 2006-04-24 | 0.14 | 0.14
|  | 1998-04-22 | 0.11 | [5 empty] | 2011-08-29 | 1141.151 |  |  | 2008-08-14 | 1028.068 | [10 empty] | 2004-11-03 | 0 |  | 2006-04-25 | 0.14 | 0.14
|  | 1998-04-24 | 0.08 | [5 empty] | 2011-09-05 | 1141.014 |  |  | 2008-08-21 | 1028.15 | [10 empty] | 2004-11-04 | 0 |  | 2006-05-17 | 0.042
|  | 1998-04-26 | 0.05 | [5 empty] | 2011-09-12 | 1140.862 |  |  | 2008-08-28 | 1028.34 | [10 empty] | 2004-11-05 | 0 |  | 2006-06-19 | 0.017
|  | 1998-04-30 | 0.04 | [5 empty] | 2011-09-19 | 1140.762 |  |  | 2008-09-02 | 1028.426 | [10 empty] | 2004-11-06 | 0 |  | 2006-07-18 | 0.02
|  | 1998-05-18 | 0.3 | [5 empty] | 2011-09-26 | 1140.827 |  |  | 2008-09-11 | 1028.565 | [10 empty] | 2004-11-07 | 0 |  | 2006-08-21 | 0.023
|  | 1998-06-15 | 0.06 | [5 empty] | 2011-10-03 | 1140.883 |  |  | 2008-09-18 | 1028.638 | [10 empty] | 2004-11-08 | 0 |  | 2006-09-11 | 0.023
|  | 1998-06-19 | 0.0093 | [5 empty] | 2011-10-17 | 1140.98 |  |  | 2008-09-22 | 1028.582 | [10 empty] | 2004-11-09 | 0 |  | 2006-10-16 | 0.065
|  | 1998-06-20 | 0.09 | [5 empty] | 2011-10-31 | 1141.059 |  |  | 2008-09-25 | 1028.504 | [10 empty] | 2004-11-10 | 0 |  | 2006-11-14 | 0.064
|  | 1998-06-21 | 0.18 | [5 empty] | 2011-11-07 | 1141.105 |  |  | 2008-09-29 | 1028.402 | [10 empty] | 2004-11-11 | 0 |  | 2007-04-18 | 0.18 | 0.18
|  | 1998-07-21 | 0.05 | [5 empty] | 2011-11-14 | 1141.167 |  |  | 2008-10-02 | 1028.227 | [10 empty] | 2004-11-12 | 0 |  | 2007-05-14 | 0.068
|  | 1998-08-04 | [6 empty] | 2011-11-28 | 1141.26 |  |  | 2008-10-06 | 1028.043 | [10 empty] | 2004-11-13 | 0 |  | 2007-06-18 | 0.029
|  | 1998-08-10 | 0.13 | [5 empty] | 2011-12-13 | 1141.39 |  |  | 2008-10-09 | 1028.005 | [10 empty] | 2004-11-14 | 0 |  | 2007-07-16 | 0.025
|  | 1998-09-25 | 0.07 | [5 empty] | 2012-01-03 | 1141.574 |  |  | 2008-10-16 | 1027.365 | [10 empty] | 2004-11-15 | 0 |  | 2007-08-13 | 0.031
|  | 1998-10-19 | 0.08 | [5 empty] | 2012-01-16 | 1141.602 |  |  | 2008-10-22 | 1027.135 | [10 empty] | 2004-11-16 | 0 |  | 2007-09-10 | 0.025
|  | 1998-11-17 | 0.09 | [5 empty] | 2012-01-30 | 1141.65 |  |  | 2008-11-12 | 1027.803 | [10 empty] | 2004-11-17 | 0 |  | 2007-10-22 | 0.063
|  | 1998-12-21 | 0.06 | [5 empty] | 2012-02-13 | 1141.717 |  |  | 2008-12-04 | 1028.325 | [10 empty] | 2004-11-18 | 0 |  | 2007-11-13 | 0.068
|  | 1999-01-18 | 0.06 | [5 empty] | 2012-02-27 | 1141.772 |  |  | 2009-01-22 | 1029.148 | [10 empty] | 2004-11-19 | 0 |  | 2007-12-09 | 0.097
|  | 1999-02-22 | 0.03 | [5 empty] | 2012-03-12 | 1141.837 |  |  | 2009-02-26 | 1029.56 | [10 empty] | 2004-11-20 | 0 |  | 2008-01-07 | 0.056
|  | 1999-03-17 | 0.04 | [5 empty] | 2012-03-26 | 1141.889 |  |  | 2009-03-24 | 1029.837 | [10 empty] | 2004-11-21 | 0 |  | 2008-01-08 | 0.056
|  | 1999-04-20 | 0.03 | [5 empty] | 2012-01-01 | 1141.6 | 1141.6 | 1141.6 | 2009-03-27 | 1029.796 | [10 empty] | 2004-11-22 | 0 |  | 2008-02-18 | 0.099
|  | 1999-05-17 | 0.07 | [5 empty] | 2012-02-01 | 1142.094 | 1141.8608 | 1142.4292 | 2009-03-28 | 1029.724 | [10 empty] | 2004-11-23 | 0 |  | 2008-03-17 | 0.094
|  | 1999-06-25 | [6 empty] | 2012-03-01 | 1142.705 | 1142.1022 | 1143.1985 | 2009-03-30 | 1029.596 | [10 empty] | 2004-11-24 | 0 |  | 2008-04-14 | 0.097 | 0.097
|  | 1999-07-03 | 0.05 | [5 empty] | 2012-04-01 | 1143.208 | 1142.4604 | 1143.7701 | 2009-04-02 | 1029.368 | [10 empty] | 2004-11-25 | 0 |  | 2008-05-02
|  | 1999-07-27 | 0.04 | [5 empty] | 2012-05-01 | 1143.6125 | 1142.8105 | 1144.363 | 2009-04-06 | 1028.939 | [10 empty] | 2004-11-26 | 0 |  | 2008-05-14 | 0.076
|  | 1999-07-29 | [6 empty] | 2012-06-01 | 1142.8174 | 1141.6016 | 1143.8937 | 2009-04-08 | 1028.736 | [10 empty] | 2004-11-27 | 0 |  | 2008-06-04
|  | 1999-08-12 | 0.08 | [5 empty] | 2012-07-01 | 1141.9727 | 1140.8281 | 1143.6509 | 2009-04-13 | 1028.164 | [10 empty] | 2004-11-28 | 0 |  | 2008-06-12 12:15 | 0.0258
|  | 1999-08-31 | [6 empty] | 2012-08-01 | 1141.3787 | 1139.9242 | 1143.3176 | 2009-04-16 | 1027.744 | [10 empty] | 2004-11-29 | 0 |  | 2008-06-16 | 0.037
|  | 1999-09-10 | 0.05 | [5 empty] | 2012-09-01 | 1140.7312 | 1138.9274 | 1142.6776 | 2009-04-20 | 1027.716 | [10 empty] | 2004-11-30 | 0 |  | 2008-07-08
|  | 1999-10-29 | 0.02 | [5 empty] | 2012-10-01 | 1140.0387 | 1138.9723 | 1141.9335 | 2009-04-23 | 1027.487 | [10 empty] | 2004-12-01 | 0 |  | 2008-07-14 | 0.024
|  | 1999-11-22 | 0.05 | [5 empty] | 2012-11-01 | 1139.1787 | 1138.9962 | 1141.3809 | 2009-04-27 | 1027.273 | [10 empty] | 2004-12-02 | 0 |  | 2008-07-22 16:45 | 0.02275
|  | 1999-12-14 | 0.08 | [5 empty] | 2012-12-01 | 1139.4197 | 1139 | 1140.6775 | 2009-04-30 | 1027.159 | [10 empty] | 2004-12-03 | 0 |  | 2008-08-03
|  | 2000-01-27 | 0.02 | [5 empty] | 2013-01-01 | 1139.72 | 1139.2249 | 1140.9441 | 2009-05-04 | 1027.229 | [10 empty] | 2004-12-04 | 0 |  | 2008-08-11 | 0.03
|  | 2000-02-28 | 0.64 | [5 empty] | 2013-02-01 | 1140.3713 | 1139.8101 | 1141.3754 | 2009-05-07 | 1027.419 | [10 empty] | 2004-12-05 | 0 |  | 2008-08-19 | 0.036
|  | 2000-03-23 | 0.03 | [5 empty] | 2013-03-01 | 1140.7817 | 1140.2335 | 1141.7245 | 2009-05-11 | 1027.604 | [10 empty] | 2004-12-06 | 0 |  | 2008-08-25 14:30 | 0.04305
|  | 2000-04-27 | 0.09 | [5 empty] | 2013-04-01 | 1141.1672 | 1140.6149 | 1142.1245 | 2009-05-13 | 1027.69 | [10 empty] | 2004-12-07 | 0 |  | 2008-09-02
|  | 2000-05-15 | 0.07 | [5 empty] | 2013-05-01 | 1141.5677 | 1140.9166 | 1142.7827 | 2009-05-15 | 1027.734 | [10 empty] | 2004-12-08 | 0 |  | 2008-09-15 | 0.024
|  | 2000-06-26 | 0.1 | [5 empty] | 2013-06-01 | 1140.92 | 1140.1165 | 1141.9254 | 2009-05-16 | 1027.831 | [10 empty] | 2004-12-09 | 0 |  | 2008-10-15 | 0.039
|  | 2000-07-25 | 0.14 | [5 empty] | 2013-07-01 | 1140.4202 | 1139.2643 | 1141.611 | 2009-05-19 | 1027.831 | [10 empty] | 2004-12-10 | 0 |  | 2008-10-18
|  | 2000-08-29 | 0.1 | [5 empty] | 2013-08-01 | 1139.7621 | 1138.9017 | 1141.1411 | 2009-05-31 | 1028.163 | [10 empty] | 2004-12-11 | 0 |  | 2008-11-03 | 0.1
|  | 2000-09-25 | 0.01 | [5 empty] | 2013-09-01 | 1139.0005 | 1138.9275 | 1140.6165 | 2009-06-08 | 1028.338 | [10 empty] | 2004-12-12 | 0 |  | 2008-11-09
|  | 2000-10-28 | [6 empty] | 2013-10-01 | 1138.9723 | 1138.9613 | 1140.0983 | 2009-06-13 | 1028.266 | [10 empty] | 2004-12-13 | 0 |  | 2008-12-01 | 0.092
|  | 2000-10-29 | 0.07 | [5 empty] | 2013-11-01 | 1140.0271 | 1138.9962 | 1140.1528 | 2009-06-29 | 1027.668 | [10 empty] | 2004-12-14 | 0 |  | 2009-01-12 | 0.2
|  | 2000-11-13 | 0.07 | [5 empty] | 2013-12-01 | 1140.6873 | 1139 | 1140.9598 | 2009-06-30 | 1027.704 | [10 empty] | 2004-12-15 | 0 |  | 2009-02-02 | 0.14
|  | 2000-11-18 | 0.088 | [5 empty] | 2014-01-01 | 1141.179 | 1139.3302 | 1141.574 | 2009-07-13 | 1028.033 | [10 empty] | 2004-12-16 | 0 |  | 2009-03-03 12:20 | 0.121
|  | 2000-12-14 | 0.051 | [5 empty] | 2014-02-01 | 1141.6409 | 1139.8695 | 1142.2528 | 2009-07-20 | 1027.826 | [10 empty] | 2004-12-17 | 0 |  | 2009-04-06 12:00 | 0.0992 | 0.0992
36892 | 36904 | 2001-01-13 | 0.07 | [5 empty] | 2014-03-01 | 1141.9478 | 1140.285 | 1143.0857 | 2009-07-27 | 1027.711 | [10 empty] | 2004-12-18 | 0 |  | 2009-04-14 15:07 |  | 0
|  | 2001-02-10 | 0.11 | [5 empty] | 2014-04-01 | 1142.5361 | 1140.6272 | 1143.6523 | 2009-08-03 | 1027.985 | [10 empty] | 2004-12-19 | 0 |  | 2009-05-02 17:50
|  | 2001-03-10 | 0.04 | [5 empty] | 2014-05-01 | 1143.1135 | 1140.9944 | 1144.2412 | 2009-08-07 | 1027.966 | [10 empty] | 2004-12-20 | 0 |  | 2009-05-06 | 0.168
|  | 2001-04-16 | 0.08 | [5 empty] | 2014-06-01 | 1141.9896 | 1140.3412 | 1143.7673 | 2009-08-10 | 1028.034 | [10 empty] | 2004-12-21 | 0 |  | 2009-05-06 14:00 | 0.168
|  | 2001-06-17 | 0.03 | [5 empty] | 2014-07-01 | 1141.489 | 1139.7371 | 1143.557 | 2009-08-18 | 1028.026 | [10 empty] | 2004-12-22 | 0 |  | 2009-06-04
|  | 2001-07-14 | 0.04 | [5 empty] | 2014-08-01 | 1140.9396 | 1139.0591 | 1143.2903 | 2009-08-24 | 1028.317 | [10 empty] | 2004-12-23 | 0 |  | 2009-06-08 11:20 | 0.0091
|  | 2001-08-14 | 0.04 | [5 empty] | 2014-09-01 | 1140.2882 | 1138.9275 | 1142.7914 | 2009-08-31 | 1028.281 | [10 empty] | 2004-12-24 | 0 |  | 2009-07-08 15:10
|  | 2001-09-17 | 0.03 | [5 empty] | 2014-10-01 | 1139.5581 | 1138.9612 | 1142.2178 | 2009-09-07 | 1028.28 | [10 empty] | 2004-12-25 | 0 |  | 2009-07-13 09:25 | 0.033
|  | 2001-10-15 | 0.11 | [5 empty] | 2014-11-01 | 1139.9463 | 1138.9962 | 1141.5696 | 2009-09-14 | 1028.36 | [10 empty] | 2004-12-26 | 0 |  | 2009-08-03
|  | 2001-11-13 | 0.07 | [5 empty] | 2014-12-01 | 1139.7618 | 1139 | 1140.8658 | 2009-09-21 | 1028.587 | [10 empty] | 2004-12-27 | 0 |  | 2009-08-06 19:30 | 0.027
|  | 2001-12-14 | [6 empty] | 2015-01-01 | 1140.3387 | 1139.2599 | 1141.3055 | 2009-09-29 | 1028.852 | [10 empty] | 2004-12-28 | 0 |  | 2009-08-06 19:50
|  | 2001-12-15 | 0.08 | [5 empty] | 2015-02-01 | 1140.79 | 1139.8226 | 1141.844 | 2009-10-01 | 1028.98 | [10 empty] | 2004-12-29 | 0 |  | 2009-08-17 | 0.0272
|  | 2002-01-15 | 0.05 | [5 empty] | 2015-03-01 | 1141.1349 | 1140.2404 | 1142.4688 | 2009-10-05 | 1028.938 | [10 empty] | 2004-12-30 | 0 |  | 2009-09-02 18:05 | 0.01695
|  | 2002-02-12 | 0.02 | [5 empty] | 2015-04-01 | 1141.4717 | 1140.6144 | 1143.178 | 2009-10-09 | 1028.668 | [10 empty] | 2004-12-31 | 0 |  | 2009-10-05 15:20 | 0.01895
|  | 2002-03-12 | 0.03 | [5 empty] | 2015-05-01 | 1141.8762 | 1140.9889 | 1143.7236 | 2009-10-12 | 1028.428 | [10 empty] | 2005-01-01 | 0 |  | 2009-10-18 15:10
|  | 2002-04-15 | 0.03 | [5 empty] | 2015-06-01 | 1141.2864 | 1140.2782 | 1143.2323 | 2009-10-13 | 1028.338 | [10 empty] | 2005-01-02 | 0 |  | 2009-11-04 14:01 | 0.0282
|  | 2002-05-13 | 0.07 | [5 empty] | 2015-07-01 | 1140.9004 | 1139.3348 | 1142.8999 | 2009-10-16 | 1028.393 | [10 empty] | 2005-01-03 | 0 |  | 2009-11-09 14:04
|  | 2002-06-16 | 0.031 | [5 empty] | 2015-08-01 | 1140.3615 | 1138.9017 | 1142.1973 | 2009-10-19 | 1028.132 | [10 empty] | 2005-01-04 | 0 |  | 2009-12-01 15:41 | 0.02395
|  | 2002-07-16 | 0.034 | [5 empty] | 2015-09-01 | 1139.675 | 1138.9276 | 1141.6733 | 2009-10-20 | 1028 | [10 empty] | 2005-01-05 | 0 |  | 2010-01-11
|  | 2002-08-12 | 0.018 | [5 empty] | 2015-10-01 | 1139.0205 | 1138.972 | 1141.2721 | 2009-10-21 | 1027.925 | [10 empty] | 2005-01-06 | 0 |  | 2010-01-11 15:05 | 0.02385
|  | 2002-09-16 | 0.107 | [5 empty] | 2015-11-01 | 1139.9585 | 1138.9962 | 1140.6565 | 2009-10-22 | 1027.864 | [10 empty] | 2005-01-07 | 0 |  | 2010-02-22
|  | 2002-10-15 | 0.031 | [5 empty] | 2015-12-01 | 1140.1362 | 1139 | 1140.9268 | 2009-10-23 | 1027.775 | [10 empty] | 2005-01-08 | 0 |  | 2010-02-22 12:01 | 0.02485
|  | 2002-11-11 | [6 empty] | 2016-01-01 | 1140.6631 | 1139.2697 | 1141.5476 | 2009-10-24 | 1027.669 | [10 empty] | 2005-01-09 | 0 |  | 2010-03-10
|  | 2002-11-12 | 0.04 | [5 empty] | 2016-02-01 | 1141.1035 | 1139.9843 | 1142.3507 | 2009-10-25 | 1027.542 | [10 empty] | 2005-01-10 | 0 |  | 2010-03-10 08:23 | 0.02575
|  | 2002-12-10 | 0.059 | [5 empty] | 2016-03-01 | 1141.4866 | 1140.3785 | 1143.1566 | 2009-10-26 | 1027.496 | [10 empty] | 2005-01-11 | 0 |  | 2010-04-14 |  | 0
|  | 2003-01-14 | 0.038 | [5 empty] | 2016-04-01 | 1141.8999 | 1140.6813 | 1143.7347 | 2009-10-27 | 1027.395 | [10 empty] | 2005-01-12 | 0 |  | 2010-04-14 15:07 | 0.03105 | 0.03105
|  | 2003-02-15 | 0.033 | [5 empty] | 2016-05-01 | 1142.5963 | 1141.0059 | 1144.3361 | 2009-10-28 | 1027.32 | [10 empty] | 2005-01-13 | 0 |  | 2010-05-02 17:50
|  | 2003-03-15 | 0.027 | [5 empty] | 2016-06-01 | 1141.6792 | 1140.3215 | 1143.8633 | 2009-10-29 | 1027.235 | [10 empty] | 2005-01-14 | 0 |  | 2010-05-03
|  | 2003-04-15 | 0.023333 | [5 empty] | 2016-07-01 | 1141.1692 | 1139.6683 | 1143.6522 | 2009-10-30 | 1027.188 | [10 empty] | 2005-01-15 | 0 |  | 2010-05-03 16:13 | 0.0161
|  | 2003-05-13 | 0.077 | [5 empty] | 2016-08-01 | 1140.5726 | 1138.9205 | 1143.3854 | 2009-10-31 | 1027.123 | [10 empty] | 2005-01-16 | 0 |  | 2010-06-04
|  | 2003-05-14 | 0.12 | [5 empty] | 2016-09-01 | 1139.9114 | 1138.9276 | 1142.9451 | 2009-11-01 | 1027.034 | [10 empty] | 2005-01-17 | 0 |  | 2010-06-04 12:31 | 0.0081
|  | 2003-06-14 | 0.039 | [5 empty] | 2016-10-01 | 1139.2269 | 1138.963 | 1142.3712 | 2009-11-02 | 1026.96 | [10 empty] | 2005-01-18 | 0 |  | 2010-07-08
|  | 2003-07-14 | 0.048 | [5 empty] | 2016-11-01 | 1139.8152 | 1138.9962 | 1141.6559 | 2009-11-09 | 1027.174 | [10 empty] | 2005-01-19 | 0 |  | 2010-07-08 15:10 | 0.0079
|  | 2003-07-15 | 0.03 | [5 empty] | 2016-12-01 | 1139.8796 | 1139 | 1140.9523 | 2009-11-16 | 1027.381 | [10 empty] | 2005-01-20 | 0 |  | 2010-08-03
|  | 2003-08-11 | 0.026 | [5 empty] | 2017-01-01 | 1140.5247 | 1139.3203 | 1141.238 | 2009-11-23 | 1027.537 | [10 empty] | 2005-01-21 | 0 |  | 2010-08-03 16:10 | 0.00985
|  | 2003-09-02 | [6 empty] | 2017-02-01 | 1141.0027 | 1139.83 | 1141.8254 | 2009-11-30 | 1027.72 | [10 empty] | 2005-01-22 | 0 |  | 2010-09-02
|  | 2003-09-08 | 0.047667 | [5 empty] | 2017-03-01 | 1141.3766 | 1140.2122 | 1142.5015 | 2009-12-07 | 1027.822 | [10 empty] | 2005-01-23 | 0 |  | 2010-09-02 09:43 | 0.0142
|  | 2003-09-16 | [6 empty] | 2017-04-01 | 1141.7827 | 1140.548 | 1143.2023 | 2009-12-14 | 1027.966 | [10 empty] | 2005-01-24 | 0 |  | 2010-10-18
|  | 2003-09-24 | [6 empty] | 2017-05-01 | 1142.2598 | 1140.8839 | 1143.7527 | 2010-01-04 | 1028.332 | [10 empty] | 2005-01-25 | 0 |  | 2010-10-18 11:45 | 0.0141
|  | 2003-09-30 | [6 empty] | 2017-06-01 | 1141.541 | 1140.2161 | 1143.2645 | 2010-01-18 | 1028.556 | [10 empty] | 2005-01-26 | 0 |  | 2010-11-09
|  | 2003-10-14 | 0.028 | [5 empty] | 2017-07-01 | 1141.0459 | 1139.3557 | 1142.9572 | 2010-02-01 | 1028.778 | [10 empty] | 2005-01-27 | 0 |  | 2010-11-09 14:04 | 0.0219
|  | 2003-11-15 | 0.037 | [5 empty] | 2017-08-01 | 1140.4946 | 1138.9016 | 1142.2578 | 2010-02-16 | 1028.954 | [10 empty] | 2005-01-28 | 0 |  | 2010-12-01
|  | 2003-12-14 | [6 empty] | 2017-09-01 | 1139.7549 | 1138.9277 | 1141.7096 | 2010-03-01 | 1029.097 | [10 empty] | 2005-01-29 | 0 |  | 2010-12-01 17:35 | 0.0192
|  | 2003-12-15 | 0.033 | [5 empty] | 2017-10-01 | 1139.1064 | 1138.972 | 1141.3108 | 2010-03-15 | 1029.236 | [10 empty] | 2005-01-30 | 0 |  | 2011-01-19 11:11 | 0.0179
|  | 2004-01-12 | 0.041 | [5 empty] | 2017-11-01 | 1139.7466 | 1138.9962 | 1140.6973 | 2010-03-23 | 1029.294 | [10 empty] | 2005-01-31 | 0 |  | 2011-02-01 17:15 | 0.0197
|  | 2004-02-16 | 0.057 | [5 empty] | 2017-12-01 | 1139.9049 | 1139 | 1140.9177 | 2010-03-25 | 1029.218 | [10 empty] | 2005-02-01 | 0 |  | 2011-03-16 15:50 | 0.0407
|  | 2004-03-15 | 0.023 | [5 empty] | 2018-01-01 | 1140.5598 | 1139.6849 | 1141.5262 | 2010-03-29 | 1029.135 | [10 empty] | 2005-02-02 | 0 |  | 2011-04-13 13:35 | 0.018 | 0.018
|  | 2004-05-02 | 0.076 | [5 empty] | 2018-02-01 | 1141.0508 | 1140.2161 | 1142.2988 | 2010-04-05 | 1029.093 | [10 empty] | 2005-02-03 | 0 |  | 2011-05-11 15:15 | 0.083
|  | 2004-05-09 | 0.058 | [5 empty] | 2018-03-01 | 1141.4314 | 1140.5168 | 1143.1201 | 2010-04-12 | 1029.039 | [10 empty] | 2005-02-04 | 0 |  | 2011-06-20 09:46 | 0.0451
|  | 2004-05-14 | 0.089 | [5 empty] | 2018-04-01 | 1141.8496 | 1140.8221 | 1143.6935 | 2010-04-19 | 1029.127 | [10 empty] | 2005-02-05 | 0 |  | 2011-07-13 14:38 | 0.0069
|  | 2004-05-25 | 0.085 | [5 empty] | 2018-05-01 | 1142.4673 | 1141.1499 | 1144.2896 | 2010-04-21 | 1029.193 | [10 empty] | 2005-02-06 | 0 |  | 2011-08-25 13:02 | 0.0063
|  | 2004-06-01 | 0.01 | [5 empty] | 2018-06-01 | 1141.6472 | 1140.4658 | 1143.8143 | 2010-04-26 | 1029.399 | [10 empty] | 2005-02-07 | 0 |  | 2011-09-21 13:30 | 0.0081
|  | 2004-06-14 | 0.014 | [5 empty] | 2018-07-01 | 1141.1382 | 1139.8448 | 1143.6016 | 2010-05-03 | 1029.386 | [10 empty] | 2005-02-08 | 0 |  | 2011-10-20 14:26 | 0.016
|  | 2004-07-12 | 0.02 | [5 empty] | 2018-08-01 | 1140.5725 | 1139.0974 | 1143.3333 | 2010-05-10 | 1029.108 | [10 empty] | 2005-02-09 | 0 |  | 2011-11-14 16:00 | 0.0232
|  | 2004-08-09 | 0.024 | [5 empty] | 2018-09-01 | 1139.8721 | 1138.9276 | 1142.8583 | 2010-05-17 | 1028.894 | [10 empty] | 2005-02-10 | 0 |  | 2011-12-06 14:30 | 0.0128
|  | 2004-08-24 | 0.061 | [5 empty] | 2018-10-01 | 1139.1819 | 1138.972 | 1142.2816 | 2010-05-24 | 1028.7 | [10 empty] | 2005-02-11 | 0 |  | 2012-01-18 14:00 | 0.0159
|  | 2004-08-31 | 0.079 | [5 empty] | 2018-11-01 | 1139.8463 | 1138.9962 | 1141.6041 | 2010-05-31 | 1028.542 | [10 empty] | 2005-02-12 | 0 |  | 2012-02-07 15:52 | 0.0198
|  | 2004-09-13 | [6 empty] | 2018-12-01 | 1139.844 | 1139 | 1140.8994 | 2010-06-07 | 1028.44 | [10 empty] | 2005-02-13 | 0 |  | 2012-03-05 16:20 | 0.0214 |  | Least Result | Greatest Result |  | Time (yr) | Mean | S.D. | Least Result | 5% | 25% | Median | 75% | 95% | Greatest Result
|  | 2004-09-14 | 0.073 | [5 empty] | 2019-01-01 | 1140.5061 | 1139.6284 | 1141.4985 | 2010-06-14 | 1028.392 | [10 empty] | 2005-02-14 | 0 |  | 2012-01-01 |  | 0.064693 | 0.045847 | 0.083486 |  | 0 | 0.065598 | 0.010975 | 0.046762 | 0.048478 | 0.056096 | 0.065607 | 0.075105 | 0.082693 | 8.44% | 0.000913
|  | 2004-10-12 | 0.034 | [5 empty] | 2019-02-01 | 1141.0591 | 1140.1337 | 1141.9655 | 2010-06-21 | 1028.17 | [10 empty] | 2005-02-15 | 0 |  | 2012-02-01 |  | 0.061863 | 0.044296 | 0.079384 |  | 0.083333 | 0.062769 | 0.010231 | 0.045211 | 0.04681 | 0.053911 | 0.062777 | 0.071631 | 0.078706 | 0.080297 | 0.000913
|  | 2004-11-15 | 0.039 | [5 empty] | 2019-03-01 | 1141.4697 | 1140.4652 | 1142.5537 | 2010-06-28 | 1027.916 | [10 empty] | 2005-02-16 | 0 |  | 2012-03-01 |  | 0.076595 | 0.052375 | 0.10073 |  | 0.16667 | 0.077492 | 0.014098 | 0.053289 | 0.055494 | 0.065286 | 0.077506 | 0.089704 | 0.099447 | 0.10164 | 0.00091
|  | 2004-12-03 | 0.032 | [5 empty] | 2019-04-01 | 1141.877 | 1140.798 | 1143.1555 | 2010-07-05 | 1027.66 | [10 empty] | 2005-02-17 | 0 |  | 2012-04-01 |  | 0.065084 | 0.046062 | 0.084053 |  | 0.25 | 0.065989 | 0.011077 | 0.046977 | 0.048708 | 0.056398 | 0.065998 | 0.075584 | 0.083243 | 0.084965 | 0.000912
|  | 2005-01-12 | 0.028 | [5 empty] | 2019-05-01 | 1142.5005 | 1141.134 | 1143.6973 | 2010-07-12 | 1027.452 | [10 empty] | 2005-02-18 | 0 |  | 2012-05-01 |  | 0.033225 | 0.028613 | 0.037835 |  | 0.33333 | 0.034144 | 0.002689 | 0.029532 | 0.029951 | 0.031815 | 0.034144 | 0.036472 | 0.038335 | 0.038754 | 0.000919
|  | 2005-01-21 | 0.028 | [5 empty] | 2019-06-01 | 1141.5815 | 1140.2695 | 1143.1953 | 2010-07-19 | 1027.298 | [10 empty] | 2005-02-19 | 0 |  | 2012-06-01 |  | 0.034681 | 0.029409 | 0.039949 |  | 0.41667 | 0.035599 | 0.0030732 | 0.030328 | 0.030807 | 0.032938 | 0.0356 | 0.038261 | 0.040389 | 0.040868 | 0.000919
|  | 2005-02-08 | 0.028 | [5 empty] | 2019-07-01 | 1141.1006 | 1139.3253 | 1142.8251 | 2010-07-26 | 1027.168 | [10 empty] | 2005-02-20 | 0 |  | 2012-07-01 |  | 0.036717 | 0.030523 | 0.042905 |  | 0.5 | 0.037634 | 0.0036102 | 0.031442 | 0.032005 | 0.034508 | 0.037635 | 0.040761 | 0.043261 | 0.043823 | 0.000918
|  | 2005-03-01 | [6 empty] | 2019-08-01 | 1140.5391 | 1138.9019 | 1142.1216 | 2010-08-02 | 1027.06 | [10 empty] | 2005-02-21 | 0 |  | 2012-08-01 |  | 0.042105 | 0.033472 | 0.050726 |  | 0.58333 | 0.04302 | 0.0050309 | 0.03439 | 0.035175 | 0.038664 | 0.043022 | 0.047378 | 0.05086 | 0.051643 | 0.000917
|  | 2005-03-08 | 0.25 | [5 empty] | 2019-09-01 | 1139.7953 | 1138.9276 | 1141.6301 | 2010-08-09 | 1027.834 | [10 empty] | 2005-02-22 | 0 |  | 2012-09-01 |  | 0.04537 | 0.035149 | 0.055171 |  | 0.66667 | 0.046156 | 0.0058254 | 0.036066 | 0.036978 | 0.041229 | 0.046287 | 0.051138 | 0.055179 | 0.056087 | 0.000916
|  | 2005-03-14 | 0.19 | [5 empty] | 2019-10-01 | 1139.1345 | 1138.972 | 1141.228 | 2010-08-16 | 1027.663 | [10 empty] | 2005-02-23 | 310.65 |  | 2012-10-01 |  | 0.048431 | 0.036574 | 0.06947 |  | 0.75 | 0.04975 | 0.0076882 | 0.037492 | 0.038736 | 0.043487 | 0.049348 | 0.05535 | 0.062863 | 0.070387 | 0.000917
|  | 2005-03-22 | 0.2 | [5 empty] | 2019-11-01 | 1139.4381 | 1138.9962 | 1140.6117 | 2010-08-23 | 1027.884 | [10 empty] | 2005-02-24 | 446.12 |  | 2012-11-01 |  | 0.055214 | 0.04003 | 0.094424 |  | 0.83333 | 0.05809 | 0.01266 | 0.040947 | 0.042509 | 0.048755 | 0.056129 | 0.064061 | 0.086681 | 0.095338 | 0.000914
|  | 2005-04-11 | 0.019 | [5 empty] | 2019-12-01 | 1139.8352 | 1139 | 1140.9012 | 2010-08-30 | 1027.837 | [10 empty] | 2005-02-25 | 374.38 |  | 2012-12-01 |  | 0.060759 | 0.042121 | 0.11683 |  | 0.91667 | 0.06488 | 0.017855 | 0.043036 | 0.044791 | 0.053078 | 0.061673 | 0.06993 | 0.10803 | 0.11775 | 0.00092
|  | 2005-05-10 | 0.035 | [5 empty] | 2020-01-01 | 1140.4817 | 1139.3064 | 1141.5078 | 2010-09-06 | 1027.41 | [10 empty] | 2005-02-26 | 390.66 |  | 2013-01-01 |  | 0.069254 | 0.045847 | 0.13893 |  | 1 | 0.075016 | 0.022783 | 0.046762 | 0.048859 | 0.059332 | 0.070168 | 0.081334 | 0.13129 | 0.13984 | 0.00091
|  | 2005-05-31 | 0.019 | [5 empty] | 2020-02-01 | 1141.0205 | 1139.8082 | 1142.2556 | 2010-09-13 | 1027.291 | [10 empty] | 2005-02-27 | 395.31 |  | 2013-02-01 |  | 0.067886 | 0.044296 | 0.14065 |  | 1.0833 | 0.075548 | 0.025053 | 0.045211 | 0.047165 | 0.058168 | 0.068799 | 0.080372 | 0.13473 | 0.14156 | 0.00091
|  | 2005-06-11 | 0.017 | [5 empty] | 2020-03-01 | 1141.4099 | 1140.1912 | 1143.0876 | 2010-09-20 | 1027.446 | [10 empty] | 2005-02-28 | 395.31 |  | 2013-03-01 |  | 0.087331 | 0.052375 | 0.16167 |  | 1.1667 | 0.093575 | 0.028908 | 0.053289 | 0.055984 | 0.071644 | 0.088242 | 0.11021 | 0.15531 | 0.16258 | 0.00091
|  | 2005-06-19 | 0.022 | [5 empty] | 2020-04-01 | 1141.8333 | 1140.5394 | 1143.6548 | 2010-09-27 | 1027.595 | [10 empty] | 2005-03-01 | 180.21 |  | 2013-04-01 |  | 0.078285 | 0.046062 | 0.14524 |  | 1.25 | 0.085456 | 0.028749 | 0.046977 | 0.049093 | 0.062352 | 0.079198 | 0.10729 | 0.14216 | 0.14616 | 0.00092
|  | 2005-06-21 | 0.027 | [5 empty] | 2020-05-01 | 1142.4387 | 1140.8943 | 1144.2441 | 2010-10-04 | 1027.738 | [10 empty] | 2005-03-02 | 180.21 |  | 2013-05-01 |  | 0.040037 | 0.028613 | 0.099716 |  | 1.3333 | 0.05708 | 0.02688 | 0.029532 | 0.030138 | 0.033446 | 0.040955 | 0.088994 | 0.099661 | 0.10063 | 0.000914
|  | 2005-07-02 | 0.011 | [5 empty] | 2020-06-01 | 1141.6041 | 1140.2009 | 1143.7662 | 2010-10-12 | 1027.881 | [10 empty] | 2005-03-03 | 206.12 |  | 2013-06-01 |  | 0.050978 | 0.029409 | 0.1018 |  | 1.4167 | 0.061896 | 0.02757 | 0.030328 | 0.031021 | 0.035648 | 0.051896 | 0.094081 | 0.1016 | 0.10272 | 0.00092
|  | 2005-07-10 | 0.029 | [5 empty] | 2020-07-01 | 1141.1331 | 1139.3131 | 1143.5515 | 2010-10-18 | 1028.011 | [10 empty] | 2005-03-04 | 272.62 |  | 2013-07-01 |  | 0.062507 | 0.030523 | 0.10471 |  | 1.5 | 0.067283 | 0.027915 | 0.031442 | 0.03238 | 0.039159 | 0.063425 | 0.096856 | 0.10432 | 0.10563 | 0.00092
|  | 2005-07-17 | 0.035 | [5 empty] | 2020-08-01 | 1140.5729 | 1138.9016 | 1143.2817 | 2010-10-25 | 1028.136 | [10 empty] | 2005-03-05 | 272.62 |  | 2013-08-01 |  | 0.07742 | 0.033472 | 0.11241 |  | 1.5833 | 0.076 | 0.028092 | 0.03439 | 0.035698 | 0.048451 | 0.078338 | 0.10366 | 0.11177 | 0.11333 | 0.00092
|  | 2005-07-24 | 0.032 | [5 empty] | 2020-09-01 | 1139.897 | 1138.9276 | 1142.7721 | 2010-11-01 | 1028.226 | [10 empty] | 2005-03-06 | 272.62 |  | 2013-09-01 |  | 0.089574 | 0.035149 | 0.11679 |  | 1.6667 | 0.082402 | 0.027682 | 0.036066 | 0.038686 | 0.054965 | 0.090492 | 0.10775 | 0.1159 | 0.11771 | 0.00092
|  | 2005-07-25 | 0.024 | [5 empty] | 2020-10-01 | 1139.2008 | 1138.972 | 1142.1924 | 2010-11-08 | 1028.397 | [10 empty] | 2005-03-07 | 311.23 |  | 2013-10-01 |  | 0.10072 | 0.037253 | 0.12051 |  | 1.75 | 0.08834 | 0.026739 | 0.03817 | 0.042809 | 0.062763 | 0.10164 | 0.1121 | 0.11941 | 0.12143 | 0.00092
|  | 2005-07-31 | 0.029 | [5 empty] | 2020-11-01 | 1139.4956 | 1138.9962 | 1141.5524 | 2010-11-15 | 1028.458 | [10 empty] | 2005-03-08 | 233.99 |  | 2013-11-01 |  | 0.10689 | 0.040882 | 0.12953 |  | 1.8333 | 0.097954 | 0.025675 | 0.041799 | 0.051356 | 0.076266 | 0.10781 | 0.11973 | 0.12791 | 0.13044 | 0.00091
|  | 2005-08-06 | 0.037 | [5 empty] | 2020-12-01 | 1139.8689 | 1139 | 1140.9172 | 2010-11-18 | 1028.441 | [10 empty] | 2005-03-09 | 329.41 |  | 2013-12-01 |  | 0.11012 | 0.044927 | 0.13498 |  | 1.9167 | 0.10508 | 0.02386 | 0.045843 | 0.060776 | 0.087252 | 0.11104 | 0.12435 | 0.13352 | 0.13589 | 0.00091
|  | 2005-08-13 | 0.051 | [5 empty] | 2021-01-01 | 1140.5217 | 1139.2765 | 1141.5394 | 2010-11-19 | 1028.379 | [10 empty] | 2005-03-10 | 34.075 |  | 2014-01-01 |  | 0.11765 | 0.055377 | 0.14469 |  | 2 | 0.11496 | 0.022234 | 0.056292 | 0.072198 | 0.10086 | 0.11856 | 0.13314 | 0.14315 | 0.1456 | 0.00091
|  | 2005-08-20 | 0.051 | [5 empty] | 2021-02-01 | 1141.0267 | 1139.7615 | 1142.337 | 2010-11-20 | 1028.332 | [10 empty] | 2005-03-11 | 295.33 |  | 2014-02-01 |  | 0.1177 | 0.059937 | 0.14065 |  | 2.0833 | 0.1149 | 0.019314 | 0.060853 | 0.077134 | 0.10598 | 0.11861 | 0.12994 | 0.13927 | 0.14156 | 0.00091
|  | 2005-08-23 | 0.05 | [5 empty] | 2021-03-01 | 1141.4028 | 1140.1322 | 1143.1487 | 2010-11-21 | 1028.285 | [10 empty] | 2005-03-12 | 365.99 |  | 2014-03-01 |  | 0.13292 | 0.07521 | 0.16167 |  | 2.1667 | 0.13186 | 0.019786 | 0.076124 | 0.093865 | 0.12006 | 0.13384 | 0.1473 | 0.15943 | 0.16258 | 0.00091
|  | 2005-08-27 | 0.049 | [5 empty] | 2021-04-01 | 1141.8252 | 1140.4811 | 1143.7264 | 2010-11-22 | 1028.257 | [10 empty] | 2005-03-13 | 307.22 |  | 2014-04-01 |  | 0.12369 | 0.07448 | 0.14524 |  | 2.25 | 0.12247 | 0.015529 | 0.075394 | 0.092976 | 0.11275 | 0.1246 | 0.1351 | 0.14368 | 0.14616 | 0.00092
|  | 2005-09-05 | 0.06 | [5 empty] | 2021-05-01 | 1142.3733 | 1140.8235 | 1144.3284 | 2010-11-23 | 1028.204 | [10 empty] | 2005-03-14 | 307.22 |  | 2014-05-01 |  | 0.094388 | 0.061422 | 0.099716 |  | 2.3333 | 0.092605 | 0.0083824 | 0.062341 | 0.073761 | 0.092245 | 0.095307 | 0.097947 | 0.10013 | 0.10063 | 0.000914
|  | 2005-09-06 | 0.057 | [5 empty] | 2021-06-01 | 1141.6014 | 1140.1108 | 1143.8477 | 2010-11-24 | 1028.155 | [10 empty] | 2005-03-15 | 324.77 |  | 2014-06-01 |  | 0.095816 | 0.06862 | 0.1018 |  | 2.4167 | 0.095381 | 0.0064262 | 0.069539 | 0.082046 | 0.093657 | 0.096735 | 0.099805 | 0.10214 | 0.10272 | 0.00092
|  | 2005-09-11 | 0.05 | [5 empty] | 2021-07-01 | 1141.0847 | 1139.3107 | 1143.6292 | 2010-11-25 | 1028.12 | [10 empty] | 2005-03-16 | 388.41 |  | 2014-07-01 |  | 0.097897 | 0.076166 | 0.10471 |  | 2.5 | 0.098403 | 0.005095 | 0.077085 | 0.091053 | 0.095548 | 0.098815 | 0.10221 | 0.10495 | 0.10563 | 0.00092
|  | 2005-09-18 | 0.03 | [5 empty] | 2021-08-01 | 1140.5212 | 1138.9017 | 1143.3569 | 2010-11-26 | 1028.073 | [10 empty] | 2005-03-17 | 287.47 |  | 2014-08-01 |  | 0.10366 | 0.085735 | 0.11241 |  | 2.5833 | 0.10443 | 0.0054351 | 0.086653 | 0.096592 | 0.10041 | 0.10458 | 0.10874 | 0.11238 | 0.11333 | 0.00092
|  | 2005-09-24 | 0.034 | [5 empty] | 2021-09-01 | 1139.8257 | 1138.9276 | 1142.8898 | 2010-11-27 | 1028.028 | [10 empty] | 2005-03-18 | 287.47 |  | 2014-09-01 |  | 0.10704 | 0.093891 | 0.11679 |  | 2.6667 | 0.10785 | 0.0058861 | 0.094809 | 0.098589 | 0.10292 | 0.10796 | 0.11299 | 0.11681 | 0.11771 | 0.00092
|  | 2005-10-01 | 0.066 | [5 empty] | 2021-10-01 | 1139.1746 | 1138.9657 | 1142.3052 | 2010-11-29 | 1027.949 | [10 empty] | 2005-03-19 | 307.74 |  | 2014-10-01 |  | 0.10961 | 0.09847 | 0.12074 |  | 2.75 | 0.11053 | 0.0064936 | 0.099387 | 0.1004 | 0.10491 | 0.11053 | 0.11615 | 0.12065 | 0.12166 | 0.00092
|  | 2005-10-10 | 0.028 | [5 empty] | 2021-11-01 | 1139.4355 | 1138.9962 | 1141.6139 | 2010-12-02 | 1027.823 | [10 empty] | 2005-03-20 | 307.74 |  | 2014-11-01 |  | 0.11586 | 0.10187 | 0.12981 |  | 2.8333 | 0.11677 | 0.0081466 | 0.10279 | 0.10406 | 0.10971 | 0.11677 | 0.12382 | 0.12946 | 0.13073 | 0.00092
|  | 2005-10-11 | 0.028 | [5 empty] | 2021-12-01 | 1139.9247 | 1139 | 1140.9067 | 2010-12-06 | 1027.902 | [10 empty] | 2005-03-21 | 307.74 |  | 2014-12-01 |  | 0.11963 | 0.10393 | 0.1353 |  | 2.9167 | 0.12054 | 0.0091454 | 0.10485 | 0.10627 | 0.11262 | 0.12055 | 0.12846 | 0.13479 | 0.13621 | 0.00091
|  | 2005-11-01 | 0.043 | [5 empty] | 2022-01-01 | 1140.5674 | 1139.2565 | 1141.4908 | 2010-12-13 | 1028.035 | [10 empty] | 2005-03-22 | 267.23 |  | 2015-01-01 |  | 0.12636 | 0.1076 | 0.14507 |  | 3 | 0.12726 | 0.010924 | 0.10852 | 0.11022 | 0.11781 | 0.12727 | 0.13673 | 0.14428 | 0.14598 | 0.00091
|  | 2005-11-02 | 0.043 | [9 empty] | 2010-12-16 | 1028.075 | [10 empty] | 2005-03-23 | 307.21 |  | 2015-02-01 |  | 0.12356 | 0.10607 | 0.141 |  | 3.0833 | 0.12446 | 0.010184 | 0.10699 | 0.10858 | 0.11565 | 0.12447 | 0.13329 | 0.14033 | 0.14191 | 0.00091
|  | 2005-12-13 | 0.056 | [9 empty] | 2011-01-03 | 1028.485 | [10 empty] | 2005-03-24 | 0 |  | 2015-03-01 |  | 0.13814 | 0.11403 | 0.16216 |  | 3.1667 | 0.13903 | 0.014033 | 0.11494 | 0.11714 | 0.12688 | 0.13905 | 0.15119 | 0.16089 | 0.16307 | 0.00091
|  | 2005-12-15 | 0.056 | [9 empty] | 2011-01-10 | 1028.581 | [10 empty] | 2005-03-25 | 0 |  | 2015-04-01 |  | 0.12675 | 0.10781 | 0.14563 |  | 3.25 | 0.12765 | 0.011026 | 0.10873 | 0.11045 | 0.1181 | 0.12766 | 0.1372 | 0.14483 | 0.14654 | 0.00091
|  | 2006-01-23 | 0.062 | [9 empty] | 2011-01-17 | 1028.663 | [10 empty] | 2005-03-26 | 0 |  | 2015-05-01 |  | 0.095223 | 0.090631 | 0.099812 |  | 3.3333 | 0.096139 | 0.0026768 | 0.09155 | 0.091966 | 0.093823 | 0.096141 | 0.098458 | 0.10031 | 0.10073 | 0.000918
|  | 2006-02-14 | 0.04 | [9 empty] | 2011-01-24 | 1028.775 | [10 empty] | 2005-03-27 | 0 |  | 2015-06-01 |  | 0.096663 | 0.091416 | 0.10191 |  | 3.4167 | 0.09758 | 0.0030592 | 0.092334 | 0.09281 | 0.094932 | 0.097582 | 0.10023 | 0.10235 | 0.10283 | 0.00092
|  | 2006-03-24 | 0.044 | [9 empty] | 2011-01-31 | 1028.847 | [10 empty] | 2005-03-28 | 0 |  | 2015-07-01 |  | 0.098677 | 0.092512 | 0.10484 |  | 3.5 | 0.099593 | 0.0035938 | 0.093431 | 0.09399 | 0.096483 | 0.099596 | 0.10271 | 0.10519 | 0.10576 | 0.00092
|  | 2006-04-25 | 0.045 | [9 empty] | 2011-02-07 | 1028.921 | [10 empty] | 2005-03-29 | 0 |  | 2015-08-01 |  | 0.10401 | 0.095416 | 0.11259 |  | 3.5833 | 0.10492 | 0.0050078 | 0.096334 | 0.097114 | 0.10059 | 0.10493 | 0.10926 | 0.11273 | 0.11351 | 0.00092
|  | 2006-05-09 | 0.17 | [9 empty] | 2011-02-14 | 1029.016 | [10 empty] | 2005-03-30 | 0 |  | 2015-09-01 |  | 0.10704 | 0.097067 | 0.117 |  | 3.6667 | 0.10795 | 0.0058111 | 0.097984 | 0.09889 | 0.10292 | 0.10796 | 0.11299 | 0.11701 | 0.11791 | 0.00091
|  | 2006-05-18 | 0.03 | [9 empty] | 2011-02-21 | 1029.092 | [10 empty] | 2005-03-31 | 0 |  | 2015-10-01 |  | 0.10961 | 0.09847 | 0.12074 |  | 3.75 | 0.11053 | 0.0064936 | 0.099387 | 0.1004 | 0.10491 | 0.11053 | 0.11615 | 0.12065 | 0.12166 | 0.00092
|  | 2006-05-23 | 0.035 | [9 empty] | 2011-02-28 | 1029.16 | [10 empty] | 2005-04-01 | 0 |  | 2015-11-01 |  | 0.11586 | 0.10187 | 0.12981 |  | 3.8333 | 0.11677 | 0.0081466 | 0.10279 | 0.10406 | 0.10971 | 0.11677 | 0.12382 | 0.12946 | 0.13073 | 0.00092
|  | 2006-05-30 | 0.028 | [9 empty] | 2011-03-07 | 1029.224 | [10 empty] | 2005-04-02 | 0 |  | 2015-12-01 |  | 0.11963 | 0.10393 | 0.1353 |  | 3.9167 | 0.12054 | 0.0091454 | 0.10485 | 0.10627 | 0.11262 | 0.12055 | 0.12846 | 0.13479 | 0.13621 | 0.00091
|  | 2006-06-06 | 0.022 | [9 empty] | 2011-03-14 | 1029.29 | [10 empty] | 2005-04-03 | 0 |  | 2016-01-01 |  | 0.12636 | 0.1076 | 0.14507 |  | 4 | 0.12726 | 0.010924 | 0.10852 | 0.11022 | 0.11781 | 0.12727 | 0.13673 | 0.14428 | 0.14598 | 0.00091
|  | 2006-06-19 | 0.027 | [9 empty] | 2011-03-21 | 1029.343 | [10 empty] | 2005-04-04 | 0 |  | 2016-02-01 |  | 0.12356 | 0.10607 | 0.141 |  | 4.0833 | 0.12446 | 0.010184 | 0.10699 | 0.10858 | 0.11565 | 0.12447 | 0.13329 | 0.14033 | 0.14191 | 0.00091
|  | 2006-06-20 | 0.026 | [9 empty] | 2011-03-24 | 1029.323 | [10 empty] | 2005-04-05 | 0 |  | 2016-03-01 |  | 0.13814 | 0.11403 | 0.16216 |  | 4.1667 | 0.13903 | 0.014033 | 0.11494 | 0.11714 | 0.12688 | 0.13905 | 0.15119 | 0.16089 | 0.16307 | 0.00091
|  | 2006-07-11 | 0.016 | [9 empty] | 2011-03-28 | 1029.347 | [10 empty] | 2005-04-06 | 0 |  | 2016-04-01 |  | 0.12675 | 0.10781 | 0.14563 |  | 4.25 | 0.12765 | 0.011026 | 0.10873 | 0.11045 | 0.1181 | 0.12766 | 0.1372 | 0.14483 | 0.14654 | 0.00091
|  | 2006-07-17 | 0.023 | [9 empty] | 2011-03-31 | 1029.297 | [10 empty] | 2005-04-07 | 0 |  | 2016-05-01 |  | 0.095223 | 0.090631 | 0.099812 |  | 4.3333 | 0.096139 | 0.0026768 | 0.09155 | 0.091966 | 0.093823 | 0.096141 | 0.098458 | 0.10031 | 0.10073 | 0.000918
|  | 2006-07-18 | 0.033 | [9 empty] | 2011-04-04 | 1029.205 | [10 empty] | 2005-04-08 | 0 |  | 2016-06-01 |  | 0.096663 | 0.091416 | 0.10191 |  | 4.4167 | 0.09758 | 0.0030592 | 0.092334 | 0.09281 | 0.094932 | 0.097582 | 0.10023 | 0.10235 | 0.10283 | 0.00092
|  | 2006-07-25 | 0.028 | [9 empty] | 2011-04-07 | 1029.029 | [10 empty] | 2005-04-09 | 0 |  | 2016-07-01 |  | 0.098677 | 0.092512 | 0.10484 |  | 4.5 | 0.099593 | 0.0035938 | 0.093431 | 0.09399 | 0.096483 | 0.099596 | 0.10271 | 0.10519 | 0.10576 | 0.00092
|  | 2006-08-01 | 0.023 | [9 empty] | 2011-04-11 | 1028.858 | [10 empty] | 2005-04-10 | 0 |  | 2016-08-01 |  | 0.10401 | 0.095416 | 0.11259 |  | 4.5833 | 0.10492 | 0.0050078 | 0.096334 | 0.097114 | 0.10059 | 0.10493 | 0.10926 | 0.11273 | 0.11351 | 0.00092
|  | 2006-08-15 | 0.028 | [9 empty] | 2011-04-14 | 1028.728 | [10 empty] | 2005-04-11 | 0 |  | 2016-09-01 |  | 0.10704 | 0.097067 | 0.117 |  | 4.6667 | 0.10795 | 0.0058111 | 0.097984 | 0.09889 | 0.10292 | 0.10796 | 0.11299 | 0.11701 | 0.11791 | 0.00091
|  | 2006-08-21 | 0.026 | [9 empty] | 2011-04-18 | 1028.634 | [10 empty] | 2005-04-12 | 0 |  | 2016-10-01 |  | 0.10961 | 0.09847 | 0.12074 |  | 4.75 | 0.11053 | 0.0064936 | 0.099387 | 0.1004 | 0.10491 | 0.11053 | 0.11615 | 0.12065 | 0.12166 | 0.00092
|  | 2006-08-22 | 0.027 | [9 empty] | 2011-04-21 | 1028.581 | [10 empty] | 2005-04-13 | 0 |  | 2016-11-01 |  | 0.11586 | 0.10187 | 0.12981 |  | 4.8333 | 0.11677 | 0.0081466 | 0.10279 | 0.10406 | 0.10971 | 0.11677 | 0.12382 | 0.12946 | 0.13073 | 0.00092
|  | 2006-08-29 | 0.039 | [9 empty] | 2011-04-25 | 1028.472 | [10 empty] | 2005-04-14 | 0 |  | 2016-12-01 |  | 0.11963 | 0.10393 | 0.1353 |  | 4.9167 | 0.12054 | 0.0091454 | 0.10485 | 0.10627 | 0.11262 | 0.12055 | 0.12846 | 0.13479 | 0.13621 | 0.00091
|  | 2006-09-05 | 0.025 | [9 empty] | 2011-04-28 | 1028.403 | [10 empty] | 2005-04-15 | 0 |  | 2017-01-01 |  | 0.12636 | 0.1076 | 0.14507 |  | 5 | 0.12726 | 0.010924 | 0.10852 | 0.11022 | 0.11781 | 0.12727 | 0.13673 | 0.14428 | 0.14598 | 0.00091
|  | 2006-09-12 | 0.018 | [9 empty] | 2011-05-02 | 1028.536 | [10 empty] | 2005-04-16 | 0 |  | 2017-02-01 |  | 0.12356 | 0.10607 | 0.141 |  | 5.0833 | 0.12446 | 0.010184 | 0.10699 | 0.10858 | 0.11565 | 0.12447 | 0.13329 | 0.14033 | 0.14191 | 0.00091
|  | 2006-10-17 | 0.032 | [9 empty] | 2011-05-05 | 1028.628 | [10 empty] | 2005-04-17 | 0 |  | 2017-03-01 |  | 0.13814 | 0.11403 | 0.16216 |  | 5.1667 | 0.13903 | 0.014033 | 0.11494 | 0.11714 | 0.12688 | 0.13905 | 0.15119 | 0.16089 | 0.16307 | 0.00091
|  | 2006-11-14 | 0.052 | [9 empty] | 2011-05-09 | 1028.54 | [10 empty] | 2005-04-18 | 0 |  | 2017-04-01 |  | 0.12675 | 0.10781 | 0.14563 |  | 5.25 | 0.12765 | 0.011026 | 0.10873 | 0.11045 | 0.1181 | 0.12766 | 0.1372 | 0.14483 | 0.14654 | 0.00091
|  | 2006-12-13 | 0.06 | [9 empty] | 2011-05-12 | 1028.403 | [10 empty] | 2005-04-19 | 0 |  | 2017-05-01 |  | 0.095223 | 0.090631 | 0.099812 |  | 5.3333 | 0.096139 | 0.0026768 | 0.09155 | 0.091966 | 0.093823 | 0.096141 | 0.098458 | 0.10031 | 0.10073 | 0.000918
|  | 2007-01-16 | 0.053 | [9 empty] | 2011-05-16 | 1028.249 | [10 empty] | 2005-04-20 | 0 |  | 2017-06-01 |  | 0.096663 | 0.091416 | 0.10191 |  | 5.4167 | 0.09758 | 0.0030592 | 0.092334 | 0.09281 | 0.094932 | 0.097582 | 0.10023 | 0.10235 | 0.10283 | 0.00092
|  | 2007-02-13 | 0.031 | [9 empty] | 2011-05-19 | 1028.178 | [10 empty] | 2005-04-21 | 0 |  | 2017-07-01 |  | 0.098677 | 0.092512 | 0.10484 |  | 5.5 | 0.099593 | 0.0035938 | 0.093431 | 0.09399 | 0.096483 | 0.099596 | 0.10271 | 0.10519 | 0.10576 | 0.00092
|  | 2007-02-15 | 0.031 | [9 empty] | 2011-05-23 | 1028.087 | [10 empty] | 2005-04-22 | 0 |  | 2017-08-01 |  | 0.10401 | 0.095416 | 0.11259 |  | 5.5833 | 0.10492 | 0.0050078 | 0.096334 | 0.097114 | 0.10059 | 0.10493 | 0.10926 | 0.11273 | 0.11351 | 0.00092
|  | 2007-03-12 | 0.024 | [9 empty] | 2011-05-26 | 1027.989 | [10 empty] | 2005-04-23 | 0 |  | 2017-09-01 |  | 0.10704 | 0.097067 | 0.117 |  | 5.6667 | 0.10795 | 0.0058111 | 0.097984 | 0.09889 | 0.10292 | 0.10796 | 0.11299 | 0.11701 | 0.11791 | 0.00091
|  | 2007-04-10 | 0.22 | [9 empty] | 2011-05-30 | 1027.89 | [10 empty] | 2005-04-24 | 0 |  | 2017-10-01 |  | 0.10961 | 0.09847 | 0.12074 |  | 5.75 | 0.11053 | 0.0064936 | 0.099387 | 0.1004 | 0.10491 | 0.11053 | 0.11615 | 0.12065 | 0.12166 | 0.00092
|  | 2007-04-19 | 0.07 | [9 empty] | 2011-06-06 | 1027.664 | [10 empty] | 2005-04-25 | 0 |  | 2017-11-01 |  | 0.11586 | 0.10187 | 0.12981 |  | 5.8333 | 0.11677 | 0.0081466 | 0.10279 | 0.10406 | 0.10971 | 0.11677 | 0.12382 | 0.12946 | 0.13073 | 0.00092
|  | 2007-05-14 | 0.043 | [9 empty] | 2011-06-09 | 1027.606 | [10 empty] | 2005-04-26 | 0 |  | 2017-12-01 |  | 0.11963 | 0.10393 | 0.1353 |  | 5.9167 | 0.12054 | 0.0091454 | 0.10485 | 0.10627 | 0.11262 | 0.12055 | 0.12846 | 0.13479 | 0.13621 | 0.00091
|  | 2007-05-15 | 0.045 | [9 empty] | 2011-06-13 | 1027.634 | [10 empty] | 2005-04-27 | 0 |  | 2018-01-01 |  | 0.12636 | 0.1076 | 0.14507 |  | 6 | 0.12726 | 0.010924 | 0.10852 | 0.11022 | 0.11781 | 0.12727 | 0.13673 | 0.14428 | 0.14598 | 0.00091
|  | 2007-05-22 | 0.034 | [9 empty] | 2011-06-16 | 1027.641 | [10 empty] | 2005-04-28 | 0 |  | 2018-02-01 |  | 0.12356 | 0.10607 | 0.141 |  | 6.0833 | 0.12446 | 0.010184 | 0.10699 | 0.10858 | 0.11565 | 0.12447 | 0.13329 | 0.14033 | 0.14191 | 0.00091
|  | 2007-05-29 | 0.016 | [9 empty] | 2011-06-20 | 1027.616 | [10 empty] | 2005-04-29 | 0 |  | 2018-03-01 |  | 0.13814 | 0.11403 | 0.16216 |  | 6.1667 | 0.13903 | 0.014033 | 0.11494 | 0.11714 | 0.12688 | 0.13905 | 0.15119 | 0.16089 | 0.16307 | 0.00091
|  | 2007-06-05 | 0.014 | [9 empty] | 2011-06-23 | 1027.643 | [10 empty] | 2005-04-30 | 0 |  | 2018-04-01 |  | 0.12675 | 0.10781 | 0.14563 |  | 6.25 | 0.12765 | 0.011026 | 0.10873 | 0.11045 | 0.1181 | 0.12766 | 0.1372 | 0.14483 | 0.14654 | 0.00091
|  | 2007-06-12 | 0.016 | [9 empty] | 2011-06-27 | 1027.66 | [10 empty] | 2005-05-01 | 0 |  | 2018-05-01 |  | 0.095223 | 0.090631 | 0.099812 |  | 6.3333 | 0.096139 | 0.0026768 | 0.09155 | 0.091966 | 0.093823 | 0.096141 | 0.098458 | 0.10031 | 0.10073 | 0.000918
|  | 2007-06-18 | 0.019 | [9 empty] | 2011-07-04 | 1027.837 | [10 empty] | 2005-05-02 | 0 |  | 2018-06-01 |  | 0.096663 | 0.091416 | 0.10191 |  | 6.4167 | 0.09758 | 0.0030592 | 0.092334 | 0.09281 | 0.094932 | 0.097582 | 0.10023 | 0.10235 | 0.10283 | 0.00092
|  | 2007-06-19 | 0.019 | [9 empty] | 2011-07-07 | 1027.889 | [10 empty] | 2005-05-03 | 166.78 |  | 2018-07-01 |  | 0.098677 | 0.092512 | 0.10484 |  | 6.5 | 0.099593 | 0.0035938 | 0.093431 | 0.09399 | 0.096483 | 0.099596 | 0.10271 | 0.10519 | 0.10576 | 0.00092
|  | 2007-06-26 | 0.02 | [9 empty] | 2011-07-11 | 1027.961 | [10 empty] | 2005-05-04 | 230.41 |  | 2018-08-01 |  | 0.10401 | 0.095416 | 0.11259 |  | 6.5833 | 0.10492 | 0.0050078 | 0.096334 | 0.097114 | 0.10059 | 0.10493 | 0.10926 | 0.11273 | 0.11351 | 0.00092
|  | 2007-07-03 | 0.019 | [9 empty] | 2011-07-14 | 1027.98 | [10 empty] | 2005-05-05 | 254.55 |  | 2018-09-01 |  | 0.10704 | 0.097067 | 0.117 |  | 6.6667 | 0.10795 | 0.0058111 | 0.097984 | 0.09889 | 0.10292 | 0.10796 | 0.11299 | 0.11701 | 0.11791 | 0.00091
|  | 2007-07-10 | 0.066 | [9 empty] | 2011-07-18 | 1027.939 | [10 empty] | 2005-05-06 | 133.86 |  | 2018-10-01 |  | 0.10961 | 0.09847 | 0.12074 |  | 6.75 | 0.11053 | 0.0064936 | 0.099387 | 0.1004 | 0.10491 | 0.11053 | 0.11615 | 0.12065 | 0.12166 | 0.00092
|  | 2007-07-16 | 0.025 | [9 empty] | 2011-07-25 | 1028.053 | [10 empty] | 2005-05-07 | 133.86 |  | 2018-11-01 |  | 0.11586 | 0.10187 | 0.12981 |  | 6.8333 | 0.11677 | 0.0081466 | 0.10279 | 0.10406 | 0.10971 | 0.11677 | 0.12382 | 0.12946 | 0.13073 | 0.00092
|  | 2007-07-17 | 0.023 | [9 empty] | 2011-07-28 | 1028.011 | [10 empty] | 2005-05-08 | 133.86 |  | 2018-12-01 |  | 0.11963 | 0.10393 | 0.1353 |  | 6.9167 | 0.12054 | 0.0091454 | 0.10485 | 0.10627 | 0.11262 | 0.12055 | 0.12846 | 0.13479 | 0.13621 | 0.00091
|  | 2007-07-24 | 0.031 | [9 empty] | 2011-08-01 | 1028.013 | [10 empty] | 2005-05-09 | 133.86 |  | 2019-01-01 |  | 0.12636 | 0.1076 | 0.14507 |  | 7 | 0.12726 | 0.010924 | 0.10852 | 0.11022 | 0.11781 | 0.12727 | 0.13673 | 0.14428 | 0.14598 | 0.00091
|  | 2007-07-31 | 0.022 | [9 empty] | 2011-08-04 | 1028.024 | [10 empty] | 2005-05-10 | 38.246 |  | 2019-02-01 |  | 0.12356 | 0.10607 | 0.141 |  | 7.0833 | 0.12446 | 0.010184 | 0.10699 | 0.10858 | 0.11565 | 0.12447 | 0.13329 | 0.14033 | 0.14191 | 0.00091
|  | 2007-08-07 | 0.026 | [9 empty] | 2011-08-08 | 1028.017 | [10 empty] | 2005-05-11 | 38.246 |  | 2019-03-01 |  | 0.13814 | 0.11403 | 0.16216 |  | 7.1667 | 0.13903 | 0.014033 | 0.11494 | 0.11714 | 0.12688 | 0.13905 | 0.15119 | 0.16089 | 0.16307 | 0.00091
|  | 2007-08-13 | 0.033 | [9 empty] | 2011-08-11 | 1027.981 | [10 empty] | 2005-05-12 | 38.246 |  | 2019-04-01 |  | 0.12675 | 0.10781 | 0.14563 |  | 7.25 | 0.12765 | 0.011026 | 0.10873 | 0.11045 | 0.1181 | 0.12766 | 0.1372 | 0.14483 | 0.14654 | 0.00091
|  | 2007-08-14 | 0.032 | [9 empty] | 2011-08-15 | 1028.003 | [10 empty] | 2005-05-13 | 38.246 |  | 2019-05-01 |  | 0.095223 | 0.090631 | 0.099812 |  | 7.3333 | 0.096139 | 0.0026768 | 0.09155 | 0.091966 | 0.093823 | 0.096141 | 0.098458 | 0.10031 | 0.10073 | 0.000918
|  | 2007-08-21 | 0.0735 | [9 empty] | 2011-08-18 | 1028.016 | [10 empty] | 2005-05-14 | 38.246 |  | 2019-06-01 |  | 0.096663 | 0.091416 | 0.10191 |  | 7.4167 | 0.09758 | 0.0030592 | 0.092334 | 0.09281 | 0.094932 | 0.097582 | 0.10023 | 0.10235 | 0.10283 | 0.00092
|  | 2007-08-28 | 0.034 | [9 empty] | 2011-08-22 | 1028.045 | [10 empty] | 2005-05-15 | 38.246 |  | 2019-07-01 |  | 0.098677 | 0.092512 | 0.10484 |  | 7.5 | 0.099593 | 0.0035938 | 0.093431 | 0.09399 | 0.096483 | 0.099596 | 0.10271 | 0.10519 | 0.10576 | 0.00092
|  | 2007-09-04 | 0.038 | [9 empty] | 2011-08-25 | 1028.054 | [10 empty] | 2005-05-16 | 38.246 |  | 2019-08-01 |  | 0.10401 | 0.095416 | 0.11259 |  | 7.5833 | 0.10492 | 0.0050078 | 0.096334 | 0.097114 | 0.10059 | 0.10493 | 0.10926 | 0.11273 | 0.11351 | 0.00092
|  | 2007-09-10 | 0.038 | [9 empty] | 2011-08-29 | 1028.055 | [10 empty] | 2005-05-17 | 0 |  | 2019-09-01 |  | 0.10704 | 0.097067 | 0.117 |  | 7.6667 | 0.10795 | 0.0058111 | 0.097984 | 0.09889 | 0.10292 | 0.10796 | 0.11299 | 0.11701 | 0.11791 | 0.00091
|  | 2007-09-11 | 0.033 | [9 empty] | 2011-09-01 | 1028.045 | [10 empty] | 2005-05-18 | 0 |  | 2019-10-01 |  | 0.10961 | 0.09847 | 0.12074 |  | 7.75 | 0.11053 | 0.0064936 | 0.099387 | 0.1004 | 0.10491 | 0.11053 | 0.11615 | 0.12065 | 0.12166 | 0.00092
|  | 2007-09-17 | 0.027 | [9 empty] | 2011-09-05 | 1028.03 | [10 empty] | 2005-05-19 | 0 |  | 2019-11-01 |  | 0.11586 | 0.10187 | 0.12981 |  | 7.8333 | 0.11677 | 0.0081466 | 0.10279 | 0.10406 | 0.10971 | 0.11677 | 0.12382 | 0.12946 | 0.13073 | 0.00092
|  | 2007-09-25 | 0.0225 | [9 empty] | 2011-09-08 | 1028.053 | [10 empty] | 2005-05-20 | 0 |  | 2019-12-01 |  | 0.11963 | 0.10393 | 0.1353 |  | 7.9167 | 0.12054 | 0.0091454 | 0.10485 | 0.10627 | 0.11262 | 0.12055 | 0.12846 | 0.13479 | 0.13621 | 0.00091
|  | 2007-10-23 | 0.07 | [9 empty] | 2011-09-12 | 1028.086 | [10 empty] | 2005-05-21 | 0 |  | 2020-01-01 |  | 0.12636 | 0.1076 | 0.14507 |  | 8 | 0.12726 | 0.010924 | 0.10852 | 0.11022 | 0.11781 | 0.12727 | 0.13673 | 0.14428 | 0.14598 | 0.00091
|  | 2007-10-25 | 0.0789 | [9 empty] | 2011-09-15 | 1028.073 | [10 empty] | 2005-05-22 | 0 |  | 2020-02-01 |  | 0.12356 | 0.10607 | 0.141 |  | 8.0833 | 0.12446 | 0.010184 | 0.10699 | 0.10858 | 0.11565 | 0.12447 | 0.13329 | 0.14033 | 0.14191 | 0.00091
|  | 2007-10-29 | 0.069 | [9 empty] | 2011-09-19 | 1028.043 | [10 empty] | 2005-05-23 | 0 |  | 2020-03-01 |  | 0.13814 | 0.11403 | 0.16216 |  | 8.1667 | 0.13903 | 0.014033 | 0.11494 | 0.11714 | 0.12688 | 0.13905 | 0.15119 | 0.16089 | 0.16307 | 0.00091
|  | 2007-11-13 | [10 empty] | 2011-09-22 | 1027.741 | [10 empty] | 2005-05-24 | 0 |  | 2020-04-01 |  | 0.12675 | 0.10781 | 0.14563 |  | 8.25 | 0.12765 | 0.011026 | 0.10873 | 0.11045 | 0.1181 | 0.12766 | 0.1372 | 0.14483 | 0.14654 | 0.00091
|  | 2007-11-14 | 0.051 | [9 empty] | 2011-09-26 | 1027.344 | [10 empty] | 2005-05-25 | 0 |  | 2020-05-01 |  | 0.095223 | 0.090631 | 0.099812 |  | 8.3333 | 0.096139 | 0.0026768 | 0.09155 | 0.091966 | 0.093823 | 0.096141 | 0.098458 | 0.10031 | 0.10073 | 0.000918
|  | 2007-11-21 | 0.0508 | [9 empty] | 2011-09-30 | 1026.939 | [10 empty] | 2005-05-26 | 6.8148 |  | 2020-06-01 |  | 0.096663 | 0.091416 | 0.10191 |  | 8.4167 | 0.09758 | 0.0030592 | 0.092334 | 0.09281 | 0.094932 | 0.097582 | 0.10023 | 0.10235 | 0.10283 | 0.00092
|  | 2007-12-10 | 0.052 | [9 empty] | 2011-10-03 | 1027.022 | [10 empty] | 2005-05-27 | 27.262 |  | 2020-07-01 |  | 0.098677 | 0.092512 | 0.10484 |  | 8.5 | 0.099593 | 0.0035938 | 0.093431 | 0.09399 | 0.096483 | 0.099596 | 0.10271 | 0.10519 | 0.10576 | 0.00092
|  | 2007-12-13 | 0.0517 | [9 empty] | 2011-10-11 | 1027.222 | [10 empty] | 2005-05-28 | 27.262 |  | 2020-08-01 |  | 0.10401 | 0.095416 | 0.11259 |  | 8.5833 | 0.10492 | 0.0050078 | 0.096334 | 0.097114 | 0.10059 | 0.10493 | 0.10926 | 0.11273 | 0.11351 | 0.00092
|  | 2008-01-08 | 0.049 | [9 empty] | 2011-10-17 | 1027.511 | [10 empty] | 2005-05-29 | 27.262 |  | 2020-09-01 |  | 0.10704 | 0.097067 | 0.117 |  | 8.6667 | 0.10795 | 0.0058111 | 0.097984 | 0.09889 | 0.10292 | 0.10796 | 0.11299 | 0.11701 | 0.11791 | 0.00091
|  | 2008-01-24 | 0.0498 | [9 empty] | 2011-10-24 | 1027.579 | [10 empty] | 2005-05-30 | 27.262 |  | 2020-10-01 |  | 0.10961 | 0.09847 | 0.12074 |  | 8.75 | 0.11053 | 0.0064936 | 0.099387 | 0.1004 | 0.10491 | 0.11053 | 0.11615 | 0.12065 | 0.12166 | 0.00092
|  | 2008-02-19 | 0.052 | [9 empty] | 2011-10-31 | 1027.766 | [10 empty] | 2005-05-31 | 55.659 |  | 2020-11-01 |  | 0.11586 | 0.10187 | 0.12981 |  | 8.8333 | 0.11677 | 0.0081466 | 0.10279 | 0.10406 | 0.10971 | 0.11677 | 0.12382 | 0.12946 | 0.13073 | 0.00092
|  | 2008-02-20 | 0.0481 | [9 empty] | 2011-11-07 | 1027.92 | [10 empty] | 2005-06-01 | 55.659 |  | 2020-12-01 |  | 0.11963 | 0.10393 | 0.1353 |  | 8.9167 | 0.12054 | 0.0091454 | 0.10485 | 0.10627 | 0.11262 | 0.12055 | 0.12846 | 0.13479 | 0.13621 | 0.00091
|  | 2008-03-11 | 0.0555 | [9 empty] | 2011-11-14 | 1028.087 | [10 empty] | 2005-06-02 | 30.897 |  | 2021-01-01 |  | 0.12636 | 0.1076 | 0.14507 |  | 9 | 0.12726 | 0.010924 | 0.10852 | 0.11022 | 0.11781 | 0.12727 | 0.13673 | 0.14428 | 0.14598 | 0.00091
|  | 2008-03-18 | 0.058 | [9 empty] | 2011-11-22 | 1028.264 | [10 empty] | 2005-06-03 | 30.897 |  | 2021-02-01 |  | 0.12356 | 0.10607 | 0.141 |  | 9.0833 | 0.12446 | 0.010184 | 0.10699 | 0.10858 | 0.11565 | 0.12447 | 0.13329 | 0.14033 | 0.14191 | 0.00091
|  | 2008-04-14 | 0.1 | [9 empty] | 2011-11-28 | 1027.792 | [10 empty] | 2005-06-04 | 30.897 |  | 2021-03-01 |  | 0.13814 | 0.11403 | 0.16216 |  | 9.1667 | 0.13903 | 0.014033 | 0.11494 | 0.11714 | 0.12688 | 0.13905 | 0.15119 | 0.16089 | 0.16307 | 0.00091
|  | 2008-04-15 | 0.096 | [9 empty] | 2011-12-05 | 1027.617 | [10 empty] | 2005-06-05 | 30.897 |  | 2021-04-01 |  | 0.12675 | 0.10781 | 0.14563 |  | 9.25 | 0.12765 | 0.011026 | 0.10873 | 0.11045 | 0.1181 | 0.12766 | 0.1372 | 0.14483 | 0.14654 | 0.00091
|  | 2008-04-22 | 0.089 | [9 empty] | 2011-12-13 | 1027.339 | [10 empty] | 2005-06-06 | 30.897 |  | 2021-05-01 |  | 0.095223 | 0.090631 | 0.099812 |  | 9.3333 | 0.096139 | 0.0026768 | 0.09155 | 0.091966 | 0.093823 | 0.096141 | 0.098458 | 0.10031 | 0.10073 | 0.000918
|  | 2008-04-29 | 0.1295 | [9 empty] | 2012-01-03 | 1027.796 | [10 empty] | 2005-06-07 | 18.174 |  | 2021-06-01 |  | 0.096663 | 0.091416 | 0.10191 |  | 9.4167 | 0.09758 | 0.0030592 | 0.092334 | 0.09281 | 0.094932 | 0.097582 | 0.10023 | 0.10235 | 0.10283 | 0.00092
|  | 2008-05-06 | 0.12 | [9 empty] | 2012-01-10 | 1027.924 | [10 empty] | 2005-06-08 | 18.174 |  | 2021-07-01 |  | 0.098677 | 0.092512 | 0.10484 |  | 9.5 | 0.099593 | 0.0035938 | 0.093431 | 0.09399 | 0.096483 | 0.099596 | 0.10271 | 0.10519 | 0.10576 | 0.00092
|  | 2008-05-13 | 0.071 | [9 empty] | 2012-01-16 | 1028.014 | [10 empty] | 2005-06-09 | 0 |  | 2021-08-01 |  | 0.10401 | 0.095416 | 0.11259 |  | 9.5833 | 0.10492 | 0.0050078 | 0.096334 | 0.097114 | 0.10059 | 0.10493 | 0.10926 | 0.11273 | 0.11351 | 0.00092
|  | 2008-05-15 | 0.059 | [9 empty] | 2012-01-23 | 1028.152 | [10 empty] | 2005-06-10 | 0 |  | 2021-09-01 |  | 0.10704 | 0.097067 | 0.117 |  | 9.6667 | 0.10795 | 0.0058111 | 0.097984 | 0.09889 | 0.10292 | 0.10796 | 0.11299 | 0.11701 | 0.11791 | 0.00091
|  | 2008-05-20 | 0.034 | [9 empty] | 2012-01-30 | 1028.256 | [10 empty] | 2005-06-11 | 0 |  | 2021-10-01 |  | 0.10961 | 0.09847 | 0.12074 |  | 9.75 | 0.11053 | 0.0064936 | 0.099387 | 0.1004 | 0.10491 | 0.11053 | 0.11615 | 0.12065 | 0.12166 | 0.00092
|  | 2008-05-22 | 0.0266 | [9 empty] | 2012-02-06 | 1028.377 | [10 empty] | 2005-06-12 | 0 |  | 2021-11-01 |  | 0.11586 | 0.10187 | 0.12981 |  | 9.8333 | 0.11677 | 0.0081466 | 0.10279 | 0.10406 | 0.10971 | 0.11677 | 0.12382 | 0.12946 | 0.13073 | 0.00092
|  | 2008-05-26 | 0.0673 | [9 empty] | 2012-02-13 | 1028.523 | [10 empty] | 2005-06-13 | 0 |  | 2021-12-01 |  | 0.11963 | 0.10393 | 0.1353 |  | 9.9167 | 0.12054 | 0.0091454 | 0.10485 | 0.10627 | 0.11262 | 0.12055 | 0.12846 | 0.13479 | 0.13621 | 0.00091
|  | 2008-05-27 | 0.025 | [9 empty] | 2012-02-20 | 1028.576 | [10 empty] | 2005-06-14 | 0 |  | 2022-01-01 |  | 0.12636 | 0.1076 | 0.14507 |  | 10 | 0.12726 | 0.010924 | 0.10852 | 0.11022 | 0.11781 | 0.12727 | 0.13673 | 0.14428 | 0.14598 | 0.00091
|  | 2008-06-03 | 0.015 | [9 empty] | 2012-02-27 | 1028.651 | [10 empty] | 2005-06-15 | 0 | [12 empty] | 10
|  | 2008-06-10 | 0.025 | [9 empty] | 2012-03-05 | 1028.722 | [10 empty] | 2005-06-16 | 0
|  | 2008-06-16 | 0.021 | [9 empty] | 2012-03-12 | 1028.799 | [10 empty] | 2005-06-17 | 0
|  | 2008-06-17 | 0.018 | [9 empty] | 2012-03-19 | 1028.862 | [10 empty] | 2005-06-18 | 0
|  | 2008-06-24 | 0.02595 | [9 empty] | 2012-03-26 | 1028.93 | [10 empty] | 2005-06-19 | 0
|  | 2008-07-01 | 0.041 | [9 empty] | 2012-04-02 | 1029.005 | [10 empty] | 2005-06-20 | 0
|  | 2008-07-08 | 0.026 | [9 empty] | 2012-01-01 | 1027.796 | 1027.796 | 1027.796 | [8 empty] | 2005-06-21 | 0
|  | 2008-07-14 | 0.022 | [9 empty] | 2012-02-01 | 1027.1583 | 1027.1583 | 1027.1583 | [8 empty] | 2005-06-22 | 0
|  | 2008-07-16 | 0.031 | [9 empty] | 2012-03-01 | 1026.8325 | 1026.8325 | 1027.3973 | [8 empty] | 2005-06-23 | 0
|  | 2008-07-22 | 0.022 | [9 empty] | 2012-04-01 | 1026.6663 | 1026.6663 | 1027.6312 | [8 empty] | 2005-06-24 | 0
|  | 2008-07-30 | 0.0246 | [9 empty] | 2012-05-01 | 1026.5831 | 1026.5831 | 1027.8916 | [8 empty] | 2005-06-25 | 0
|  | 2008-07-31 | 0.027 | [9 empty] | 2012-06-01 | 1026.5442 | 1026.5432 | 1029.4474 | [8 empty] | 2005-06-26 | 0
|  | 2008-08-05 | 0.033 | [9 empty] | 2012-07-01 | 1026.5221 | 1026.5216 | 1028.0145 | [8 empty] | 2005-06-27 | 0
|  | 2008-08-11 | 0.028 | [9 empty] | 2012-08-01 | 1026.511 | 1026.5109 | 1027.2678 | [8 empty] | 2005-06-28 | 60.203
|  | 2008-08-12 | 0.032 | [9 empty] | 2012-09-01 | 1026.5055 | 1026.5054 | 1029.4597 | [8 empty] | 2005-06-29 | 60.203
|  | 2008-08-19 | 0.031 | [9 empty] | 2012-10-01 | 1026.5028 | 1026.5027 | 1028.0208 | [8 empty] | 2005-06-30 | 102.23
|  | 2008-08-28 | 0.018 | [9 empty] | 2012-11-01 | 1026.5013 | 1026.5013 | 1029.4979 | [8 empty] | 2005-07-01 | 79.513
|  | 2008-09-02 | 0.023 | [9 empty] | 2012-12-01 | 1026.5007 | 1026.5007 | 1028.0403 | [8 empty] | 2005-07-02 | 79.513
|  | 2008-09-02 09:20 | [10 empty] | 2013-01-01 | 1026.5004 | 1026.5004 | 1027.2811 | [8 empty] | 2005-07-03 | 79.513
|  | 2008-09-09 | 0.016 | [9 empty] | 2013-02-01 | 1026.5001 | 1026.5001 | 1026.8966 | [8 empty] | 2005-07-04 | 79.513
|  | 2008-09-09 11:45 | [10 empty] | 2013-03-01 | 1026.5061 | 1026.5001 | 1026.7754 | [8 empty] | 2005-07-05 | 79.513
|  | 2008-09-15 | 0.025 | [9 empty] | 2013-04-01 | 1026.5031 | 1026.5 | 1027.0319 | [8 empty] | 2005-07-06 | 41.649
|  | 2008-09-15 11:50 | [10 empty] | 2013-05-01 | 1026.5015 | 1026.5 | 1027.3092 | [8 empty] | 2005-07-07 | 41.649
|  | 2008-09-16 | 0.023 | [9 empty] | 2013-06-01 | 1029.4451 | 1026.5 | 1029.4481 | [8 empty] | 2005-07-08 | 41.649
|  | 2008-09-16 09:05 | [10 empty] | 2013-07-01 | 1028.0132 | 1026.5 | 1028.1882 | [8 empty] | 2005-07-09 | 0
|  | 2008-09-18 | 0.0249 | [9 empty] | 2013-08-01 | 1027.2671 | 1026.5 | 1027.3612 | [8 empty] | 2005-07-10 | 0
|  | 2008-09-23 | 0.031 | [9 empty] | 2013-09-01 | 1026.8894 | 1026.5 | 1029.4597 | [8 empty] | 2005-07-11 | 0
|  | 2008-09-23 08:30 | 0.031 | [9 empty] | 2013-10-01 | 1026.6947 | 1026.5 | 1028.0208 | [8 empty] | 2005-07-12 | 56.98
|  | 2008-09-30 | 0.036 | [9 empty] | 2013-11-01 | 1026.5974 | 1026.5 | 1029.4979 | [8 empty] | 2005-07-13 | 56.98
|  | 2008-09-30 08:50 | [10 empty] | 2013-12-01 | 1026.5487 | 1026.5 | 1028.0403 | [8 empty] | 2005-07-14 | 56.98
|  | 2008-10-07 | 0.029367 | [9 empty] | 2014-01-01 | 1026.5243 | 1026.5 | 1028.1938 | [8 empty] | 2005-07-15 | 56.98
|  | 2008-10-07 11:00 | [10 empty] | 2014-02-01 | 1026.5122 | 1026.5 | 1028.4563 | [8 empty] | 2005-07-16 | 56.98
|  | 2008-10-14 | 0.059 | [9 empty] | 2014-03-01 | 1026.5061 | 1026.5 | 1028.6656 | [8 empty] | 2005-07-17 | 56.98
|  | 2008-10-14 11:40 | [10 empty] | 2014-04-01 | 1026.5031 | 1026.5 | 1028.8655 | [8 empty] | 2005-07-18 | 56.98
|  | 2008-10-15 | 0.06 | [9 empty] | 2014-05-01 | 1026.5016 | 1026.5 | 1029.0675 | [8 empty] | 2005-07-19 | 42.517
|  | 2008-10-15 16:10 | [10 empty] | 2014-06-01 | 1029.4418 | 1026.5 | 1029.4481 | [8 empty] | 2005-07-20 | 42.517
|  | 2008-10-21 | 0.076 | [9 empty] | 2014-07-01 | 1028.0116 | 1026.5 | 1028.0149 | [8 empty] | 2005-07-21 | 42.517
|  | 2008-10-21 11:50 | [10 empty] | 2014-08-01 | 1027.2662 | 1026.5 | 1027.3483 | [8 empty] | 2005-07-22 | 42.517
|  | 2008-11-03 | [10 empty] | 2014-09-01 | 1026.8889 | 1026.5 | 1029.4597 | [8 empty] | 2005-07-23 | 42.517
|  | 2008-11-04 | 0.062 | [9 empty] | 2014-10-01 | 1026.6945 | 1026.5 | 1028.0208 | [8 empty] | 2005-07-24 | 42.517
|  | 2008-11-04 10:00 | [10 empty] | 2014-11-01 | 1026.5972 | 1026.5 | 1027.271 | [8 empty] | 2005-07-25 | 42.517
|  | 2008-12-01 | 0.075 | [9 empty] | 2014-12-01 | 1026.5486 | 1026.5 | 1026.8914 | [8 empty] | 2005-07-26 | 42.517
|  | 2008-12-01 11:55 | [10 empty] | 2015-01-01 | 1026.5243 | 1026.5 | 1026.6957 | [8 empty] | 2005-07-27 | 42.791
|  | 2008-12-10 | 0.0624 | [9 empty] | 2015-02-01 | 1026.5122 | 1026.5 | 1026.5978 | [8 empty] | 2005-07-28 | 42.791
|  | 2009-02-02 | 0.1 | [9 empty] | 2015-03-01 | 1026.5061 | 1026.5 | 1026.7656 | [8 empty] | 2005-07-29 | 42.791
|  | 2009-03-03 | 0.088 | [9 empty] | 2015-04-01 | 1026.5031 | 1026.5 | 1026.9756 | [8 empty] | 2005-07-30 | 42.791
|  | 2009-03-03 15:45 | 0.088 | [9 empty] | 2015-05-01 | 1026.5015 | 1026.5 | 1027.2184 | [8 empty] | 2005-07-31 | 42.791
|  | 2009-04-02 | 0.131 | [9 empty] | 2015-06-01 | 1029.4427 | 1026.5 | 1029.4481 | [8 empty] | 2005-08-01 | 42.791
|  | 2009-04-02 10:45 | 0.131 | [9 empty] | 2015-07-01 | 1028.0121 | 1026.5 | 1028.0149 | [8 empty] | 2005-08-02 | 30.722
|  | 2009-04-07 10:00 | [10 empty] | 2015-08-01 | 1027.2665 | 1026.5 | 1027.2679 | [8 empty] | 2005-08-03 | 30.722
|  | 2009-04-08 | 0.146 | [9 empty] | 2015-09-01 | 1026.889 | 1026.5 | 1029.4597 | [8 empty] | 2005-08-04 | 30.722
|  | 2009-04-08 08:20 | 0.146 | [9 empty] | 2015-10-01 | 1026.6945 | 1026.5 | 1028.0208 | [8 empty] | 2005-08-05 | 30.722
|  | 2009-04-16 | 0.156 | [9 empty] | 2015-11-01 | 1026.5973 | 1026.5 | 1027.271 | [8 empty] | 2005-08-06 | 30.722
|  | 2009-04-16 05:30 | 0.156 | [9 empty] | 2015-12-01 | 1026.5486 | 1026.5 | 1026.8914 | [8 empty] | 2005-08-07 | 30.722
|  | 2009-04-23 | 0.16 | [9 empty] | 2016-01-01 | 1026.5243 | 1026.5 | 1026.6957 | [8 empty] | 2005-08-08 | 30.722
|  | 2009-04-23 05:25 | 0.16 | [9 empty] | 2016-02-01 | 1026.5122 | 1026.5 | 1026.5978 | [8 empty] | 2005-08-09 | 42.321
|  | 2009-04-29 | 0.183 | [9 empty] | 2016-03-01 | 1026.5061 | 1026.5 | 1026.8002 | [8 empty] | 2005-08-10 | 42.321
|  | 2009-04-29 05:20 | 0.183 | [9 empty] | 2016-04-01 | 1026.5031 | 1026.5 | 1027.0774 | [8 empty] | 2005-08-11 | 42.321
|  | 2009-05-07 | 0.143 | [9 empty] | 2016-05-01 | 1026.5015 | 1026.5 | 1027.3795 | [8 empty] | 2005-08-12 | 42.321
|  | 2009-05-07 15:00 | 0.143 | [9 empty] | 2016-06-01 | 1029.4403 | 1026.5 | 1029.4481 | [8 empty] | 2005-08-13 | 42.321
|  | 2009-05-14 | 0.0506 | [9 empty] | 2016-07-01 | 1028.0112 | 1026.5 | 1028.1858 | [8 empty] | 2005-08-14 | 42.321
|  | 2009-05-14 05:15 | 0.0506 | [9 empty] | 2016-08-01 | 1027.2661 | 1026.5 | 1027.3564 | [8 empty] | 2005-08-15 | 42.321
|  | 2009-05-14 05:25 | [10 empty] | 2016-09-01 | 1026.8888 | 1026.5 | 1029.4597 | [8 empty] | 2005-08-16 | 41.694
|  | 2009-05-21 | 0.0439 | [9 empty] | 2016-10-01 | 1026.6945 | 1026.5 | 1028.0208 | [8 empty] | 2005-08-17 | 41.694
|  | 2009-05-21 05:20 | 0.0439 | [9 empty] | 2016-11-01 | 1026.5973 | 1026.5 | 1029.4979 | [8 empty] | 2005-08-18 | 41.694
|  | 2009-05-31 | 0.0176 | [9 empty] | 2016-12-01 | 1026.5486 | 1026.5 | 1028.0403 | [8 empty] | 2005-08-19 | 41.694
|  | 2009-05-31 06:10 | 0.0176 | [9 empty] | 2017-01-01 | 1026.5243 | 1026.5 | 1027.2811 | [8 empty] | 2005-08-20 | 41.694
|  | 2009-06-07 | 0.0132 | [9 empty] | 2017-02-01 | 1026.5122 | 1026.5 | 1026.8966 | [8 empty] | 2005-08-21 | 41.694
|  | 2009-06-07 16:40 | 0.0132 | [9 empty] | 2017-03-01 | 1026.5061 | 1026.5 | 1026.7594 | [8 empty] | 2005-08-22 | 41.694
|  | 2009-06-08 | 0.0182 | [9 empty] | 2017-04-01 | 1026.5031 | 1026.5 | 1026.985 | [8 empty] | 2005-08-23 | 17.007
|  | 2009-06-08 11:55 | 0.0182 | [9 empty] | 2017-05-01 | 1026.5015 | 1026.5 | 1027.2333 | [8 empty] | 2005-08-24 | 17.007
|  | 2009-06-14 | 0.0221 | [9 empty] | 2017-06-01 | 1026.5248 | 1026.5 | 1029.4481 | [8 empty] | 2005-08-25 | 17.007
|  | 2009-06-14 11:55 | 0.0221 | [9 empty] | 2017-07-01 | 1026.5125 | 1026.5 | 1028.0149 | [8 empty] | 2005-08-26 | 17.007
|  | 2009-06-21 | 0.0375 | [9 empty] | 2017-08-01 | 1026.5062 | 1026.5 | 1027.2679 | [8 empty] | 2005-08-27 | 17.007
|  | 2009-06-21 01:10 | [10 empty] | 2017-09-01 | 1026.8888 | 1026.5 | 1029.4597 | [8 empty] | 2005-08-28 | 17.007
|  | 2009-06-21 13:10 | 0.0375 | [9 empty] | 2017-10-01 | 1026.6945 | 1026.5 | 1028.0208 | [8 empty] | 2005-08-29 | 17.007
|  | 2009-06-28 | 0.0379 | [9 empty] | 2017-11-01 | 1026.5972 | 1026.5 | 1027.271 | [8 empty] | 2005-08-30 | 17.007
|  | 2009-06-28 06:05 | 0.0379 | [9 empty] | 2017-12-01 | 1026.5486 | 1026.5 | 1026.8914 | [8 empty] | 2005-08-31 | 0
|  | 2009-07-05 | 0.033 | [9 empty] | 2018-01-01 | 1026.5243 | 1026.5 | 1026.6957 | [8 empty] | 2005-09-01 | 0
|  | 2009-07-05 05:10 | 0.028 | [9 empty] | 2018-02-01 | 1026.5122 | 1026.5 | 1026.5978 | [8 empty] | 2005-09-02 | 0
|  | 2009-07-12 | 0.03 | [9 empty] | 2018-03-01 | 1026.5061 | 1026.5 | 1026.807 | [8 empty] | 2005-09-03 | 0
|  | 2009-07-12 08:50 | 0.0337 | [9 empty] | 2018-04-01 | 1026.5031 | 1026.5 | 1027.0322 | [8 empty] | 2005-09-04 | 0
|  | 2009-07-13 | 0.0402 | [9 empty] | 2018-05-01 | 1026.5015 | 1026.5 | 1027.3097 | [8 empty] | 2005-09-05 | 0
|  | 2009-07-13 10:00 | 0.0402 | [9 empty] | 2018-06-01 | 1029.4418 | 1026.5 | 1029.4481 | [8 empty] | 2005-09-06 | 0
|  | 2009-07-19 | 0.0607 | [9 empty] | 2018-07-01 | 1028.0116 | 1026.5 | 1028.1099 | [8 empty] | 2005-09-07 | 0
|  | 2009-07-19 10:15 | 0.0607 | [9 empty] | 2018-08-01 | 1027.2662 | 1026.5 | 1027.3171 | [8 empty] | 2005-09-08 | 0
|  | 2009-07-26 08:45 | 0.0673 | [9 empty] | 2018-09-01 | 1026.8889 | 1026.5 | 1029.4597 | [8 empty] | 2005-09-09 | 0
|  | 2009-08-02 | 0.0462 | [9 empty] | 2018-10-01 | 1026.6945 | 1026.5 | 1028.0208 | [8 empty] | 2005-09-10 | 0
|  | 2009-08-02 14:55 | 0.07 | [9 empty] | 2018-11-01 | 1026.5972 | 1026.5 | 1027.271 | [8 empty] | 2005-09-11 | 0
|  | 2009-08-09 | 0.0457 | [9 empty] | 2018-12-01 | 1026.5486 | 1026.5 | 1026.8914 | [8 empty] | 2005-09-12 | 0
|  | 2009-08-09 16:50 | 0.0457 | [9 empty] | 2019-01-01 | 1026.5243 | 1026.5 | 1026.9524 | [8 empty] | 2005-09-13 | 0
|  | 2009-08-15 | 0.0483 | [9 empty] | 2019-02-01 | 1026.5122 | 1026.5 | 1026.7262 | [8 empty] | 2005-09-14 | 0
|  | 2009-08-15 13:25 | 0.0483 | [9 empty] | 2019-03-01 | 1026.5061 | 1026.5 | 1026.7482 | [8 empty] | 2005-09-15 | 0
|  | 2009-08-23 | 0.0327 | [9 empty] | 2019-04-01 | 1026.5031 | 1026.5 | 1026.9817 | [8 empty] | 2005-09-16 | 0
|  | 2009-08-23 11:00 | 0.0327 | [9 empty] | 2019-05-01 | 1026.5015 | 1026.5 | 1027.2333 | [8 empty] | 2005-09-17 | 0
|  | 2009-08-30 | 0.0407 | [9 empty] | 2019-06-01 | 1029.4417 | 1026.5 | 1029.4481 | [8 empty] | 2005-09-18 | 0
|  | 2009-08-30 09:15 | 0.0407 | [9 empty] | 2019-07-01 | 1028.0115 | 1026.5 | 1028.0149 | [8 empty] | 2005-09-19 | 0
|  | 2009-09-02 19:15 | 0.042 | [9 empty] | 2019-08-01 | 1027.2662 | 1026.5 | 1027.3613 | [8 empty] | 2005-09-20 | 106.06
|  | 2009-09-03 | 0.042 | [9 empty] | 2019-09-01 | 1026.8888 | 1026.5 | 1029.4545 | [8 empty] | 2005-09-21 | 106.06
|  | 2009-09-06 | 0.0511 | [9 empty] | 2019-10-01 | 1026.6945 | 1026.5 | 1028.0181 | [8 empty] | 2005-09-22 | 106.06
|  | 2009-09-06 09:10 | 0.0511 | [9 empty] | 2019-11-01 | 1026.5972 | 1026.5 | 1029.4978 | [8 empty] | 2005-09-23 | 143.19
|  | 2009-09-13 | 0.0577 | [9 empty] | 2019-12-01 | 1026.5486 | 1026.5 | 1028.0403 | [8 empty] | 2005-09-24 | 143.19
|  | 2009-09-13 08:20 | 0.0577 | [9 empty] | 2020-01-01 | 1026.5243 | 1026.5 | 1027.2811 | [8 empty] | 2005-09-25 | 143.19
|  | 2009-09-20 | 0.0611 | [9 empty] | 2020-02-01 | 1026.5122 | 1026.5 | 1026.8966 | [8 empty] | 2005-09-26 | 143.19
|  | 2009-09-20 09:40 | 0.0611 | [9 empty] | 2020-03-01 | 1026.5061 | 1026.5 | 1027.0176 | [8 empty] | 2005-09-27 | 197.5
|  | 2009-09-24 11:40 | 0.125 | [9 empty] | 2020-04-01 | 1026.5031 | 1026.5 | 1027.1284 | [8 empty] | 2005-09-28 | 244.55
|  | 2009-09-24 17:10 | 0.0159 | [9 empty] | 2020-05-01 | 1026.5015 | 1026.5 | 1027.3782 | [8 empty] | 2005-09-29 | 244.55
|  | 2009-10-07 | 0.0836 | [9 empty] | 2020-06-01 | 1026.5016 | 1026.5 | 1029.4481 | [8 empty] | 2005-09-30 | 215.15
|  | 2009-10-07 11:40 | 0.082 | [9 empty] | 2020-07-01 | 1026.5009 | 1026.5 | 1028.1799 | [8 empty] | 2005-10-01 | 215.15
|  | 2009-10-07 17:49 | 0.0836 | [9 empty] | 2020-08-01 | 1026.5004 | 1026.5 | 1027.3534 | [8 empty] | 2005-10-02 | 215.15
|  | 2009-10-07 17:56 | 0.032 | [9 empty] | 2020-09-01 | 1026.5031 | 1026.5 | 1029.4597 | [8 empty] | 2005-10-03 | 215.15
|  | 2009-10-08 11:22 | 0.097 | [9 empty] | 2020-10-01 | 1026.5016 | 1026.5 | 1028.0208 | [8 empty] | 2005-10-04 | 226.2
|  | 2009-10-08 14:30 | 0.084 | [9 empty] | 2020-11-01 | 1026.5007 | 1026.5 | 1027.3602 | [8 empty] | 2005-10-05 | 226.2
|  | 2009-10-09 10:02 | 0.043 | [9 empty] | 2020-12-01 | 1026.5004 | 1026.5 | 1026.9379 | [8 empty] | 2005-10-06 | 0
|  | 2009-10-09 14:49 | 0.094 | [9 empty] | 2021-01-01 | 1026.5002 | 1026.5 | 1026.7189 | [8 empty] | 2005-10-07 | 0
|  | 2009-10-10 10:53 | 0.056 | [9 empty] | 2021-02-01 | 1026.5001 | 1026.5 | 1026.6095 | [8 empty] | 2005-10-08 | 0
|  | 2009-10-10 14:38 | 0.094 | [9 empty] | 2021-03-01 | 1026.5061 | 1026.5 | 1026.807 | [8 empty] | 2005-10-09 | 0
|  | 2009-10-11 11:55 | 0.038 | [9 empty] | 2021-04-01 | 1026.5031 | 1026.5 | 1027.0131 | [8 empty] | 2005-10-10 | 0
|  | 2009-10-11 14:40 | 0.102 | [9 empty] | 2021-05-01 | 1026.5015 | 1026.5 | 1027.2881 | [8 empty] | 2005-10-11 | 0
|  | 2009-10-12 12:05 | 0.055 | [9 empty] | 2021-06-01 | 1027.1444 | 1026.5 | 1029.4481 | [8 empty] | 2005-10-12 | 0
|  | 2009-10-12 14:35 | 0.1 | [9 empty] | 2021-07-01 | 1026.8253 | 1026.5 | 1028.1864 | [8 empty] | 2005-10-13 | 0
|  | 2009-10-16 17:40 | 0.071 | [9 empty] | 2021-08-01 | 1026.6627 | 1026.5 | 1027.3612 | [8 empty] | 2005-10-14 | 0
|  | 2009-10-17 | 0.0895 | [9 empty] | 2021-09-01 | 1026.5813 | 1026.5 | 1029.4545 | [8 empty] | 2005-10-15 | 0
|  | 2009-10-17 12:25 | 0.115 | [9 empty] | 2021-10-01 | 1026.5406 | 1026.5 | 1028.0181 | [8 empty] | 2005-10-16 | 0
|  | 2009-10-17 12:35 | [10 empty] | 2021-11-01 | 1026.53 | 1026.5 | 1027.6205 | [8 empty] | 2005-10-17 | 0
|  | 2009-10-17 16:50 | 0.114 | [9 empty] | 2021-12-01 | 1026.515 | 1026.5 | 1027.9248 | [8 empty] | 2005-10-18 | 0
|  | 2009-10-18 10:40 | 0.04 | [9 empty] | 2022-01-01 | 1026.5074 | 1026.5 | 1028.3171 | [8 empty] | 2005-10-19 | 0
|  | 2009-10-18 15:44 | 0.12 | [21 empty] | 2005-10-20 | 0
|  | 2009-10-19 11:35 | 0.053 | [21 empty] | 2005-10-21 | 0
|  | 2009-10-19 16:58 | 0.096 | [21 empty] | 2005-10-22 | 0
|  | 2009-10-20 13:05 | 0.067667 | [21 empty] | 2005-10-23 | 0
|  | 2009-10-20 16:15 | 0.091 | [21 empty] | 2005-10-24 | 0
|  | 2009-10-21 12:58 | 0.062 | [21 empty] | 2005-10-25 | 0
|  | 2009-10-21 15:28 | 0.101 | [21 empty] | 2005-10-26 | 0
|  | 2009-10-22 12:21 | 0.04 | [21 empty] | 2005-10-27 | 0
|  | 2009-10-22 15:15 | 0.111 | [21 empty] | 2005-10-28 | 0
|  | 2009-10-23 12:50 | 0.084 | [21 empty] | 2005-10-29 | 0
|  | 2009-10-23 15:30 | 0.112 | [21 empty] | 2005-10-30 | 0
|  | 2009-10-24 15:31 | 0.05 | [21 empty] | 2005-10-31 | 0
|  | 2009-10-24 16:30 | 0.125 | [21 empty] | 2005-11-01 | 0
|  | 2009-10-25 | 0.0959 | [21 empty] | 2005-11-02 | 0
|  | 2009-10-25 13:40 | 0.086 | [21 empty] | 2005-11-03 | 0
|  | 2009-10-25 15:45 | 0.118 | [21 empty] | 2005-11-04 | 0
|  | 2009-10-26 12:40 | 0.089 | [21 empty] | 2005-11-05 | 0
|  | 2009-10-26 15:45 | 0.129 | [21 empty] | 2005-11-06 | 0
|  | 2009-10-27 10:57 | 0.121 | [21 empty] | 2005-11-07 | 0
|  | 2009-10-27 15:40 | 0.098 | [21 empty] | 2005-11-08 | 0
|  | 2009-10-28 11:23 | 0.081 | [21 empty] | 2005-11-09 | 0
|  | 2009-10-28 15:24 | 0.099 | [21 empty] | 2005-11-10 | 0
|  | 2009-10-29 14:09 | 0.081 | [21 empty] | 2005-11-11 | 0
|  | 2009-10-29 15:44 | 0.09 | [21 empty] | 2005-11-12 | 0
|  | 2009-10-30 11:28 | 0.082 | [21 empty] | 2005-11-13 | 0
|  | 2009-10-30 15:48 | 0.089 | [21 empty] | 2005-11-14 | 0
|  | 2009-10-31 11:24 | 0.065 | [21 empty] | 2005-11-15 | 0
|  | 2009-10-31 15:17 | 0.078 | [21 empty] | 2005-11-16 | 0
|  | 2009-11-01 | 0.095 | [21 empty] | 2005-11-17 | 0
|  | 2009-11-01 12:16 | 0.119 | [21 empty] | 2005-11-18 | 0
|  | 2009-11-01 15:52 | 0.092 | [21 empty] | 2005-11-19 | 0
|  | 2009-11-04 | 0.03 | [21 empty] | 2005-11-20 | 0
|  | 2009-11-04 15:09 | 0.03 | [21 empty] | 2005-11-21 | 0
|  | 2009-12-01 | 0.0331 | [21 empty] | 2005-11-22 | 0
|  | 2009-12-01 14:33 | [22 empty] | 2005-11-23 | 0
|  | 2009-12-01 14:43 | 0.0331 | [21 empty] | 2005-11-24 | 0
|  | 2010-01-11 | 0.0431 | [21 empty] | 2005-11-25 | 0
|  | 2010-01-11 12:32 | 0.0431 | [21 empty] | 2005-11-26 | 0
|  | 2010-02-22 | 0.022 | [21 empty] | 2005-11-27 | 0
|  | 2010-02-22 14:20 | 0.022 | [21 empty] | 2005-11-28 | 0
|  | 2010-03-10 | 0.0241 | [21 empty] | 2005-11-29 | 0
|  | 2010-03-10 08:52 | 0.0241 | [21 empty] | 2005-11-30 | 0
|  | 2010-03-22 | 0.0321 | [21 empty] | 2005-12-01 | 0
|  | 2010-03-22 07:20 | 3.2e-05 | [21 empty] | 2005-12-02 | 0
|  | 2010-03-22 17:46 | 0.032 | [21 empty] | 2005-12-03 | 0
|  | 2010-03-23 07:25 | 5.5e-05 | [21 empty] | 2005-12-04 | 0
|  | 2010-03-23 13:10 | 0.055 | [21 empty] | 2005-12-05 | 0
|  | 2010-03-24 08:42 | 0.000145 | [21 empty] | 2005-12-06 | 0
|  | 2010-03-24 09:23 | 0.145 | [21 empty] | 2005-12-07 | 0
|  | 2010-03-25 07:14 | 0.086 | [21 empty] | 2005-12-08 | 0
|  | 2010-03-25 08:13 | 8.6e-05 | [21 empty] | 2005-12-09 | 0
|  | 2010-03-25 10:41 | 8.15e-05 | [21 empty] | 2005-12-10 | 0
|  | 2010-03-25 14:49 | 0.0815 | [21 empty] | 2005-12-11 | 0
|  | 2010-03-26 08:06 | 0.098 | [21 empty] | 2005-12-12 | 0
|  | 2010-03-26 09:10 | 9.8e-05 | [21 empty] | 2005-12-13 | 0
|  | 2010-03-27 07:30 | 0.082 | [21 empty] | 2005-12-14 | 0
|  | 2010-03-27 07:51 | 8.2e-05 | [21 empty] | 2005-12-15 | 0
|  | 2010-03-28 07:35 | 0.0915 | [21 empty] | 2005-12-16 | 0
|  | 2010-03-28 17:51 | 9.15e-05 | [21 empty] | 2005-12-17 | 0
|  | 2010-03-29 08:32 | 0.091 | [21 empty] | 2005-12-18 | 0
|  | 2010-03-29 13:21 | 9.1e-05 | [21 empty] | 2005-12-19 | 0
|  | 2010-03-30 | 0.101 | [21 empty] | 2005-12-20 | 0
|  | 2010-03-30 07:04 | 9e-05 | [21 empty] | 2005-12-21 | 0
|  | 2010-03-30 08:06 | 0.087 | [21 empty] | 2005-12-22 | 0
|  | 2010-03-30 09:11 | 8.7e-05 | [21 empty] | 2005-12-23 | 0
|  | 2010-03-30 10:50 | 0.09 | [21 empty] | 2005-12-24 | 0
|  | 2010-03-31 09:03 | 0.0795 | [21 empty] | 2005-12-25 | 0
|  | 2010-03-31 14:46 | 7.95e-05 | [21 empty] | 2005-12-26 | 0
|  | 2010-04-01 07:57 | 0.0805 | [21 empty] | 2005-12-27 | 0
|  | 2010-04-01 08:00 | 8.05e-05 | [21 empty] | 2005-12-28 | 0
|  | 2010-04-05 07:20 | 2.75e-05 | [21 empty] | 2005-12-29 | 0
|  | 2010-04-05 07:25 | 5.9e-05 | [21 empty] | 2005-12-30 | 0
|  | 2010-04-05 08:09 | 0.0275 | [21 empty] | 2005-12-31 | 0
|  | 2010-04-05 11:09 | 0.059 | [21 empty] | 2006-01-01 | 0
|  | 2010-04-06 | 0.11 | [21 empty] | 2006-01-02 | 0
|  | 2010-04-06 08:24 | 0.0915 | [21 empty] | 2006-01-03 | 0
|  | 2010-04-06 08:42 | 9.15e-05 | [21 empty] | 2006-01-04 | 0
|  | 2010-04-07 08:13 | 8.85e-05 | [21 empty] | 2006-01-05 | 0
|  | 2010-04-07 08:48 | 0.0885 | [21 empty] | 2006-01-06 | 0
|  | 2010-04-08 10:41 | 8.85e-05 | [21 empty] | 2006-01-07 | 0
|  | 2010-04-08 10:43 | 0.0885 | [21 empty] | 2006-01-08 | 0
|  | 2010-04-09 07:55 | 0.0945 | [21 empty] | 2006-01-09 | 0
|  | 2010-04-09 09:10 | 9.45e-05 | [21 empty] | 2006-01-10 | 0
|  | 2010-04-10 07:30 | 0.089 | [21 empty] | 2006-01-11 | 0
|  | 2010-04-10 07:51 | 8.9e-05 | [21 empty] | 2006-01-12 | 0
|  | 2010-04-11 07:50 | 0.0635 | [21 empty] | 2006-01-13 | 0
|  | 2010-04-11 10:54 | 6.35e-05 | [21 empty] | 2006-01-14 | 0
|  | 2010-04-12 08:14 | 0.0645 | [21 empty] | 2006-01-15 | 0
|  | 2010-04-12 08:36 | 6.45e-05 | [21 empty] | 2006-01-16 | 0
|  | 2010-04-13 | 0.0925 | [21 empty] | 2006-01-17 | 0
|  | 2010-04-13 08:57 | 7.35e-05 | [21 empty] | 2006-01-18 | 0
|  | 2010-04-13 09:04 | 0.0735 | [21 empty] | 2006-01-19 | 0
|  | 2010-04-14 08:20 | 0.059 | [21 empty] | 2006-01-20 | 0
|  | 2010-04-14 10:34 | 5.9e-05 | [21 empty] | 2006-01-21 | 0
|  | 2010-04-15 08:05 | 0.063 | [21 empty] | 2006-01-22 | 0
|  | 2010-04-15 08:07 | 6.3e-05 | [21 empty] | 2006-01-23 | 0
|  | 2010-04-20 | 0.0738 | [21 empty] | 2006-01-24 | 0
|  | 2010-04-20 14:16 | 9.3e-05 | [21 empty] | 2006-01-25 | 0
|  | 2010-04-20 14:43 | 0.093 | [21 empty] | 2006-01-26 | 0
|  | 2010-04-23 07:34 | 0.056 | [21 empty] | 2006-01-27 | 0
|  | 2010-04-23 07:40 | 5.6e-05 | [21 empty] | 2006-01-28 | 0
|  | 2010-04-25 07:40 | 6.4e-05 | [21 empty] | 2006-01-29 | 0
|  | 2010-04-25 07:44 | 0.064 | [21 empty] | 2006-01-30 | 0
|  | 2010-04-26 08:30 | 3.5e-05 | [21 empty] | 2006-01-31 | 6.8154
|  | 2010-04-26 08:43 | 0.035 | [21 empty] | 2006-02-01 | 6.8154
|  | 2010-04-27 | 0.0427 | [21 empty] | 2006-02-02 | 6.8154
|  | 2010-04-27 01:50 | 0.034 | [21 empty] | 2006-02-03 | 6.8154
|  | 2010-04-27 09:10 | 3.4e-05 | [21 empty] | 2006-02-04 | 6.8154
|  | 2010-04-27 13:50 | 0.0427 | [21 empty] | 2006-02-05 | 6.8154
|  | 2010-04-29 08:26 | 3.6e-05 | [21 empty] | 2006-02-06 | 6.8154
|  | 2010-04-29 15:35 | 0.036 | [21 empty] | 2006-02-07 | 6.8154
|  | 2010-05-02 08:12 | 5.1e-05 | [21 empty] | 2006-02-08 | 6.8154
|  | 2010-05-02 09:05 | 0.051 | [21 empty] | 2006-02-09 | 6.8154
|  | 2010-05-02 14:15 | [22 empty] | 2006-02-10 | 6.8154
|  | 2010-05-03 07:40 | 4.65e-05 | [21 empty] | 2006-02-11 | 6.8154
|  | 2010-05-03 08:29 | 0.0465 | [21 empty] | 2006-02-12 | 6.8154
|  | 2010-05-04 | 0.063 | [21 empty] | 2006-02-13 | 6.8154
|  | 2010-05-04 07:40 | 6.6e-05 | [21 empty] | 2006-02-14 | 0
|  | 2010-05-04 08:37 | 0.066 | [21 empty] | 2006-02-15 | 0
|  | 2010-05-04 08:49 | 0.063 | [21 empty] | 2006-02-16 | 5.9065
|  | 2010-05-05 08:20 | 6.4e-05 | [21 empty] | 2006-02-17 | 5.9065
|  | 2010-05-05 08:41 | 0.064 | [21 empty] | 2006-02-18 | 5.9065
|  | 2010-05-06 08:21 | 8.5e-05 | [21 empty] | 2006-02-19 | 5.9065
|  | 2010-05-06 08:50 | 0.085 | [21 empty] | 2006-02-20 | 5.9065
|  | 2010-05-07 06:35 | 0.058 | [21 empty] | 2006-02-21 | 129.49
|  | 2010-05-07 14:36 | 5.8e-05 | [21 empty] | 2006-02-22 | 141.99
|  | 2010-05-08 08:04 | 0.06 | [21 empty] | 2006-02-23 | 141.99
|  | 2010-05-08 08:52 | 6e-05 | [21 empty] | 2006-02-24 | 210.14
|  | 2010-05-09 08:13 | 0.065 | [21 empty] | 2006-02-25 | 210.14
|  | 2010-05-09 08:30 | 6.5e-05 | [21 empty] | 2006-02-26 | 210.14
|  | 2010-05-10 08:19 | 0.059 | [21 empty] | 2006-02-27 | 210.14
|  | 2010-05-10 12:15 | 5.9e-05 | [21 empty] | 2006-02-28 | 177.51
|  | 2010-05-11 | 0.0454 | [21 empty] | 2006-03-01 | 177.51
|  | 2010-05-11 08:20 | 0.046 | [21 empty] | 2006-03-02 | 208.47
|  | 2010-05-11 09:04 | [22 empty] | 2006-03-03 | 181.04
|  | 2010-05-11 13:55 | 4.6e-05 | [21 empty] | 2006-03-04 | 181.04
|  | 2010-05-12 08:39 | 0.059 | [21 empty] | 2006-03-05 | 195.3
|  | 2010-05-12 13:55 | 5.9e-05 | [21 empty] | 2006-03-06 | 195.3
|  | 2010-05-13 07:37 | 0.051 | [21 empty] | 2006-03-07 | 194.21
|  | 2010-05-13 16:52 | 5.1e-05 | [21 empty] | 2006-03-08 | 194.21
|  | 2010-05-14 07:46 | 0.052 | [21 empty] | 2006-03-09 | 208.47
|  | 2010-05-14 13:55 | 5.2e-05 | [21 empty] | 2006-03-10 | 0
|  | 2010-05-15 07:24 | 0.054 | [21 empty] | 2006-03-11 | 0
|  | 2010-05-15 07:54 | 5.4e-05 | [21 empty] | 2006-03-12 | 0
|  | 2010-05-16 08:03 | 0.043 | [21 empty] | 2006-03-13 | 0
|  | 2010-05-16 08:32 | 4.3e-05 | [21 empty] | 2006-03-14 | 0
|  | 2010-05-17 08:27 | 0.04 | [21 empty] | 2006-03-15 | 0
|  | 2010-05-17 13:56 | 4e-05 | [21 empty] | 2006-03-16 | 0
|  | 2010-05-18 | 0.0385 | [21 empty] | 2006-03-17 | 0
|  | 2010-05-18 08:34 | 0.034 | [21 empty] | 2006-03-18 | 0
|  | 2010-05-18 09:00 | 3.4e-05 | [21 empty] | 2006-03-19 | 0
|  | 2010-05-18 11:02 | 0.0385 | [21 empty] | 2006-03-20 | 0
|  | 2010-05-18 14:43 | [22 empty] | 2006-03-21 | 0
|  | 2010-05-19 | 0.0398 | [21 empty] | 2006-03-22 | 0
|  | 2010-05-19 08:25 | 0.033 | [21 empty] | 2006-03-23 | 0
|  | 2010-05-19 15:36 | 3.3e-05 | [21 empty] | 2006-03-24 | 0
|  | 2010-05-20 08:00 | 3.8e-05 | [21 empty] | 2006-03-25 | 0
|  | 2010-05-20 08:18 | 0.038 | [21 empty] | 2006-03-26 | 0
|  | 2010-05-21 08:36 | 0.026 | [21 empty] | 2006-03-27 | 0
|  | 2010-05-21 09:00 | 2.6e-05 | [21 empty] | 2006-03-28 | 0
|  | 2010-05-22 07:50 | 2.2e-05 | [21 empty] | 2006-03-29 | 0
|  | 2010-05-22 08:05 | 0.022 | [21 empty] | 2006-03-30 | 0
|  | 2010-05-23 08:16 | 0.026 | [21 empty] | 2006-03-31 | 0
|  | 2010-05-23 08:35 | 2.6e-05 | [21 empty] | 2006-04-01 | 0
|  | 2010-05-24 07:33 | 0.024 | [21 empty] | 2006-04-02 | 0
|  | 2010-05-24 08:49 | 2.4e-05 | [21 empty] | 2006-04-03 | 0
|  | 2010-05-25 | 0.0226 | [21 empty] | 2006-04-04 | 0
|  | 2010-05-25 08:40 | 0.022 | [21 empty] | 2006-04-05 | 0
|  | 2010-05-25 08:48 | 2.2e-05 | [21 empty] | 2006-04-06 | 0
|  | 2010-05-25 13:50 | [22 empty] | 2006-04-07 | 0
|  | 2010-05-26 08:19 | 0.024 | [21 empty] | 2006-04-08 | 0
|  | 2010-05-26 08:56 | 2.4e-05 | [21 empty] | 2006-04-09 | 0
|  | 2010-05-27 06:43 | 2.8e-05 | [21 empty] | 2006-04-10 | 0
|  | 2010-05-27 09:07 | 0.028 | [21 empty] | 2006-04-11 | 0
|  | 2010-06-01 | 0.0426 | [21 empty] | 2006-04-12 | 0
|  | 2010-06-01 08:40 | 0.0426 | [21 empty] | 2006-04-13 | 0
|  | 2010-06-01 08:45 | [22 empty] | 2006-04-14 | 0
|  | 2010-06-08 | 0.0399 | [21 empty] | 2006-04-15 | 0
|  | 2010-06-08 07:55 | 4e-05 | [21 empty] | 2006-04-16 | 0
|  | 2010-06-08 08:36 | 0.04 | [21 empty] | 2006-04-17 | 0
|  | 2010-06-15 | 0.0484 | [21 empty] | 2006-04-18 | 0
|  | 2010-06-15 08:07 | 4.6e-05 | [21 empty] | 2006-04-19 | 0
|  | 2010-06-15 09:01 | 0.046 | [21 empty] | 2006-04-20 | 0
|  | 2010-06-15 09:11 | [22 empty] | 2006-04-21 | 0
|  | 2010-06-22 | 0.0455 | [21 empty] | 2006-04-22 | 0
|  | 2010-06-22 08:25 | 0.000114 | [21 empty] | 2006-04-23 | 0
|  | 2010-06-22 09:56 | 0.114 | [21 empty] | 2006-04-24 | 0
|  | 2010-06-24 08:05 | 4.4e-05 | [21 empty] | 2006-04-25 | 0
|  | 2010-06-24 09:13 | 0.044 | [21 empty] | 2006-04-26 | 0
|  | 2010-06-29 | 0.0493 | [21 empty] | 2006-04-27 | 0
|  | 2010-06-29 08:31 | 4.7e-05 | [21 empty] | 2006-04-28 | 0
|  | 2010-06-29 09:50 | 0.047 | [21 empty] | 2006-04-29 | 0
|  | 2010-06-29 09:55 | [22 empty] | 2006-04-30 | 0
|  | 2010-07-06 | 0.0334 | [21 empty] | 2006-05-01 | 0
|  | 2010-07-06 07:32 | 4.8e-05 | [21 empty] | 2006-05-02 | 39.756
|  | 2010-07-06 09:56 | 0.048 | [21 empty] | 2006-05-03 | 39.756
|  | 2010-07-13 | 0.0429 | [21 empty] | 2006-05-04 | 58.158
|  | 2010-07-13 07:37 | 4e-05 | [21 empty] | 2006-05-05 | 58.158
|  | 2010-07-13 08:45 | 0.04 | [21 empty] | 2006-05-06 | 58.158
|  | 2010-07-20 | 0.0583 | [21 empty] | 2006-05-07 | 58.158
|  | 2010-07-20 07:34 | 4.6e-05 | [21 empty] | 2006-05-08 | 58.158
|  | 2010-07-20 10:08 | 0.046 | [21 empty] | 2006-05-09 | 270.34
|  | 2010-07-27 | 0.0726 | [21 empty] | 2006-05-10 | 270.34
|  | 2010-07-27 07:55 | 6.3e-05 | [21 empty] | 2006-05-11 | 270.34
|  | 2010-07-27 09:01 | 0.063 | [21 empty] | 2006-05-12 | 108.25
|  | 2010-07-27 09:11 | [22 empty] | 2006-05-13 | 108.25
|  | 2010-08-03 | 0.0179 | [21 empty] | 2006-05-14 | 108.25
|  | 2010-08-03 13:14 | 0.019 | [21 empty] | 2006-05-15 | 108.25
|  | 2010-08-03 14:50 | 0.019 | [21 empty] | 2006-05-16 | 0
|  | 2010-08-10 | 0.0614 | [21 empty] | 2006-05-17 | 0
|  | 2010-08-10 08:23 | 5.4e-05 | [21 empty] | 2006-05-18 | 0
|  | 2010-08-10 08:56 | 0.054 | [21 empty] | 2006-05-19 | 0
|  | 2010-08-17 | 0.052 | [21 empty] | 2006-05-20 | 0
|  | 2010-08-17 08:29 | 5.1e-05 | [21 empty] | 2006-05-21 | 0
|  | 2010-08-17 08:50 | 0.051 | [21 empty] | 2006-05-22 | 0
|  | 2010-08-24 | 0.0424 | [21 empty] | 2006-05-23 | 0
|  | 2010-08-24 08:22 | 3.7e-05 | [21 empty] | 2006-05-24 | 104.24
|  | 2010-08-24 08:40 | 0.037 | [21 empty] | 2006-05-25 | 104.24
|  | 2010-08-24 08:45 | [22 empty] | 2006-05-26 | 105.33
|  | 2010-08-31 | 0.0496 | [21 empty] | 2006-05-27 | 105.33
|  | 2010-08-31 08:14 | 4.6e-05 | [21 empty] | 2006-05-28 | 105.33
|  | 2010-08-31 14:10 | 0.046 | [21 empty] | 2006-05-29 | 105.33
|  | 2010-09-07 | 0.0411 | [21 empty] | 2006-05-30 | 89.24
|  | 2010-09-07 08:25 | 0.000101 | [21 empty] | 2006-05-31 | 89.24
|  | 2010-09-07 09:30 | 0.101 | [21 empty] | 2006-06-01 | 89.24
|  | 2010-10-21 | 0.0239 | [21 empty] | 2006-06-02 | 0
|  | 2010-10-21 11:30 | 0.0239 | [21 empty] | 2006-06-03 | 0
|  | 2010-11-03 14:10 | 0.0347 | [21 empty] | 2006-06-04 | 0
|  | 2010-11-09 | 0.036 | [21 empty] | 2006-06-05 | 0
|  | 2010-11-09 16:28 | 0.036 | [21 empty] | 2006-06-06 | 0
|  | 2010-11-17 07:27 | 0.000118 | [21 empty] | 2006-06-07 | 0
|  | 2010-11-17 07:59 | 0.000113 | [21 empty] | 2006-06-08 | 0
|  | 2010-11-17 08:10 | 0.000117 | [21 empty] | 2006-06-09 | 0
|  | 2010-11-17 08:30 | 0.000119 | [21 empty] | 2006-06-10 | 0
|  | 2010-11-17 12:20 | 0.113 | [21 empty] | 2006-06-11 | 0
|  | 2010-11-17 15:16 | 0.117 | [21 empty] | 2006-06-12 | 0
|  | 2010-11-17 16:40 | 0.118 | [21 empty] | 2006-06-13 | 2.9258
|  | 2010-11-17 16:41 | 0.119 | [21 empty] | 2006-06-14 | 2.9258
|  | 2010-11-18 | 0.135 | [21 empty] | 2006-06-15 | 2.9258
|  | 2010-11-18 08:15 | 0.00011 | [21 empty] | 2006-06-16 | 2.9258
|  | 2010-11-18 10:30 | 0.11 | [21 empty] | 2006-06-17 | 2.9258
|  | 2010-11-19 09:03 | 0.000109 | [21 empty] | 2006-06-18 | 2.9258
|  | 2010-11-19 11:25 | 0.109 | [21 empty] | 2006-06-19 | 2.9258
|  | 2010-11-20 07:48 | 0.000109 | [21 empty] | 2006-06-20 | 2.9258
|  | 2010-11-20 10:00 | 0.109 | [21 empty] | 2006-06-21 | 2.9258
|  | 2010-11-21 07:44 | 0.000104 | [21 empty] | 2006-06-22 | 87.046
|  | 2010-11-21 10:00 | 0.104 | [21 empty] | 2006-06-23 | 87.046
|  | 2010-11-22 07:50 | 0.000104 | [21 empty] | 2006-06-24 | 87.046
|  | 2010-11-22 09:55 | 0.104 | [21 empty] | 2006-06-25 | 87.046
|  | 2010-11-23 08:15 | 0.000101 | [21 empty] | 2006-06-26 | 87.046
|  | 2010-11-23 10:08 | 0.101 | [21 empty] | 2006-06-27 | 87.046
|  | 2010-11-24 08:25 | 9.9e-05 | [21 empty] | 2006-06-28 | 0
|  | 2010-11-24 08:37 | 0.0001 | [21 empty] | 2006-06-29 | 0
|  | 2010-11-24 09:19 | 0.099 | [21 empty] | 2006-06-30 | 0
|  | 2010-11-24 17:02 | 0.1 | [21 empty] | 2006-07-01 | 0
|  | 2010-11-25 | 0.13 | [21 empty] | 2006-07-02 | 0
|  | 2010-11-25 07:50 | 9.2e-05 | [21 empty] | 2006-07-03 | 0
|  | 2010-11-25 08:24 | 0.000101 | [21 empty] | 2006-07-04 | 0
|  | 2010-11-25 10:06 | 0.101 | [21 empty] | 2006-07-05 | 0
|  | 2010-11-25 16:20 | 0.092 | [21 empty] | 2006-07-06 | 0
|  | 2010-11-26 06:51 | 9.3e-05 | [21 empty] | 2006-07-07 | 0
|  | 2010-11-26 06:55 | 8.8e-05 | [21 empty] | 2006-07-08 | 0
|  | 2010-11-26 10:05 | 0.088 | [21 empty] | 2006-07-09 | 0
|  | 2010-11-26 17:10 | 0.093 | [21 empty] | 2006-07-10 | 0
|  | 2010-11-27 08:10 | 8.7e-05 | [21 empty] | 2006-07-11 | 21.944
|  | 2010-11-27 08:26 | 8.9e-05 | [21 empty] | 2006-07-12 | 21.944
|  | 2010-11-27 08:55 | 0.087 | [21 empty] | 2006-07-13 | 21.944
|  | 2010-11-27 17:55 | 0.089 | [21 empty] | 2006-07-14 | 0
|  | 2010-11-28 08:12 | 8.6e-05 | [21 empty] | 2006-07-15 | 0
|  | 2010-11-28 08:25 | 8.8e-05 | [21 empty] | 2006-07-16 | 0
|  | 2010-11-28 08:32 | 0.088 | [21 empty] | 2006-07-17 | 0
|  | 2010-11-28 16:00 | 0.086 | [21 empty] | 2006-07-18 | 0
|  | 2010-11-29 07:45 | 8.9e-05 | [21 empty] | 2006-07-19 | 0
|  | 2010-11-29 07:55 | 9.1e-05 | [21 empty] | 2006-07-20 | 1.7553
|  | 2010-11-29 09:51 | 0.091 | [21 empty] | 2006-07-21 | 1.7553
|  | 2010-11-29 15:09 | 0.089 | [21 empty] | 2006-07-22 | 1.7553
|  | 2010-11-30 08:10 | 8.9e-05 | [21 empty] | 2006-07-23 | 1.7553
|  | 2010-11-30 08:21 | 9e-05 | [21 empty] | 2006-07-24 | 1.7553
|  | 2010-11-30 12:02 | 0.089 | [21 empty] | 2006-07-25 | 25.393
|  | 2010-11-30 15:23 | 0.09 | [21 empty] | 2006-07-26 | 25.393
|  | 2010-12-01 08:17 | 8.3e-05 | [21 empty] | 2006-07-27 | 25.393
|  | 2010-12-01 08:28 | 8.5e-05 | [21 empty] | 2006-07-28 | 25.393
|  | 2010-12-01 08:37 | 0.085 | [21 empty] | 2006-07-29 | 25.393
|  | 2010-12-01 15:25 | 0.083 | [21 empty] | 2006-07-30 | 25.393
|  | 2010-12-02 | 0.108 | [21 empty] | 2006-07-31 | 25.393
|  | 2010-12-02 08:10 | 8.7e-05 | [21 empty] | 2006-08-01 | 0
|  | 2010-12-02 08:42 | 0.087 | [21 empty] | 2006-08-02 | 0
|  | 2011-01-18 14:10 | 0.0296 | [21 empty] | 2006-08-03 | 0
|  | 2011-02-01 16:21 | 0.0256 | [21 empty] | 2006-08-04 | 0
|  | 2011-03-14 14:12 | 0.0259 | [21 empty] | 2006-08-05 | 0
|  | 2011-03-24 17:23 | 0.125 | [21 empty] | 2006-08-06 | 0
|  | 2011-03-29 14:02 | 0.109 | [21 empty] | 2006-08-07 | 0
|  | 2011-04-05 08:42 | 0.109 | [21 empty] | 2006-08-08 | 52.666
|  | 2011-04-12 09:35 | 0.113 | [21 empty] | 2006-08-09 | 52.666
|  | 2011-04-19 09:47 | 0.107 | [21 empty] | 2006-08-10 | 52.666
|  | 2011-04-26 11:29 | 0.0975 | [21 empty] | 2006-08-11 | 52.666
|  | 2011-05-03 14:30 | 0.189 | [21 empty] | 2006-08-12 | 52.666
|  | 2011-05-04 14:45 | 0.0628 | [21 empty] | 2006-08-13 | 52.666
|  | 2011-05-10 08:37 | 0.0997 | [21 empty] | 2006-08-14 | 52.666
|  | 2011-05-17 09:07 | 0.0625 | [21 empty] | 2006-08-15 | 0
|  | 2011-05-24 09:10 | 0.0226 | [21 empty] | 2006-08-16 | 0
|  | 2011-05-31 10:15 | 0.0138 | [21 empty] | 2006-08-17 | 0
|  | 2011-06-07 09:45 | 0.074 | [21 empty] | 2006-08-18 | 0
|  | 2011-06-14 14:09 | 0.0186 | [21 empty] | 2006-08-19 | 0
|  | 2011-06-21 11:10 | 0.0137 | [21 empty] | 2006-08-20 | 0
|  | 2011-06-28 11:22 | 0.0194 | [21 empty] | 2006-08-21 | 0
|  | 2011-07-05 09:50 | 0.0206 | [21 empty] | 2006-08-22 | 0
|  | 2011-07-12 08:51 | 0.019 | [21 empty] | 2006-08-23 | 0
|  | 2011-07-19 09:19 | 0.0223 | [21 empty] | 2006-08-24 | 0
|  | 2011-07-26 08:44 | 0.0356 | [21 empty] | 2006-08-25 | 0
|  | 2011-08-02 08:28 | 0.0351 | [21 empty] | 2006-08-26 | 0
|  | 2011-08-09 08:49 | 0.0276 | [21 empty] | 2006-08-27 | 0
|  | 2011-08-16 08:51 | 0.0161 | [21 empty] | 2006-08-28 | 0
|  | 2011-08-23 08:35 | 0.0166 | [21 empty] | 2006-08-29 | 98.749
|  | 2011-08-25 11:31 | 0.0166 | [21 empty] | 2006-08-30 | 80.567
|  | 2011-08-30 08:54 | 0.0182 | [21 empty] | 2006-08-31 | 80.567
|  | 2011-09-06 08:47 | 0.0236 | [21 empty] | 2006-09-01 | 80.567
|  | 2011-09-13 09:45 | 0.0211 | [21 empty] | 2006-09-02 | 80.567
|  | 2011-09-20 09:06 | 0.0247 | [21 empty] | 2006-09-03 | 80.567
|  | 2011-09-27 09:55 | 0.0296 | [21 empty] | 2006-09-04 | 80.567
|  | 2011-10-25 13:40 | 0.0263 | [21 empty] | 2006-09-05 | 80.567
|  | 2011-11-23 09:20 | 0.0861 | [21 empty] | 2006-09-06 | 0
|  | 2011-11-29 09:35 | 0.102 | [21 empty] | 2006-09-07 | 0
|  | 2011-12-08 08:00 | 0.146 | [21 empty] | 2006-09-08 | 0
|  | 2012-01-18 15:20 | 0.031 | [21 empty] | 2006-09-09 | 0
|  | 2012-02-02 12:52 | 0.0281 | [21 empty] | 2006-09-10 | 0
| 41275 | 2012-03-05 11:30 | 0.0322 | [21 empty] | 2006-09-11 | 0
| 0 | 2012-01-01 | 0.047181 | 0.038118 | 0.066826 | [19 empty] | 2006-09-12 | 0
| 0 | 2012-02-01 | 0.038114 | 0.019512 | 0.052609 | [19 empty] | 2006-09-13 | 7.2103
| 0 | 2012-03-01 | 0.036861 | 0.021283 | 0.053057 | [19 empty] | 2006-09-14 | 7.2103
| 0 | 2012-04-01 | 0.031138 | 0.02353 | 0.040401 | [19 empty] | 2006-09-15 | 7.2103
| 1 | 2012-05-01 | 0.028829 | 0.0078723 | 0.074083 | 0.028829 | 0.0078723 | 0.074083 | [16 empty] | 2006-09-16 | 7.2103
| 1 | 2012-06-01 | 0.038476 | 0.021217 | 0.064172 | 0.038476 | 0.021217 | 0.064172 | [16 empty] | 2006-09-17 | 7.2103
| 1 | 2012-07-01 | 0.044566 | 0.029218 | 0.067649 | 0.044566 | 0.029218 | 0.067649 | [16 empty] | 2006-09-18 | 7.2103
| 1 | 2012-08-01 | 0.047682 | 0.021524 | 0.1 | 0.047682 | 0.021524 | 0.1 | [16 empty] | 2006-09-19 | 7.2103
| 1 | 2012-09-01 | 0.061559 | 0.048351 | 0.075656 | 0.061559 | 0.048351 | 0.075656 | [16 empty] | 2006-09-20 | 250.16
| 1 | 2012-10-01 | 0.063196 | 0.018541 | 0.1 | 0.063196 | 0.018541 | 0.1 | [16 empty] | 2006-09-21 | 239.19
| 1 | 2012-11-01 | 0.07006 | 0.025277 | 0.093093 | 0.07006 | 0.025277 | 0.093093 | [16 empty] | 2006-09-22 | 0
| 1 | 2012-12-01 | 0.028248 | 0.020287 | 0.058884 | 0.028248 | 0.020287 | 0.058884 | [16 empty] | 2006-09-23 | 0
| 0 | 2013-01-01 | 0.027426 | 0.021012 | 0.039474 | [19 empty] | 2006-09-24 | 0
| 0 | 2013-02-01 | 0.027174 | 0.018291 | 0.040736 | [19 empty] | 2006-09-25 | 0
| 0 | 2013-03-01 | 0.029888 | 0.013037 | 0.04534 | [19 empty] | 2006-09-26 | 0
| 0 | 2013-04-01 | 0.028102 | 0.018621 | 0.03783 | [19 empty] | 2006-09-27 | 0
| 1 | 2013-05-01 | 0.030534 | 0.0077692 | 0.067774 | 0.030534 | 0.0077692 | 0.067774 | [16 empty] | 2006-09-28 | 0
| 1 | 2013-06-01 | 0.036502 | 0.021092 | 0.067468 | 0.036502 | 0.021092 | 0.067468 | [16 empty] | 2006-09-29 | 0
| 1 | 2013-07-01 | 0.047152 | 0.026867 | 0.066016 | 0.047152 | 0.026867 | 0.066016 | [16 empty] | 2006-09-30 | 0
| 1 | 2013-08-01 | 0.046861 | 0.014086 | 0.072824 | 0.046861 | 0.014086 | 0.072824 | [16 empty] | 2006-10-01 | 0
| 1 | 2013-09-01 | 0.049851 | 0.038577 | 0.065408 | 0.049851 | 0.038577 | 0.065408 | [16 empty] | 2006-10-02 | 0
| 1 | 2013-10-01 | 0.027057 | 0.019239 | 0.081591 | 0.027057 | 0.019239 | 0.081591 | [16 empty] | 2006-10-03 | 0
| 1 | 2013-11-01 | 0.028664 | 0.018298 | 0.068549 | 0.028664 | 0.018298 | 0.068549 | [16 empty] | 2006-10-04 | 0
| 1 | 2013-12-01 | 0.026014 | 0.018141 | 0.04668 | 0.026014 | 0.018141 | 0.04668 | [16 empty] | 2006-10-05 | 0
| 0 | 2014-01-01 | 0.026817 | 0.01972 | 0.036872 | [19 empty] | 2006-10-06 | 0
| 0 | 2014-02-01 | 0.027065 | 0.019192 | 0.038268 | [19 empty] | 2006-10-07 | 0
| 0 | 2014-03-01 | 0.030308 | 0.016812 | 0.049733 | [19 empty] | 2006-10-08 | 0
| 0 | 2014-04-01 | 0.027713 | 0.019607 | 0.036677 | [19 empty] | 2006-10-09 | 0
| 1 | 2014-05-01 | 0.028899 | 0.0077262 | 0.072382 | 0.028899 | 0.0077262 | 0.072382 | [16 empty] | 2006-10-10 | 0
| 1 | 2014-06-01 | 0.035212 | 0.02092 | 0.069364 | 0.035212 | 0.02092 | 0.069364 | [16 empty] | 2006-10-11 | 0
| 1 | 2014-07-01 | 0.045922 | 0.022984 | 0.08398 | 0.045922 | 0.022984 | 0.08398 | [16 empty] | 2006-10-12 | 0
| 1 | 2014-08-01 | 0.049405 | 0.01323 | 0.078537 | 0.049405 | 0.01323 | 0.078537 | [16 empty] | 2006-10-13 | 0
| 1 | 2014-09-01 | 0.06079 | 0.046536 | 0.070975 | 0.06079 | 0.046536 | 0.070975 | [16 empty] | 2006-10-14 | 0
| 1 | 2014-10-01 | 0.05716 | 0.019375 | 0.095481 | 0.05716 | 0.019375 | 0.095481 | [16 empty] | 2006-10-15 | 0
| 1 | 2014-11-01 | 0.03202 | 0.02427 | 0.093708 | 0.03202 | 0.02427 | 0.093708 | [16 empty] | 2006-10-16 | 0
| 1 | 2014-12-01 | 0.027241 | 0.016438 | 0.058519 | 0.027241 | 0.016438 | 0.058519 | [16 empty] | 2006-10-17 | 0
| 0 | 2015-01-01 | 0.027648 | 0.017337 | 0.041984 | [19 empty] | 2006-10-18 | 0
| 0 | 2015-02-01 | 0.027603 | 0.01738 | 0.038634 | [19 empty] | 2006-10-19 | 0
| 0 | 2015-03-01 | 0.031216 | 0.015843 | 0.044503 | [19 empty] | 2006-10-20 | 0
| 0 | 2015-04-01 | 0.028553 | 0.018531 | 0.040049 | [19 empty] | 2006-10-21 | 0
| 1 | 2015-05-01 | 0.028737 | 0.0077907 | 0.066638 | 0.028737 | 0.0077907 | 0.066638 | [16 empty] | 2006-10-22 | 0
| 1 | 2015-06-01 | 0.038257 | 0.019743 | 0.070143 | 0.038257 | 0.019743 | 0.070143 | [16 empty] | 2006-10-23 | 0
| 1 | 2015-07-01 | 0.047739 | 0.027396 | 0.075528 | 0.047739 | 0.027396 | 0.075528 | [16 empty] | 2006-10-24 | 0
| 1 | 2015-08-01 | 0.046974 | 0.017342 | 0.081055 | 0.046974 | 0.017342 | 0.081055 | [16 empty] | 2006-10-25 | 0
| 1 | 2015-09-01 | 0.054043 | 0.0426 | 0.072786 | 0.054043 | 0.0426 | 0.072786 | [16 empty] | 2006-10-26 | 0
| 1 | 2015-10-01 | 0.033382 | 0.020541 | 0.08712 | 0.033382 | 0.020541 | 0.08712 | [16 empty] | 2006-10-27 | 0
| 1 | 2015-11-01 | 0.028961 | 0.023266 | 0.085851 | 0.028961 | 0.023266 | 0.085851 | [16 empty] | 2006-10-28 | 0
| 1 | 2015-12-01 | 0.026694 | 0.019529 | 0.055909 | 0.026694 | 0.019529 | 0.055909 | [16 empty] | 2006-10-29 | 0
| 0 | 2016-01-01 | 0.027632 | 0.017445 | 0.034105 | [19 empty] | 2006-10-30 | 0
| 0 | 2016-02-01 | 0.027219 | 0.016477 | 0.035032 | [19 empty] | 2006-10-31 | 0
| 0 | 2016-03-01 | 0.031166 | 0.015559 | 0.04665 | [19 empty] | 2006-11-01 | 0
| 0 | 2016-04-01 | 0.028248 | 0.017462 | 0.036938 | [19 empty] | 2006-11-02 | 0
| 1 | 2016-05-01 | 0.033036 | 0.0078043 | 0.079397 | 0.033036 | 0.0078043 | 0.079397 | [16 empty] | 2006-11-03 | 0
| 1 | 2016-06-01 | 0.038234 | 0.019462 | 0.067974 | 0.038234 | 0.019462 | 0.067974 | [16 empty] | 2006-11-04 | 0
| 1 | 2016-07-01 | 0.044802 | 0.027381 | 0.084629 | 0.044802 | 0.027381 | 0.084629 | [16 empty] | 2006-11-05 | 0
| 1 | 2016-08-01 | 0.047668 | 0.013257 | 0.075705 | 0.047668 | 0.013257 | 0.075705 | [16 empty] | 2006-11-06 | 0
| 1 | 2016-09-01 | 0.057725 | 0.044753 | 0.072113 | 0.057725 | 0.044753 | 0.072113 | [16 empty] | 2006-11-07 | 0
| 1 | 2016-10-01 | 0.053325 | 0.02014 | 0.1 | 0.053325 | 0.02014 | 0.1 | [16 empty] | 2006-11-08 | 0
| 1 | 2016-11-01 | 0.030683 | 0.022526 | 0.09112 | 0.030683 | 0.022526 | 0.09112 | [16 empty] | 2006-11-09 | 0
| 1 | 2016-12-01 | 0.026414 | 0.017412 | 0.059403 | 0.026414 | 0.017412 | 0.059403 | [16 empty] | 2006-11-10 | 0
| 0 | 2017-01-01 | 0.027397 | 0.018369 | 0.038219 | [19 empty] | 2006-11-11 | 0
| 0 | 2017-02-01 | 0.026919 | 0.017777 | 0.040698 | [19 empty] | 2006-11-12 | 0
| 0 | 2017-03-01 | 0.031438 | 0.017432 | 0.045672 | [19 empty] | 2006-11-13 | 0
| 0 | 2017-04-01 | 0.027914 | 0.016281 | 0.039104 | [19 empty] | 2006-11-14 | 0
| 1 | 2017-05-01 | 0.03009 | 0.0076599 | 0.05951 | 0.03009 | 0.0076599 | 0.05951 | [16 empty] | 2006-11-15 | 0
| 1 | 2017-06-01 | 0.037319 | 0.020088 | 0.06569 | 0.037319 | 0.020088 | 0.06569 | [16 empty] | 2006-11-16 | 0
| 1 | 2017-07-01 | 0.046703 | 0.026534 | 0.077001 | 0.046703 | 0.026534 | 0.077001 | [16 empty] | 2006-11-17 | 0
| 1 | 2017-08-01 | 0.047483 | 0.012755 | 0.074366 | 0.047483 | 0.012755 | 0.074366 | [16 empty] | 2006-11-18 | 0
| 1 | 2017-09-01 | 0.05782 | 0.041189 | 0.069855 | 0.05782 | 0.041189 | 0.069855 | [16 empty] | 2006-11-19 | 0
| 1 | 2017-10-01 | 0.045425 | 0.020664 | 0.097902 | 0.045425 | 0.020664 | 0.097902 | [16 empty] | 2006-11-20 | 0
| 1 | 2017-11-01 | 0.02963 | 0.023367 | 0.084858 | 0.02963 | 0.023367 | 0.084858 | [16 empty] | 2006-11-21 | 0
| 1 | 2017-12-01 | 0.026307 | 0.017733 | 0.05292 | 0.026307 | 0.017733 | 0.05292 | [16 empty] | 2006-11-22 | 0
| 0 | 2018-01-01 | 0.027189 | 0.019585 | 0.036097 | [19 empty] | 2006-11-23 | 0
| 0 | 2018-02-01 | 0.027445 | 0.017729 | 0.035769 | [19 empty] | 2006-11-24 | 0
| 0 | 2018-03-01 | 0.031342 | 0.015786 | 0.043462 | [19 empty] | 2006-11-25 | 0
| 0 | 2018-04-01 | 0.028988 | 0.020369 | 0.044799 | [19 empty] | 2006-11-26 | 0
| 1 | 2018-05-01 | 0.029227 | 0.0079473 | 0.063999 | 0.029227 | 0.0079473 | 0.063999 | [16 empty] | 2006-11-27 | 0
| 1 | 2018-06-01 | 0.037982 | 0.020677 | 0.066828 | 0.037982 | 0.020677 | 0.066828 | [16 empty] | 2006-11-28 | 0
| 1 | 2018-07-01 | 0.045463 | 0.025651 | 0.069387 | 0.045463 | 0.025651 | 0.069387 | [16 empty] | 2006-11-29 | 0
| 1 | 2018-08-01 | 0.048159 | 0.015698 | 0.092418 | 0.048159 | 0.015698 | 0.092418 | [16 empty] | 2006-11-30 | 0
| 1 | 2018-09-01 | 0.056818 | 0.043594 | 0.072853 | 0.056818 | 0.043594 | 0.072853 | [16 empty] | 2006-12-01 | 0
| 1 | 2018-10-01 | 0.043688 | 0.018194 | 0.088662 | 0.043688 | 0.018194 | 0.088662 | [16 empty] | 2006-12-02 | 0
| 1 | 2018-11-01 | 0.030038 | 0.023421 | 0.091361 | 0.030038 | 0.023421 | 0.091361 | [16 empty] | 2006-12-03 | 0
| 1 | 2018-12-01 | 0.02667 | 0.015747 | 0.055737 | 0.02667 | 0.015747 | 0.055737 | [16 empty] | 2006-12-04 | 0
| 0 | 2019-01-01 | 0.027265 | 0.019961 | 0.034682 | [19 empty] | 2006-12-05 | 0
| 0 | 2019-02-01 | 0.027151 | 0.015755 | 0.036852 | [19 empty] | 2006-12-06 | 0
| 0 | 2019-03-01 | 0.030428 | 0.010589 | 0.043216 | [19 empty] | 2006-12-07 | 0
| 0 | 2019-04-01 | 0.028677 | 0.019542 | 0.03914 | [19 empty] | 2006-12-08 | 0
| 1 | 2019-05-01 | 0.028336 | 0.0078521 | 0.077652 | 0.028336 | 0.0078521 | 0.077652 | [16 empty] | 2006-12-09 | 0
| 1 | 2019-06-01 | 0.037056 | 0.020969 | 0.068932 | 0.037056 | 0.020969 | 0.068932 | [16 empty] | 2006-12-10 | 0
| 1 | 2019-07-01 | 0.04744 | 0.030121 | 0.072086 | 0.04744 | 0.030121 | 0.072086 | [16 empty] | 2006-12-11 | 0
| 1 | 2019-08-01 | 0.049662 | 0.015769 | 0.089916 | 0.049662 | 0.015769 | 0.089916 | [16 empty] | 2006-12-12 | 0
| 1 | 2019-09-01 | 0.057262 | 0.045335 | 0.068694 | 0.057262 | 0.045335 | 0.068694 | [16 empty] | 2006-12-13 | 0
| 1 | 2019-10-01 | 0.041794 | 0.016896 | 0.1 | 0.041794 | 0.016896 | 0.1 | [16 empty] | 2006-12-14 | 0
| 1 | 2019-11-01 | 0.030057 | 0.022756 | 0.085424 | 0.030057 | 0.022756 | 0.085424 | [16 empty] | 2006-12-15 | 0
| 1 | 2019-12-01 | 0.026481 | 0.019196 | 0.050886 | 0.026481 | 0.019196 | 0.050886 | [16 empty] | 2006-12-16 | 0
| 0 | 2020-01-01 | 0.027703 | 0.018512 | 0.037559 | [19 empty] | 2006-12-17 | 0
| 0 | 2020-02-01 | 0.028147 | 0.01916 | 0.039591 | [19 empty] | 2006-12-18 | 0
| 0 | 2020-03-01 | 0.031746 | 0.018903 | 0.050985 | [19 empty] | 2006-12-19 | 0
| 0 | 2020-04-01 | 0.028271 | 0.013012 | 0.038074 | [19 empty] | 2006-12-20 | 0
| 1 | 2020-05-01 | 0.032798 | 0.0077051 | 0.073074 | 0.032798 | 0.0077051 | 0.073074 | [16 empty] | 2006-12-21 | 0
| 1 | 2020-06-01 | 0.03832 | 0.019005 | 0.075061 | 0.03832 | 0.019005 | 0.075061 | [16 empty] | 2006-12-22 | 0
| 1 | 2020-07-01 | 0.046254 | 0.028984 | 0.07834 | 0.046254 | 0.028984 | 0.07834 | [16 empty] | 2006-12-23 | 0
| 1 | 2020-08-01 | 0.046175 | 0.02003 | 0.079212 | 0.046175 | 0.02003 | 0.079212 | [16 empty] | 2006-12-24 | 0
| 1 | 2020-09-01 | 0.057323 | 0.044164 | 0.072086 | 0.057323 | 0.044164 | 0.072086 | [16 empty] | 2006-12-25 | 0
| 1 | 2020-10-01 | 0.05095 | 0.018727 | 0.099579 | 0.05095 | 0.018727 | 0.099579 | [16 empty] | 2006-12-26 | 0
| 1 | 2020-11-01 | 0.029943 | 0.021667 | 0.087087 | 0.029943 | 0.021667 | 0.087087 | [16 empty] | 2006-12-27 | 0
| 1 | 2020-12-01 | 0.026064 | 0.019699 | 0.052914 | 0.026064 | 0.019699 | 0.052914 | [16 empty] | 2006-12-28 | 0
| 0 | 2021-01-01 | 0.027517 | 0.019638 | 0.034278 | [19 empty] | 2006-12-29 | 0
| 0 | 2021-02-01 | 0.027741 | 0.019235 | 0.038859 | [19 empty] | 2006-12-30 | 0
| 0 | 2021-03-01 | 0.030945 | 0.017278 | 0.043941 | [19 empty] | 2006-12-31 | 0
| 0 | 2021-04-01 | 0.028102 | 0.018767 | 0.039015 | [19 empty] | 2007-01-01 | 0
| 1 | 2021-05-01 | 0.030057 | 0.0087917 | 0.066529 | 0.030057 | 0.0087917 | 0.066529 | [16 empty] | 2007-01-02 | 0
| 1 | 2021-06-01 | 0.039369 | 0.022912 | 0.079997 | 0.039369 | 0.022912 | 0.079997 | [16 empty] | 2007-01-03 | 0
| 1 | 2021-07-01 | 0.046231 | 0.027121 | 0.066378 | 0.046231 | 0.027121 | 0.066378 | [16 empty] | 2007-01-04 | 0
| 1 | 2021-08-01 | 0.048061 | 0.020914 | 0.08019 | 0.048061 | 0.020914 | 0.08019 | [16 empty] | 2007-01-05 | 0
| 1 | 2021-09-01 | 0.056099 | 0.043944 | 0.071279 | 0.056099 | 0.043944 | 0.071279 | [16 empty] | 2007-01-06 | 0
| 1 | 2021-10-01 | 0.050186 | 0.015397 | 0.1 | 0.050186 | 0.015397 | 0.1 | [16 empty] | 2007-01-07 | 0
| 1 | 2021-11-01 | 0.02992 | 0.018084 | 0.087968 | 0.02992 | 0.018084 | 0.087968 | [16 empty] | 2007-01-08 | 0
| 1 | 2021-12-01 | 0.026452 | 0.018609 | 0.054497 | 0.026452 | 0.018609 | 0.054497 | [16 empty] | 2007-01-09 | 0
| 0 | 2022-01-01 | 0.028526 | 0.016821 | 0.035493 | [19 empty] | 2007-01-10 | 0
[25 empty] | 2007-01-11 | 0
[25 empty] | 2007-01-12 | 0
[25 empty] | 2007-01-13 | 0
[25 empty] | 2007-01-14 | 0
[25 empty] | 2007-01-15 | 0
[25 empty] | 2007-01-16 | 0
[25 empty] | 2007-01-17 | 0
[25 empty] | 2007-01-18 | 0
[25 empty] | 2007-01-19 | 0
[25 empty] | 2007-01-20 | 0
[25 empty] | 2007-01-21 | 0
[25 empty] | 2007-01-22 | 0
[25 empty] | 2007-01-23 | 0
[25 empty] | 2007-01-24 | 0
[25 empty] | 2007-01-25 | 0
[25 empty] | 2007-01-26 | 0
[25 empty] | 2007-01-27 | 0
[25 empty] | 2007-01-28 | 0
[25 empty] | 2007-01-29 | 0
[25 empty] | 2007-01-30 | 0
[25 empty] | 2007-01-31 | 0
[25 empty] | 2007-02-01 | 0
[25 empty] | 2007-02-02 | 0
[25 empty] | 2007-02-03 | 0
[25 empty] | 2007-02-04 | 0
[25 empty] | 2007-02-05 | 0
[25 empty] | 2007-02-06 | 0
[25 empty] | 2007-02-07 | 0
[25 empty] | 2007-02-08 | 0
[25 empty] | 2007-02-09 | 0
[25 empty] | 2007-02-10 | 0
[25 empty] | 2007-02-11 | 0
[25 empty] | 2007-02-12 | 0
[25 empty] | 2007-02-13 | 0
[25 empty] | 2007-02-14 | 0
[25 empty] | 2007-02-15 | 0
[25 empty] | 2007-02-16 | 0
[25 empty] | 2007-02-17 | 0
[25 empty] | 2007-02-18 | 0
[25 empty] | 2007-02-19 | 0
[25 empty] | 2007-02-20 | 0
[25 empty] | 2007-02-21 | 0
[25 empty] | 2007-02-22 | 0
[25 empty] | 2007-02-23 | 0
[25 empty] | 2007-02-24 | 0
[25 empty] | 2007-02-25 | 0
[25 empty] | 2007-02-26 | 0
[25 empty] | 2007-02-27 | 0
[25 empty] | 2007-02-28 | 0
[25 empty] | 2007-03-01 | 0
[25 empty] | 2007-03-02 | 0
[25 empty] | 2007-03-03 | 0
[25 empty] | 2007-03-04 | 0
[25 empty] | 2007-03-05 | 0
[25 empty] | 2007-03-06 | 0
[25 empty] | 2007-03-07 | 0
[25 empty] | 2007-03-08 | 0
[25 empty] | 2007-03-09 | 0
[25 empty] | 2007-03-10 | 0
[25 empty] | 2007-03-11 | 0
[25 empty] | 2007-03-12 | 0
[25 empty] | 2007-03-13 | 0
[25 empty] | 2007-03-14 | 0
[25 empty] | 2007-03-15 | 0
[25 empty] | 2007-03-16 | 0
[25 empty] | 2007-03-17 | 0
[25 empty] | 2007-03-18 | 0
[25 empty] | 2007-03-19 | 0
[25 empty] | 2007-03-20 | 0
[25 empty] | 2007-03-21 | 0
[25 empty] | 2007-03-22 | 0
[25 empty] | 2007-03-23 | 0
[25 empty] | 2007-03-24 | 0
[25 empty] | 2007-03-25 | 0
[25 empty] | 2007-03-26 | 0
[25 empty] | 2007-03-27 | 0
[25 empty] | 2007-03-28 | 0
[25 empty] | 2007-03-29 | 0
[25 empty] | 2007-03-30 | 0
[25 empty] | 2007-03-31 | 0
[25 empty] | 2007-04-01 | 0
[25 empty] | 2007-04-02 | 0
[25 empty] | 2007-04-03 | 207.95
[25 empty] | 2007-04-04 | 207.95
[25 empty] | 2007-04-05 | 207.95
[25 empty] | 2007-04-06 | 207.95
[25 empty] | 2007-04-07 | 207.95
[25 empty] | 2007-04-08 | 207.95
[25 empty] | 2007-04-09 | 207.95
[25 empty] | 2007-04-10 | 207.95
[25 empty] | 2007-04-11 | 207.95
[25 empty] | 2007-04-12 | 207.95
[25 empty] | 2007-04-13 | 0
[25 empty] | 2007-04-14 | 0
[25 empty] | 2007-04-15 | 0
[25 empty] | 2007-04-16 | 0
[25 empty] | 2007-04-17 | 0
[25 empty] | 2007-04-18 | 0
[25 empty] | 2007-04-19 | 0
[25 empty] | 2007-04-20 | 0
[25 empty] | 2007-04-21 | 0
[25 empty] | 2007-04-22 | 0
[25 empty] | 2007-04-23 | 0
[25 empty] | 2007-04-24 | 0
[25 empty] | 2007-04-25 | 0
[25 empty] | 2007-04-26 | 0
[25 empty] | 2007-04-27 | 0
[25 empty] | 2007-04-28 | 0
[25 empty] | 2007-04-29 | 0
[25 empty] | 2007-04-30 | 0
[25 empty] | 2007-05-01 | 0
[25 empty] | 2007-05-02 | 0
[25 empty] | 2007-05-03 | 0
[25 empty] | 2007-05-04 | 0
[25 empty] | 2007-05-05 | 0
[25 empty] | 2007-05-06 | 0
[25 empty] | 2007-05-07 | 0
[25 empty] | 2007-05-08 | 236.02
[25 empty] | 2007-05-09 | 236.02
[25 empty] | 2007-05-10 | 241.84
[25 empty] | 2007-05-11 | 241.68
[25 empty] | 2007-05-12 | 241.68
[25 empty] | 2007-05-13 | 241.68
[25 empty] | 2007-05-14 | 241.68
[25 empty] | 2007-05-15 | 0
[25 empty] | 2007-05-16 | 0
[25 empty] | 2007-05-17 | 0
[25 empty] | 2007-05-18 | 21.355
[25 empty] | 2007-05-19 | 21.355
[25 empty] | 2007-05-20 | 21.355
[25 empty] | 2007-05-21 | 21.355
[25 empty] | 2007-05-22 | 21.355
[25 empty] | 2007-05-23 | 109.05
[25 empty] | 2007-05-24 | 109.05
[25 empty] | 2007-05-25 | 0
[25 empty] | 2007-05-26 | 0
[25 empty] | 2007-05-27 | 0
[25 empty] | 2007-05-28 | 0
[25 empty] | 2007-05-29 | 4.5432
[25 empty] | 2007-05-30 | 4.5432
[25 empty] | 2007-05-31 | 4.5432
[25 empty] | 2007-06-01 | 101.66
[25 empty] | 2007-06-02 | 101.66
[25 empty] | 2007-06-03 | 101.66
[25 empty] | 2007-06-04 | 101.66
[25 empty] | 2007-06-05 | 11.359
[25 empty] | 2007-06-06 | 11.359
[25 empty] | 2007-06-07 | 11.359
[25 empty] | 2007-06-08 | 11.359
[25 empty] | 2007-06-09 | 11.359
[25 empty] | 2007-06-10 | 11.359
[25 empty] | 2007-06-11 | 11.359
[25 empty] | 2007-06-12 | 15.902
[25 empty] | 2007-06-13 | 15.902
[25 empty] | 2007-06-14 | 15.902
[25 empty] | 2007-06-15 | 24.99
[25 empty] | 2007-06-16 | 24.99
[25 empty] | 2007-06-17 | 24.99
[25 empty] | 2007-06-18 | 24.99
[25 empty] | 2007-06-19 | 0.75733
[25 empty] | 2007-06-20 | 0.75733
[25 empty] | 2007-06-21 | 0.75733
[25 empty] | 2007-06-22 | 0
[25 empty] | 2007-06-23 | 0
[25 empty] | 2007-06-24 | 0
[25 empty] | 2007-06-25 | 0
[25 empty] | 2007-06-26 | 22.718
[25 empty] | 2007-06-27 | 22.718
[25 empty] | 2007-06-28 | 22.718
[25 empty] | 2007-06-29 | 28.624
[25 empty] | 2007-06-30 | 28.624
[25 empty] | 2007-07-01 | 28.624
[25 empty] | 2007-07-02 | 28.624
[25 empty] | 2007-07-03 | 28.624
[25 empty] | 2007-07-04 | 0
[25 empty] | 2007-07-05 | 0
[25 empty] | 2007-07-06 | 0
[25 empty] | 2007-07-07 | 0
[25 empty] | 2007-07-08 | 0
[25 empty] | 2007-07-09 | 0
[25 empty] | 2007-07-10 | 34.834
[25 empty] | 2007-07-11 | 34.834
[25 empty] | 2007-07-12 | 34.834
[25 empty] | 2007-07-13 | 12.008
[25 empty] | 2007-07-14 | 12.008
[25 empty] | 2007-07-15 | 12.008
[25 empty] | 2007-07-16 | 12.008
[25 empty] | 2007-07-17 | 12.008
[25 empty] | 2007-07-18 | 12.008
[25 empty] | 2007-07-19 | 12.008
[25 empty] | 2007-07-20 | 23.042
[25 empty] | 2007-07-21 | 23.042
[25 empty] | 2007-07-22 | 23.042
[25 empty] | 2007-07-23 | 23.042
[25 empty] | 2007-07-24 | 23.042
[25 empty] | 2007-07-25 | 23.042
[25 empty] | 2007-07-26 | 23.042
[25 empty] | 2007-07-27 | 27.262
[25 empty] | 2007-07-28 | 27.262
[25 empty] | 2007-07-29 | 27.262
[25 empty] | 2007-07-30 | 27.262
[25 empty] | 2007-07-31 | 27.262
[25 empty] | 2007-08-01 | 27.262
[25 empty] | 2007-08-02 | 27.262
[25 empty] | 2007-08-03 | 19.797
[25 empty] | 2007-08-04 | 19.797
[25 empty] | 2007-08-05 | 19.797
[25 empty] | 2007-08-06 | 19.797
[25 empty] | 2007-08-07 | 19.797
[25 empty] | 2007-08-08 | 19.797
[25 empty] | 2007-08-09 | 19.797
[25 empty] | 2007-08-10 | 56.146
[25 empty] | 2007-08-11 | 56.146
[25 empty] | 2007-08-12 | 56.146
[25 empty] | 2007-08-13 | 56.146
[25 empty] | 2007-08-14 | 56.146
[25 empty] | 2007-08-15 | 56.146
[25 empty] | 2007-08-16 | 56.146
[25 empty] | 2007-08-17 | 93.793
[25 empty] | 2007-08-18 | 93.793
[25 empty] | 2007-08-19 | 93.793
[25 empty] | 2007-08-20 | 93.793
[25 empty] | 2007-08-21 | 93.793
[25 empty] | 2007-08-22 | 93.793
[25 empty] | 2007-08-23 | 93.793
[25 empty] | 2007-08-24 | 15.253
[25 empty] | 2007-08-25 | 15.253
[25 empty] | 2007-08-26 | 15.253
[25 empty] | 2007-08-27 | 15.253
[25 empty] | 2007-08-28 | 15.253
[25 empty] | 2007-08-29 | 15.253
[25 empty] | 2007-08-30 | 15.253
[25 empty] | 2007-08-31 | 4.2191
[25 empty] | 2007-09-01 | 4.2191
[25 empty] | 2007-09-02 | 4.2191
[25 empty] | 2007-09-03 | 4.2191
[25 empty] | 2007-09-04 | 4.2191
[25 empty] | 2007-09-05 | 4.2191
[25 empty] | 2007-09-06 | 4.2191
[25 empty] | 2007-09-07 | 0
[25 empty] | 2007-09-08 | 0
[25 empty] | 2007-09-09 | 0
[25 empty] | 2007-09-10 | 0
[25 empty] | 2007-09-11 | 0
[25 empty] | 2007-09-12 | 254.34
[25 empty] | 2007-09-13 | 142.64
[25 empty] | 2007-09-14 | 156.9
[25 empty] | 2007-09-15 | 156.9
[25 empty] | 2007-09-16 | 156.9
[25 empty] | 2007-09-17 | 156.9
[25 empty] | 2007-09-18 | 0
[25 empty] | 2007-09-19 | 0
[25 empty] | 2007-09-20 | 0
[25 empty] | 2007-09-21 | 0
[25 empty] | 2007-09-22 | 0
[25 empty] | 2007-09-23 | 0
[25 empty] | 2007-09-24 | 0
[25 empty] | 2007-09-25 | 0
[25 empty] | 2007-09-26 | 0
[25 empty] | 2007-09-27 | 0
[25 empty] | 2007-09-28 | 0
[25 empty] | 2007-09-29 | 0
[25 empty] | 2007-09-30 | 0
[25 empty] | 2007-10-01 | 0
[25 empty] | 2007-10-02 | 0
[25 empty] | 2007-10-03 | 0
[25 empty] | 2007-10-04 | 0
[25 empty] | 2007-10-05 | 0
[25 empty] | 2007-10-06 | 0
[25 empty] | 2007-10-07 | 0
[25 empty] | 2007-10-08 | 0
[25 empty] | 2007-10-09 | 0
[25 empty] | 2007-10-10 | 0
[25 empty] | 2007-10-11 | 0
[25 empty] | 2007-10-12 | 0
[25 empty] | 2007-10-13 | 0
[25 empty] | 2007-10-14 | 0
[25 empty] | 2007-10-15 | 0
[25 empty] | 2007-10-16 | 0
[25 empty] | 2007-10-17 | 0
[25 empty] | 2007-10-18 | 0
[25 empty] | 2007-10-19 | 0
[25 empty] | 2007-10-20 | 0
[25 empty] | 2007-10-21 | 0
[25 empty] | 2007-10-22 | 0
[25 empty] | 2007-10-23 | 168.11
[25 empty] | 2007-10-24 | 168.11
[25 empty] | 2007-10-25 | 168.11
[25 empty] | 2007-10-26 | 126.61
[25 empty] | 2007-10-27 | 126.61
[25 empty] | 2007-10-28 | 126.61
[25 empty] | 2007-10-29 | 126.61
[25 empty] | 2007-10-30 | 0
[25 empty] | 2007-10-31 | 0
[25 empty] | 2007-11-01 | 0
[25 empty] | 2007-11-02 | 0
[25 empty] | 2007-11-03 | 0
[25 empty] | 2007-11-04 | 0
[25 empty] | 2007-11-05 | 0
[25 empty] | 2007-11-06 | 0
[25 empty] | 2007-11-07 | 0
[25 empty] | 2007-11-08 | 0
[25 empty] | 2007-11-09 | 0
[25 empty] | 2007-11-10 | 0
[25 empty] | 2007-11-11 | 0
[25 empty] | 2007-11-12 | 0
[25 empty] | 2007-11-13 | 0
[25 empty] | 2007-11-14 | 0
[25 empty] | 2007-11-15 | 0
[25 empty] | 2007-11-16 | 0
[25 empty] | 2007-11-17 | 0
[25 empty] | 2007-11-18 | 0
[25 empty] | 2007-11-19 | 0
[25 empty] | 2007-11-20 | 0
[25 empty] | 2007-11-21 | 0
[25 empty] | 2007-11-22 | 0
[25 empty] | 2007-11-23 | 0
[25 empty] | 2007-11-24 | 0
[25 empty] | 2007-11-25 | 0
[25 empty] | 2007-11-26 | 0
[25 empty] | 2007-11-27 | 0
[25 empty] | 2007-11-28 | 0
[25 empty] | 2007-11-29 | 0
[25 empty] | 2007-11-30 | 0
[25 empty] | 2007-12-01 | 0
[25 empty] | 2007-12-02 | 0
[25 empty] | 2007-12-03 | 0
[25 empty] | 2007-12-04 | 0
[25 empty] | 2007-12-05 | 0
[25 empty] | 2007-12-06 | 0
[25 empty] | 2007-12-07 | 0
[25 empty] | 2007-12-08 | 0
[25 empty] | 2007-12-09 | 0
[25 empty] | 2007-12-10 | 0
[25 empty] | 2007-12-11 | 0
[25 empty] | 2007-12-12 | 0
[25 empty] | 2007-12-13 | 0
[25 empty] | 2007-12-14 | 0
[25 empty] | 2007-12-15 | 0
[25 empty] | 2007-12-16 | 0
[25 empty] | 2007-12-17 | 0
[25 empty] | 2007-12-18 | 0
[25 empty] | 2007-12-19 | 0
[25 empty] | 2007-12-20 | 0
[25 empty] | 2007-12-21 | 0
[25 empty] | 2007-12-22 | 0
[25 empty] | 2007-12-23 | 0
[25 empty] | 2007-12-24 | 0
[25 empty] | 2007-12-25 | 0
[25 empty] | 2007-12-26 | 0
[25 empty] | 2007-12-27 | 0
[25 empty] | 2007-12-28 | 0
[25 empty] | 2007-12-29 | 0
[25 empty] | 2007-12-30 | 0
[25 empty] | 2007-12-31 | 0
[25 empty] | 2008-01-01 | 0
[25 empty] | 2008-01-02 | 0
[25 empty] | 2008-01-03 | 0
[25 empty] | 2008-01-04 | 0
[25 empty] | 2008-01-05 | 0
[25 empty] | 2008-01-06 | 0
[25 empty] | 2008-01-07 | 0
[25 empty] | 2008-01-08 | 0
[25 empty] | 2008-01-09 | 0
[25 empty] | 2008-01-10 | 0
[25 empty] | 2008-01-11 | 0
[25 empty] | 2008-01-12 | 0
[25 empty] | 2008-01-13 | 0
[25 empty] | 2008-01-14 | 0
[25 empty] | 2008-01-15 | 0
[25 empty] | 2008-01-16 | 0
[25 empty] | 2008-01-17 | 0
[25 empty] | 2008-01-18 | 0
[25 empty] | 2008-01-19 | 0
[25 empty] | 2008-01-20 | 0
[25 empty] | 2008-01-21 | 0
[25 empty] | 2008-01-22 | 0
[25 empty] | 2008-01-23 | 0
[25 empty] | 2008-01-24 | 0
[25 empty] | 2008-01-25 | 0
[25 empty] | 2008-01-26 | 0
[25 empty] | 2008-01-27 | 0
[25 empty] | 2008-01-28 | 0
[25 empty] | 2008-01-29 | 0
[25 empty] | 2008-01-30 | 0
[25 empty] | 2008-01-31 | 0
[25 empty] | 2008-02-01 | 0
[25 empty] | 2008-02-02 | 0
[25 empty] | 2008-02-03 | 0
[25 empty] | 2008-02-04 | 0
[25 empty] | 2008-02-05 | 0
[25 empty] | 2008-02-06 | 0
[25 empty] | 2008-02-07 | 0
[25 empty] | 2008-02-08 | 0
[25 empty] | 2008-02-09 | 0
[25 empty] | 2008-02-10 | 0
[25 empty] | 2008-02-11 | 0
[25 empty] | 2008-02-12 | 0
[25 empty] | 2008-02-13 | 0
[25 empty] | 2008-02-14 | 0
[25 empty] | 2008-02-15 | 0
[25 empty] | 2008-02-16 | 0
[25 empty] | 2008-02-17 | 0
[25 empty] | 2008-02-18 | 0
[25 empty] | 2008-02-19 | 0
[25 empty] | 2008-02-20 | 0
[25 empty] | 2008-02-21 | 0
[25 empty] | 2008-02-22 | 0
[25 empty] | 2008-02-23 | 0
[25 empty] | 2008-02-24 | 0
[25 empty] | 2008-02-25 | 0
[25 empty] | 2008-02-26 | 0
[25 empty] | 2008-02-27 | 0
[25 empty] | 2008-02-28 | 0
[25 empty] | 2008-02-29 | 0
[25 empty] | 2008-03-01 | 0
[25 empty] | 2008-03-02 | 0
[25 empty] | 2008-03-03 | 0
[25 empty] | 2008-03-04 | 0
[25 empty] | 2008-03-05 | 0
[25 empty] | 2008-03-06 | 0
[25 empty] | 2008-03-07 | 0
[25 empty] | 2008-03-08 | 0
[25 empty] | 2008-03-09 | 0
[25 empty] | 2008-03-10 | 0
[25 empty] | 2008-03-11 | 0
[25 empty] | 2008-03-12 | 0
[25 empty] | 2008-03-13 | 0
[25 empty] | 2008-03-14 | 0
[25 empty] | 2008-03-15 | 0
[25 empty] | 2008-03-16 | 0
[25 empty] | 2008-03-17 | 0
[25 empty] | 2008-03-18 | 0
[25 empty] | 2008-03-19 | 0
[25 empty] | 2008-03-20 | 0
[25 empty] | 2008-03-21 | 0
[25 empty] | 2008-03-22 | 0
[25 empty] | 2008-03-23 | 0
[25 empty] | 2008-03-24 | 0
[25 empty] | 2008-03-25 | 0
[25 empty] | 2008-03-26 | 0
[25 empty] | 2008-03-27 | 0
[25 empty] | 2008-03-28 | 0
[25 empty] | 2008-03-29 | 0
[25 empty] | 2008-03-30 | 0
[25 empty] | 2008-03-31 | 0
[25 empty] | 2008-04-01 | 0
[25 empty] | 2008-04-02 | 0
[25 empty] | 2008-04-03 | 0
[25 empty] | 2008-04-04 | 0
[25 empty] | 2008-04-05 | 0
[25 empty] | 2008-04-06 | 0
[25 empty] | 2008-04-07 | 0
[25 empty] | 2008-04-08 | 0
[25 empty] | 2008-04-09 | 0
[25 empty] | 2008-04-10 | 0
[25 empty] | 2008-04-11 | 191.25
[25 empty] | 2008-04-12 | 191.25
[25 empty] | 2008-04-13 | 191.25
[25 empty] | 2008-04-14 | 191.25
[25 empty] | 2008-04-15 | 101.32
[25 empty] | 2008-04-16 | 101.32
[25 empty] | 2008-04-17 | 101.32
[25 empty] | 2008-04-18 | 101.32
[25 empty] | 2008-04-19 | 101.32
[25 empty] | 2008-04-20 | 101.32
[25 empty] | 2008-04-21 | 101.32
[25 empty] | 2008-04-22 | 175.95
[25 empty] | 2008-04-23 | 175.95
[25 empty] | 2008-04-24 | 175.95
[25 empty] | 2008-04-25 | 86.038
[25 empty] | 2008-04-26 | 86.038
[25 empty] | 2008-04-27 | 86.038
[25 empty] | 2008-04-28 | 86.038
[25 empty] | 2008-04-29 | 0
[25 empty] | 2008-04-30 | 0
[25 empty] | 2008-05-01 | 0
[25 empty] | 2008-05-02 | 0
[25 empty] | 2008-05-03 | 0
[25 empty] | 2008-05-04 | 0
[25 empty] | 2008-05-05 | 0
[25 empty] | 2008-05-06 | 0
[25 empty] | 2008-05-07 | 44.183
[25 empty] | 2008-05-08 | 44.181
[25 empty] | 2008-05-09 | 23.254
[25 empty] | 2008-05-10 | 23.254
[25 empty] | 2008-05-11 | 23.254
[25 empty] | 2008-05-12 | 23.254
[25 empty] | 2008-05-13 | 6.3947
[25 empty] | 2008-05-14 | 6.3947
[25 empty] | 2008-05-15 | 6.3947
[25 empty] | 2008-05-16 | 6.3947
[25 empty] | 2008-05-17 | 6.3947
[25 empty] | 2008-05-18 | 6.3947
[25 empty] | 2008-05-19 | 6.3947
[25 empty] | 2008-05-20 | 6.3947
[25 empty] | 2008-05-21 | 11.628
[25 empty] | 2008-05-22 | 6.9745
[25 empty] | 2008-05-23 | 32.555
[25 empty] | 2008-05-24 | 32.555
[25 empty] | 2008-05-25 | 32.555
[25 empty] | 2008-05-26 | 32.555
[25 empty] | 2008-05-27 | 25.579
[25 empty] | 2008-05-28 | 25.579
[25 empty] | 2008-05-29 | 1.3954
[25 empty] | 2008-05-30 | 1.3954
[25 empty] | 2008-05-31 | 1.3954
[25 empty] | 2008-06-01 | 1.3954
[25 empty] | 2008-06-02 | 1.3954
[25 empty] | 2008-06-03 | 67.435
[25 empty] | 2008-06-04 | 67.435
[25 empty] | 2008-06-05 | 67.435
[25 empty] | 2008-06-06 | 72.655
[25 empty] | 2008-06-07 | 72.655
[25 empty] | 2008-06-08 | 72.655
[25 empty] | 2008-06-09 | 72.655
[25 empty] | 2008-06-10 | 72.655
[25 empty] | 2008-06-11 | 72.655
[25 empty] | 2008-06-12 | 27.586
[25 empty] | 2008-06-13 | 27.586
[25 empty] | 2008-06-14 | 27.586
[25 empty] | 2008-06-15 | 27.586
[25 empty] | 2008-06-16 | 27.586
[25 empty] | 2008-06-17 | 27.586
[25 empty] | 2008-06-18 | 27.586
[25 empty] | 2008-06-19 | 93.144
[25 empty] | 2008-06-20 | 93.144
[25 empty] | 2008-06-21 | 93.144
[25 empty] | 2008-06-22 | 93.144
[25 empty] | 2008-06-23 | 93.144
[25 empty] | 2008-06-24 | 109.05
[25 empty] | 2008-06-25 | 101.09
[25 empty] | 2008-06-26 | 101.09
[25 empty] | 2008-06-27 | 105.26
[25 empty] | 2008-06-28 | 105.26
[25 empty] | 2008-06-29 | 105.26
[25 empty] | 2008-06-30 | 105.26
[25 empty] | 2008-07-01 | 105.26
[25 empty] | 2008-07-02 | 105.26
[25 empty] | 2008-07-03 | 70.427
[25 empty] | 2008-07-04 | 10.223
[25 empty] | 2008-07-05 | 10.223
[25 empty] | 2008-07-06 | 10.223
[25 empty] | 2008-07-07 | 10.223
[25 empty] | 2008-07-08 | 0
[25 empty] | 2008-07-09 | 0
[25 empty] | 2008-07-10 | 0
[25 empty] | 2008-07-11 | 0
[25 empty] | 2008-07-12 | 0
[25 empty] | 2008-07-13 | 0
[25 empty] | 2008-07-14 | 0
[25 empty] | 2008-07-15 | 0
[25 empty] | 2008-07-16 | 0
[25 empty] | 2008-07-17 | 0
[25 empty] | 2008-07-18 | 2.2718
[25 empty] | 2008-07-19 | 2.2718
[25 empty] | 2008-07-20 | 2.2718
[25 empty] | 2008-07-21 | 2.2718
[25 empty] | 2008-07-22 | 2.2718
[25 empty] | 2008-07-23 | 2.2718
[25 empty] | 2008-07-24 | 2.2718
[25 empty] | 2008-07-25 | 22.177
[25 empty] | 2008-07-26 | 22.177
[25 empty] | 2008-07-27 | 22.177
[25 empty] | 2008-07-28 | 22.177
[25 empty] | 2008-07-29 | 22.177
[25 empty] | 2008-07-30 | 22.177
[25 empty] | 2008-07-31 | 22.177
[25 empty] | 2008-08-01 | 22.177
[25 empty] | 2008-08-02 | 22.177
[25 empty] | 2008-08-03 | 22.177
[25 empty] | 2008-08-04 | 22.177
[25 empty] | 2008-08-05 | 22.177
[25 empty] | 2008-08-06 | 22.177
[25 empty] | 2008-08-07 | 22.177
[25 empty] | 2008-08-08 | 22.177
[25 empty] | 2008-08-09 | 22.177
[25 empty] | 2008-08-10 | 22.177
[25 empty] | 2008-08-11 | 22.177
[25 empty] | 2008-08-12 | 22.177
[25 empty] | 2008-08-13 | 22.177
[25 empty] | 2008-08-14 | 22.177
[25 empty] | 2008-08-15 | 0
[25 empty] | 2008-08-16 | 0
[25 empty] | 2008-08-17 | 0
[25 empty] | 2008-08-18 | 0
[25 empty] | 2008-08-19 | 0
[25 empty] | 2008-08-20 | 0
[25 empty] | 2008-08-21 | 0
[25 empty] | 2008-08-22 | 0
[25 empty] | 2008-08-23 | 0
[25 empty] | 2008-08-24 | 0
[25 empty] | 2008-08-25 | 0
[25 empty] | 2008-08-26 | 0
[25 empty] | 2008-08-27 | 0
[25 empty] | 2008-08-28 | 0
[25 empty] | 2008-08-29 | 0
[25 empty] | 2008-08-30 | 0
[25 empty] | 2008-08-31 | 0
[25 empty] | 2008-09-01 | 0
[25 empty] | 2008-09-02 | 0
[25 empty] | 2008-09-03 | 0
[25 empty] | 2008-09-04 | 0
[25 empty] | 2008-09-05 | 0
[25 empty] | 2008-09-06 | 0
[25 empty] | 2008-09-07 | 0
[25 empty] | 2008-09-08 | 0
[25 empty] | 2008-09-09 | 0
[25 empty] | 2008-09-10 | 0
[25 empty] | 2008-09-11 | 0
[25 empty] | 2008-09-12 | 0
[25 empty] | 2008-09-13 | 0
[25 empty] | 2008-09-14 | 0
[25 empty] | 2008-09-15 | 0
[25 empty] | 2008-09-16 | 0
[25 empty] | 2008-09-17 | 0
[25 empty] | 2008-09-18 | 0
[25 empty] | 2008-09-19 | 31.805
[25 empty] | 2008-09-20 | 31.805
[25 empty] | 2008-09-21 | 31.805
[25 empty] | 2008-09-22 | 31.805
[25 empty] | 2008-09-23 | 59.067
[25 empty] | 2008-09-24 | 59.067
[25 empty] | 2008-09-25 | 59.067
[25 empty] | 2008-09-26 | 57.931
[25 empty] | 2008-09-27 | 57.931
[25 empty] | 2008-09-28 | 57.931
[25 empty] | 2008-09-29 | 57.931
[25 empty] | 2008-09-30 | 132.52
[25 empty] | 2008-10-01 | 132.52
[25 empty] | 2008-10-02 | 132.52
[25 empty] | 2008-10-03 | 104.5
[25 empty] | 2008-10-04 | 104.5
[25 empty] | 2008-10-05 | 104.5
[25 empty] | 2008-10-06 | 104.5
[25 empty] | 2008-10-07 | 28.776
[25 empty] | 2008-10-08 | 28.776
[25 empty] | 2008-10-09 | 28.776
[25 empty] | 2008-10-10 | 200.69
[25 empty] | 2008-10-11 | 200.69
[25 empty] | 2008-10-12 | 200.69
[25 empty] | 2008-10-13 | 200.69
[25 empty] | 2008-10-14 | 200.69
[25 empty] | 2008-10-15 | 200.69
[25 empty] | 2008-10-16 | 200.69
[25 empty] | 2008-10-17 | 84.119
[25 empty] | 2008-10-18 | 84.119
[25 empty] | 2008-10-19 | 84.119
[25 empty] | 2008-10-20 | 84.119
[25 empty] | 2008-10-21 | 84.119
[25 empty] | 2008-10-22 | 84.119
[25 empty] | 2008-10-23 | 0
[25 empty] | 2008-10-24 | 0
[25 empty] | 2008-10-25 | 0
[25 empty] | 2008-10-26 | 0
[25 empty] | 2008-10-27 | 0
[25 empty] | 2008-10-28 | 0
[25 empty] | 2008-10-29 | 0
[25 empty] | 2008-10-30 | 0
[25 empty] | 2008-10-31 | 0
[25 empty] | 2008-11-01 | 0
[25 empty] | 2008-11-02 | 0
[25 empty] | 2008-11-03 | 0
[25 empty] | 2008-11-04 | 0
[25 empty] | 2008-11-05 | 0
[25 empty] | 2008-11-06 | 0
[25 empty] | 2008-11-07 | 0
[25 empty] | 2008-11-08 | 0
[25 empty] | 2008-11-09 | 0
[25 empty] | 2008-11-10 | 0
[25 empty] | 2008-11-11 | 0
[25 empty] | 2008-11-12 | 0
[25 empty] | 2008-11-13 | 0
[25 empty] | 2008-11-14 | 0
[25 empty] | 2008-11-15 | 0
[25 empty] | 2008-11-16 | 0
[25 empty] | 2008-11-17 | 0
[25 empty] | 2008-11-18 | 0
[25 empty] | 2008-11-19 | 0
[25 empty] | 2008-11-20 | 0
[25 empty] | 2008-11-21 | 0
[25 empty] | 2008-11-22 | 0
[25 empty] | 2008-11-23 | 0
[25 empty] | 2008-11-24 | 0
[25 empty] | 2008-11-25 | 0
[25 empty] | 2008-11-26 | 0
[25 empty] | 2008-11-27 | 0
[25 empty] | 2008-11-28 | 0
[25 empty] | 2008-11-29 | 0
[25 empty] | 2008-11-30 | 0
[25 empty] | 2008-12-01 | 0
[25 empty] | 2008-12-02 | 0
[25 empty] | 2008-12-03 | 0
[25 empty] | 2008-12-04 | 0
[25 empty] | 2008-12-05 | 0
[25 empty] | 2008-12-06 | 0
[25 empty] | 2008-12-07 | 0
[25 empty] | 2008-12-08 | 0
[25 empty] | 2008-12-09 | 0
[25 empty] | 2008-12-10 | 0
[25 empty] | 2008-12-11 | 0
[25 empty] | 2008-12-12 | 0
[25 empty] | 2008-12-13 | 0
[25 empty] | 2008-12-14 | 0
[25 empty] | 2008-12-15 | 0
[25 empty] | 2008-12-16 | 0
[25 empty] | 2008-12-17 | 0
[25 empty] | 2008-12-18 | 0
[25 empty] | 2008-12-19 | 0
[25 empty] | 2008-12-20 | 0
[25 empty] | 2008-12-21 | 0
[25 empty] | 2008-12-22 | 0
[25 empty] | 2008-12-23 | 0
[25 empty] | 2008-12-24 | 0
[25 empty] | 2008-12-25 | 0
[25 empty] | 2008-12-26 | 0
[25 empty] | 2008-12-27 | 0
[25 empty] | 2008-12-28 | 0
[25 empty] | 2008-12-29 | 0
[25 empty] | 2008-12-30 | 0
[25 empty] | 2008-12-31 | 0
[25 empty] | 2009-01-01 | 0
[25 empty] | 2009-01-02 | 0
[25 empty] | 2009-01-03 | 0
[25 empty] | 2009-01-04 | 0
[25 empty] | 2009-01-05 | 0
[25 empty] | 2009-01-06 | 0
[25 empty] | 2009-01-07 | 0
[25 empty] | 2009-01-08 | 0
[25 empty] | 2009-01-09 | 0
[25 empty] | 2009-01-10 | 0
[25 empty] | 2009-01-11 | 0
[25 empty] | 2009-01-12 | 0
[25 empty] | 2009-01-13 | 0
[25 empty] | 2009-01-14 | 0
[25 empty] | 2009-01-15 | 0
[25 empty] | 2009-01-16 | 0
[25 empty] | 2009-01-17 | 0
[25 empty] | 2009-01-18 | 0
[25 empty] | 2009-01-19 | 0
[25 empty] | 2009-01-20 | 0
[25 empty] | 2009-01-21 | 0
[25 empty] | 2009-01-22 | 0
[25 empty] | 2009-01-23 | 0
[25 empty] | 2009-01-24 | 0
[25 empty] | 2009-01-25 | 0
[25 empty] | 2009-01-26 | 0
[25 empty] | 2009-01-27 | 0
[25 empty] | 2009-01-28 | 0
[25 empty] | 2009-01-29 | 0
[25 empty] | 2009-01-30 | 0
[25 empty] | 2009-01-31 | 0
[25 empty] | 2009-02-01 | 0
[25 empty] | 2009-02-02 | 0
[25 empty] | 2009-02-03 | 0
[25 empty] | 2009-02-04 | 0
[25 empty] | 2009-02-05 | 0
[25 empty] | 2009-02-06 | 0
[25 empty] | 2009-02-07 | 0
[25 empty] | 2009-02-08 | 0
[25 empty] | 2009-02-09 | 0
[25 empty] | 2009-02-10 | 0
[25 empty] | 2009-02-11 | 0
[25 empty] | 2009-02-12 | 0
[25 empty] | 2009-02-13 | 0
[25 empty] | 2009-02-14 | 0
[25 empty] | 2009-02-15 | 0
[25 empty] | 2009-02-16 | 0
[25 empty] | 2009-02-17 | 0
[25 empty] | 2009-02-18 | 0
[25 empty] | 2009-02-19 | 0
[25 empty] | 2009-02-20 | 0
[25 empty] | 2009-02-21 | 0
[25 empty] | 2009-02-22 | 0
[25 empty] | 2009-02-23 | 0
[25 empty] | 2009-02-24 | 0
[25 empty] | 2009-02-25 | 0
[25 empty] | 2009-02-26 | 0
[25 empty] | 2009-02-27 | 0
[25 empty] | 2009-02-28 | 0
[25 empty] | 2009-03-01 | 0
[25 empty] | 2009-03-02 | 0
[25 empty] | 2009-03-03 | 0
[25 empty] | 2009-03-04 | 0
[25 empty] | 2009-03-05 | 0
[25 empty] | 2009-03-06 | 0
[25 empty] | 2009-03-07 | 0
[25 empty] | 2009-03-08 | 0
[25 empty] | 2009-03-09 | 0
[25 empty] | 2009-03-10 | 0
[25 empty] | 2009-03-11 | 0
[25 empty] | 2009-03-12 | 0
[25 empty] | 2009-03-13 | 0
[25 empty] | 2009-03-14 | 0
[25 empty] | 2009-03-15 | 0
[25 empty] | 2009-03-16 | 0
[25 empty] | 2009-03-17 | 0
[25 empty] | 2009-03-18 | 0
[25 empty] | 2009-03-19 | 0
[25 empty] | 2009-03-20 | 0
[25 empty] | 2009-03-21 | 0
[25 empty] | 2009-03-22 | 0
[25 empty] | 2009-03-23 | 0
[25 empty] | 2009-03-24 | 0
[25 empty] | 2009-03-25 | 31.78
[25 empty] | 2009-03-26 | 31.78
[25 empty] | 2009-03-27 | 31.78
[25 empty] | 2009-03-28 | 167.42
[25 empty] | 2009-03-29 | 148.82
[25 empty] | 2009-03-30 | 148.82
[25 empty] | 2009-03-31 | 176.73
[25 empty] | 2009-04-01 | 176.73
[25 empty] | 2009-04-02 | 176.73
[25 empty] | 2009-04-03 | 248.59
[25 empty] | 2009-04-04 | 248.59
[25 empty] | 2009-04-05 | 248.59
[25 empty] | 2009-04-06 | 248.59
[25 empty] | 2009-04-07 | 230.59
[25 empty] | 2009-04-08 | 230.59
[25 empty] | 2009-04-09 | 259.89
[25 empty] | 2009-04-10 | 259.89
[25 empty] | 2009-04-11 | 259.89
[25 empty] | 2009-04-12 | 259.89
[25 empty] | 2009-04-13 | 259.89
[25 empty] | 2009-04-14 | 311.46
[25 empty] | 2009-04-15 | 311.46
[25 empty] | 2009-04-16 | 311.46
[25 empty] | 2009-04-17 | 15.361
[25 empty] | 2009-04-18 | 15.361
[25 empty] | 2009-04-19 | 15.361
[25 empty] | 2009-04-20 | 15.361
[25 empty] | 2009-04-21 | 167.51
[25 empty] | 2009-04-22 | 167.51
[25 empty] | 2009-04-23 | 167.51
[25 empty] | 2009-04-24 | 117.4
[25 empty] | 2009-04-25 | 117.4
[25 empty] | 2009-04-26 | 117.4
[25 empty] | 2009-04-27 | 117.4
[25 empty] | 2009-04-28 | 83.388
[25 empty] | 2009-04-29 | 83.388
[25 empty] | 2009-04-30 | 83.388
[25 empty] | 2009-05-01 | 0
[25 empty] | 2009-05-02 | 0
[25 empty] | 2009-05-03 | 0
[25 empty] | 2009-05-04 | 0
[25 empty] | 2009-05-05 | 0
[25 empty] | 2009-05-06 | 0
[25 empty] | 2009-05-07 | 0
[25 empty] | 2009-05-08 | 0
[25 empty] | 2009-05-09 | 0
[25 empty] | 2009-05-10 | 0
[25 empty] | 2009-05-11 | 0
[25 empty] | 2009-05-12 | 0
[25 empty] | 2009-05-13 | 0
[25 empty] | 2009-05-14 | 0
[25 empty] | 2009-05-15 | 0
[25 empty] | 2009-05-16 | 0
[25 empty] | 2009-05-17 | 0
[25 empty] | 2009-05-18 | 0
[25 empty] | 2009-05-19 | 0
[25 empty] | 2009-05-20 | 0
[25 empty] | 2009-05-21 | 0
[25 empty] | 2009-05-22 | 0
[25 empty] | 2009-05-23 | 0
[25 empty] | 2009-05-24 | 0
[25 empty] | 2009-05-25 | 0
[25 empty] | 2009-05-26 | 0
[25 empty] | 2009-05-27 | 0
[25 empty] | 2009-05-28 | 0
[25 empty] | 2009-05-29 | 0
[25 empty] | 2009-05-30 | 0
[25 empty] | 2009-05-31 | 0
[25 empty] | 2009-06-01 | 0
[25 empty] | 2009-06-02 | 0
[25 empty] | 2009-06-03 | 0
[25 empty] | 2009-06-04 | 0
[25 empty] | 2009-06-05 | 0
[25 empty] | 2009-06-06 | 0
[25 empty] | 2009-06-07 | 0
[25 empty] | 2009-06-08 | 0
[25 empty] | 2009-06-09 | 32.714
[25 empty] | 2009-06-10 | 32.714
[25 empty] | 2009-06-11 | 32.714
[25 empty] | 2009-06-12 | 32.714
[25 empty] | 2009-06-13 | 32.714
[25 empty] | 2009-06-14 | 83.306
[25 empty] | 2009-06-15 | 83.306
[25 empty] | 2009-06-16 | 83.306
[25 empty] | 2009-06-17 | 83.306
[25 empty] | 2009-06-18 | 83.306
[25 empty] | 2009-06-19 | 83.306
[25 empty] | 2009-06-20 | 83.306
[25 empty] | 2009-06-21 | 83.306
[25 empty] | 2009-06-22 | 83.306
[25 empty] | 2009-06-23 | 83.306
[25 empty] | 2009-06-24 | 83.306
[25 empty] | 2009-06-25 | 83.306
[25 empty] | 2009-06-26 | 83.306
[25 empty] | 2009-06-27 | 83.306
[25 empty] | 2009-06-28 | 83.306
[25 empty] | 2009-06-29 | 83.306
[25 empty] | 2009-06-30 | 0
[25 empty] | 2009-07-01 | 0
[25 empty] | 2009-07-02 | 0
[25 empty] | 2009-07-03 | 0
[25 empty] | 2009-07-04 | 0
[25 empty] | 2009-07-05 | 0
[25 empty] | 2009-07-06 | 0
[25 empty] | 2009-07-07 | 0
[25 empty] | 2009-07-08 | 0
[25 empty] | 2009-07-09 | 0
[25 empty] | 2009-07-10 | 0
[25 empty] | 2009-07-11 | 0
[25 empty] | 2009-07-12 | 0
[25 empty] | 2009-07-13 | 0
[25 empty] | 2009-07-14 | 65.264
[25 empty] | 2009-07-15 | 65.264
[25 empty] | 2009-07-16 | 65.264
[25 empty] | 2009-07-17 | 65.264
[25 empty] | 2009-07-18 | 65.264
[25 empty] | 2009-07-19 | 65.264
[25 empty] | 2009-07-20 | 65.264
[25 empty] | 2009-07-21 | 36.051
[25 empty] | 2009-07-22 | 36.051
[25 empty] | 2009-07-23 | 36.051
[25 empty] | 2009-07-24 | 36.051
[25 empty] | 2009-07-25 | 36.051
[25 empty] | 2009-07-26 | 36.051
[25 empty] | 2009-07-27 | 36.051
[25 empty] | 2009-07-28 | 0
[25 empty] | 2009-07-29 | 0
[25 empty] | 2009-07-30 | 0
[25 empty] | 2009-07-31 | 0
[25 empty] | 2009-08-01 | 0
[25 empty] | 2009-08-02 | 0
[25 empty] | 2009-08-03 | 0
[25 empty] | 2009-08-04 | 10.424
[25 empty] | 2009-08-05 | 10.424
[25 empty] | 2009-08-06 | 10.424
[25 empty] | 2009-08-07 | 10.424
[25 empty] | 2009-08-08 | 0
[25 empty] | 2009-08-09 | 0
[25 empty] | 2009-08-10 | 0
[25 empty] | 2009-08-11 | 2.2717
[25 empty] | 2009-08-12 | 2.2717
[25 empty] | 2009-08-13 | 2.2717
[25 empty] | 2009-08-14 | 2.2717
[25 empty] | 2009-08-15 | 2.2717
[25 empty] | 2009-08-16 | 2.2717
[25 empty] | 2009-08-17 | 2.2717
[25 empty] | 2009-08-18 | 2.2717
[25 empty] | 2009-08-19 | 0
[25 empty] | 2009-08-20 | 0
[25 empty] | 2009-08-21 | 0
[25 empty] | 2009-08-22 | 0
[25 empty] | 2009-08-23 | 0
[25 empty] | 2009-08-24 | 0
[25 empty] | 2009-08-25 | 11.684
[25 empty] | 2009-08-26 | 11.684
[25 empty] | 2009-08-27 | 11.684
[25 empty] | 2009-08-28 | 11.684
[25 empty] | 2009-08-29 | 11.684
[25 empty] | 2009-08-30 | 11.684
[25 empty] | 2009-08-31 | 11.684
[25 empty] | 2009-09-01 | 0.3244
[25 empty] | 2009-09-02 | 0.3244
[25 empty] | 2009-09-03 | 0.3244
[25 empty] | 2009-09-04 | 0.3244
[25 empty] | 2009-09-05 | 0.3244
[25 empty] | 2009-09-06 | 0.3244
[25 empty] | 2009-09-07 | 0.3244
[25 empty] | 2009-09-08 | 0
[25 empty] | 2009-09-09 | 0
[25 empty] | 2009-09-10 | 0
[25 empty] | 2009-09-11 | 0
[25 empty] | 2009-09-12 | 0
[25 empty] | 2009-09-13 | 0
[25 empty] | 2009-09-14 | 0
[25 empty] | 2009-09-15 | 0
[25 empty] | 2009-09-16 | 0
[25 empty] | 2009-09-17 | 0
[25 empty] | 2009-09-18 | 0
[25 empty] | 2009-09-19 | 0
[25 empty] | 2009-09-20 | 0
[25 empty] | 2009-09-21 | 0
[25 empty] | 2009-09-22 | 0
[25 empty] | 2009-09-23 | 0
[25 empty] | 2009-09-24 | 0
[25 empty] | 2009-09-25 | 0
[25 empty] | 2009-09-26 | 0
[25 empty] | 2009-09-27 | 0
[25 empty] | 2009-09-28 | 0
[25 empty] | 2009-09-29 | 0
[25 empty] | 2009-09-30 | 0
[25 empty] | 2009-10-01 | 0
[25 empty] | 2009-10-02 | 23.854
[25 empty] | 2009-10-03 | 23.854
[25 empty] | 2009-10-04 | 23.854
[25 empty] | 2009-10-05 | 23.854
[25 empty] | 2009-10-06 | 153.35
[25 empty] | 2009-10-07 | 153.35
[25 empty] | 2009-10-08 | 153.35
[25 empty] | 2009-10-09 | 153.35
[25 empty] | 2009-10-10 | 181.74
[25 empty] | 2009-10-11 | 181.74
[25 empty] | 2009-10-12 | 181.74
[25 empty] | 2009-10-13 | 204.46
[25 empty] | 2009-10-14 | 0
[25 empty] | 2009-10-15 | 0
[25 empty] | 2009-10-16 | 0
[25 empty] | 2009-10-17 | 197.65
[25 empty] | 2009-10-18 | 197.65
[25 empty] | 2009-10-19 | 197.65
[25 empty] | 2009-10-20 | 299.92
[25 empty] | 2009-10-21 | 164.58
[25 empty] | 2009-10-22 | 133.86
[25 empty] | 2009-10-23 | 195.3
[25 empty] | 2009-10-24 | 232.61
[25 empty] | 2009-10-25 | 278.69
[25 empty] | 2009-10-26 | 100.94
[25 empty] | 2009-10-27 | 221.64
[25 empty] | 2009-10-28 | 164.58
[25 empty] | 2009-10-29 | 186.53
[25 empty] | 2009-10-30 | 103.14
[25 empty] | 2009-10-31 | 142.64
[25 empty] | 2009-11-01 | 195.3
[25 empty] | 2009-11-02 | 158.73
[25 empty] | 2009-11-03 | 0
[25 empty] | 2009-11-04 | 0
[25 empty] | 2009-11-05 | 0
[25 empty] | 2009-11-06 | 0
[25 empty] | 2009-11-07 | 0
[25 empty] | 2009-11-08 | 0
[25 empty] | 2009-11-09 | 0
[25 empty] | 2009-11-10 | 0
[25 empty] | 2009-11-11 | 0
[25 empty] | 2009-11-12 | 0
[25 empty] | 2009-11-13 | 0
[25 empty] | 2009-11-14 | 0
[25 empty] | 2009-11-15 | 0
[25 empty] | 2009-11-16 | 0
[25 empty] | 2009-11-17 | 0
[25 empty] | 2009-11-18 | 0
[25 empty] | 2009-11-19 | 0
[25 empty] | 2009-11-20 | 0
[25 empty] | 2009-11-21 | 0
[25 empty] | 2009-11-22 | 0
[25 empty] | 2009-11-23 | 0
[25 empty] | 2009-11-24 | 0
[25 empty] | 2009-11-25 | 0
[25 empty] | 2009-11-26 | 0
[25 empty] | 2009-11-27 | 0
[25 empty] | 2009-11-28 | 0
[25 empty] | 2009-11-29 | 0
[25 empty] | 2009-11-30 | 0
[25 empty] | 2009-12-01 | 0
[25 empty] | 2009-12-02 | 0
[25 empty] | 2009-12-03 | 0
[25 empty] | 2009-12-04 | 0
[25 empty] | 2009-12-05 | 0
[25 empty] | 2009-12-06 | 0
[25 empty] | 2009-12-07 | 0
[25 empty] | 2009-12-08 | 0
[25 empty] | 2009-12-09 | 0
[25 empty] | 2009-12-10 | 0
[25 empty] | 2009-12-11 | 0
[25 empty] | 2009-12-12 | 0
[25 empty] | 2009-12-13 | 0
[25 empty] | 2009-12-14 | 0
[25 empty] | 2009-12-15 | 0
[25 empty] | 2009-12-16 | 0
[25 empty] | 2009-12-17 | 0
[25 empty] | 2009-12-18 | 0
[25 empty] | 2009-12-19 | 0
[25 empty] | 2009-12-20 | 0
[25 empty] | 2009-12-21 | 0
[25 empty] | 2009-12-22 | 0
[25 empty] | 2009-12-23 | 0
[25 empty] | 2009-12-24 | 0
[25 empty] | 2009-12-25 | 0
[25 empty] | 2009-12-26 | 0
[25 empty] | 2009-12-27 | 0
[25 empty] | 2009-12-28 | 0
[25 empty] | 2009-12-29 | 0
[25 empty] | 2009-12-30 | 0
[25 empty] | 2009-12-31 | 0
[25 empty] | 2010-01-01 | 0
[25 empty] | 2010-01-02 | 0
[25 empty] | 2010-01-03 | 0
[25 empty] | 2010-01-04 | 0
[25 empty] | 2010-01-05 | 0
[25 empty] | 2010-01-06 | 0
[25 empty] | 2010-01-07 | 0
[25 empty] | 2010-01-08 | 0
[25 empty] | 2010-01-09 | 0
[25 empty] | 2010-01-10 | 0
[25 empty] | 2010-01-11 | 0
[25 empty] | 2010-01-12 | 0
[25 empty] | 2010-01-13 | 0
[25 empty] | 2010-01-14 | 0
[25 empty] | 2010-01-15 | 0
[25 empty] | 2010-01-16 | 0
[25 empty] | 2010-01-17 | 0
[25 empty] | 2010-01-18 | 0
[25 empty] | 2010-01-19 | 0
[25 empty] | 2010-01-20 | 0
[25 empty] | 2010-01-21 | 0
[25 empty] | 2010-01-22 | 0
[25 empty] | 2010-01-23 | 0
[25 empty] | 2010-01-24 | 0
[25 empty] | 2010-01-25 | 0
[25 empty] | 2010-01-26 | 0
[25 empty] | 2010-01-27 | 0
[25 empty] | 2010-01-28 | 0
[25 empty] | 2010-01-29 | 0
[25 empty] | 2010-01-30 | 0
[25 empty] | 2010-01-31 | 0
[25 empty] | 2010-02-01 | 0
[25 empty] | 2010-02-02 | 0
[25 empty] | 2010-02-03 | 0
[25 empty] | 2010-02-04 | 0
[25 empty] | 2010-02-05 | 0
[25 empty] | 2010-02-06 | 0
[25 empty] | 2010-02-07 | 0
[25 empty] | 2010-02-08 | 0
[25 empty] | 2010-02-09 | 0
[25 empty] | 2010-02-10 | 0
[25 empty] | 2010-02-11 | 0
[25 empty] | 2010-02-12 | 0
[25 empty] | 2010-02-13 | 0
[25 empty] | 2010-02-14 | 0
[25 empty] | 2010-02-15 | 0
[25 empty] | 2010-02-16 | 0
[25 empty] | 2010-02-17 | 0
[25 empty] | 2010-02-18 | 0
[25 empty] | 2010-02-19 | 0
[25 empty] | 2010-02-20 | 0
[25 empty] | 2010-02-21 | 0
[25 empty] | 2010-02-22 | 0
[25 empty] | 2010-02-23 | 0
[25 empty] | 2010-02-24 | 0
[25 empty] | 2010-02-25 | 0
[25 empty] | 2010-02-26 | 0
[25 empty] | 2010-02-27 | 0
[25 empty] | 2010-02-28 | 0
[25 empty] | 2010-03-01 | 0
[25 empty] | 2010-03-02 | 0
[25 empty] | 2010-03-03 | 0
[25 empty] | 2010-03-04 | 0
[25 empty] | 2010-03-05 | 0
[25 empty] | 2010-03-06 | 0
[25 empty] | 2010-03-07 | 0
[25 empty] | 2010-03-08 | 0
[25 empty] | 2010-03-09 | 0
[25 empty] | 2010-03-10 | 0
[25 empty] | 2010-03-11 | 0
[25 empty] | 2010-03-12 | 0
[25 empty] | 2010-03-13 | 0
[25 empty] | 2010-03-14 | 0
[25 empty] | 2010-03-15 | 0
[25 empty] | 2010-03-16 | 0
[25 empty] | 2010-03-17 | 0
[25 empty] | 2010-03-18 | 0
[25 empty] | 2010-03-19 | 0
[25 empty] | 2010-03-20 | 0
[25 empty] | 2010-03-21 | 0
[25 empty] | 2010-03-22 | 0
[25 empty] | 2010-03-23 | 0
[25 empty] | 2010-03-24 | 88.364
[25 empty] | 2010-03-25 | 88.364
[25 empty] | 2010-03-26 | 48.251
[25 empty] | 2010-03-27 | 48.251
[25 empty] | 2010-03-28 | 48.251
[25 empty] | 2010-03-29 | 48.251
[25 empty] | 2010-03-30 | 13.952
[25 empty] | 2010-03-31 | 13.952
[25 empty] | 2010-04-01 | 13.952
[25 empty] | 2010-04-02 | 13.952
[25 empty] | 2010-04-03 | 13.952
[25 empty] | 2010-04-04 | 13.952
[25 empty] | 2010-04-05 | 13.952
[25 empty] | 2010-04-06 | 17.939
[25 empty] | 2010-04-07 | 17.939
[25 empty] | 2010-04-08 | 17.939
[25 empty] | 2010-04-09 | 17.939
[25 empty] | 2010-04-10 | 17.939
[25 empty] | 2010-04-11 | 17.939
[25 empty] | 2010-04-12 | 17.939
[25 empty] | 2010-04-13 | 0
[25 empty] | 2010-04-14 | 0
[25 empty] | 2010-04-15 | 0
[25 empty] | 2010-04-16 | 0
[25 empty] | 2010-04-17 | 0
[25 empty] | 2010-04-18 | 0
[25 empty] | 2010-04-19 | 0
[25 empty] | 2010-04-20 | 0
[25 empty] | 2010-04-21 | 0
[25 empty] | 2010-04-22 | 0
[25 empty] | 2010-04-23 | 0
[25 empty] | 2010-04-24 | 0
[25 empty] | 2010-04-25 | 0
[25 empty] | 2010-04-26 | 0
[25 empty] | 2010-04-27 | 4.3186
[25 empty] | 2010-04-28 | 4.3186
[25 empty] | 2010-04-29 | 4.3186
[25 empty] | 2010-04-30 | 4.3186
[25 empty] | 2010-05-01 | 4.3186
[25 empty] | 2010-05-02 | 4.3186
[25 empty] | 2010-05-03 | 4.3186
[25 empty] | 2010-05-04 | 92.35
[25 empty] | 2010-05-05 | 92.35
[25 empty] | 2010-05-06 | 92.35
[25 empty] | 2010-05-07 | 92.35
[25 empty] | 2010-05-08 | 92.35
[25 empty] | 2010-05-09 | 92.35
[25 empty] | 2010-05-10 | 92.35
[25 empty] | 2010-05-11 | 70.285
[25 empty] | 2010-05-12 | 70.285
[25 empty] | 2010-05-13 | 70.285
[25 empty] | 2010-05-14 | 70.285
[25 empty] | 2010-05-15 | 70.285
[25 empty] | 2010-05-16 | 70.285
[25 empty] | 2010-05-17 | 70.285
[25 empty] | 2010-05-18 | 62.961
[25 empty] | 2010-05-19 | 62.961
[25 empty] | 2010-05-20 | 62.961
[25 empty] | 2010-05-21 | 62.961
[25 empty] | 2010-05-22 | 62.961
[25 empty] | 2010-05-23 | 62.961
[25 empty] | 2010-05-24 | 62.961
[25 empty] | 2010-05-25 | 51.278
[25 empty] | 2010-05-26 | 51.278
[25 empty] | 2010-05-27 | 51.278
[25 empty] | 2010-05-28 | 51.278
[25 empty] | 2010-05-29 | 51.278
[25 empty] | 2010-05-30 | 51.278
[25 empty] | 2010-05-31 | 51.278
[25 empty] | 2010-06-01 | 33.103
[25 empty] | 2010-06-02 | 33.103
[25 empty] | 2010-06-03 | 33.103
[25 empty] | 2010-06-04 | 33.103
[25 empty] | 2010-06-05 | 33.103
[25 empty] | 2010-06-06 | 33.103
[25 empty] | 2010-06-07 | 33.103
[25 empty] | 2010-06-08 | 15.578
[25 empty] | 2010-06-09 | 15.578
[25 empty] | 2010-06-10 | 15.578
[25 empty] | 2010-06-11 | 15.578
[25 empty] | 2010-06-12 | 15.578
[25 empty] | 2010-06-13 | 15.578
[25 empty] | 2010-06-14 | 15.578
[25 empty] | 2010-06-15 | 72.048
[25 empty] | 2010-06-16 | 72.048
[25 empty] | 2010-06-17 | 72.048
[25 empty] | 2010-06-18 | 72.048
[25 empty] | 2010-06-19 | 72.048
[25 empty] | 2010-06-20 | 72.048
[25 empty] | 2010-06-21 | 72.048
[25 empty] | 2010-06-22 | 81.512
[25 empty] | 2010-06-23 | 81.512
[25 empty] | 2010-06-24 | 81.512
[25 empty] | 2010-06-25 | 81.512
[25 empty] | 2010-06-26 | 81.512
[25 empty] | 2010-06-27 | 81.512
[25 empty] | 2010-06-28 | 81.512
[25 empty] | 2010-06-29 | 80.253
[25 empty] | 2010-06-30 | 80.253
[25 empty] | 2010-07-01 | 80.253
[25 empty] | 2010-07-02 | 80.253
[25 empty] | 2010-07-03 | 80.253
[25 empty] | 2010-07-04 | 80.253
[25 empty] | 2010-07-05 | 80.253
[25 empty] | 2010-07-06 | 65.206
[25 empty] | 2010-07-07 | 65.206
[25 empty] | 2010-07-08 | 65.206
[25 empty] | 2010-07-09 | 65.206
[25 empty] | 2010-07-10 | 65.206
[25 empty] | 2010-07-11 | 65.206
[25 empty] | 2010-07-12 | 65.206
[25 empty] | 2010-07-13 | 48.277
[25 empty] | 2010-07-14 | 48.277
[25 empty] | 2010-07-15 | 48.277
[25 empty] | 2010-07-16 | 48.277
[25 empty] | 2010-07-17 | 48.277
[25 empty] | 2010-07-18 | 48.277
[25 empty] | 2010-07-19 | 48.277
[25 empty] | 2010-07-20 | 40.754
[25 empty] | 2010-07-21 | 40.754
[25 empty] | 2010-07-22 | 40.754
[25 empty] | 2010-07-23 | 40.754
[25 empty] | 2010-07-24 | 40.754
[25 empty] | 2010-07-25 | 40.754
[25 empty] | 2010-07-26 | 40.754
[25 empty] | 2010-07-27 | 33.857
[25 empty] | 2010-07-28 | 33.857
[25 empty] | 2010-07-29 | 33.857
[25 empty] | 2010-07-30 | 33.857
[25 empty] | 2010-07-31 | 33.857
[25 empty] | 2010-08-01 | 33.857
[25 empty] | 2010-08-02 | 33.857
[25 empty] | 2010-08-03 | 0
[25 empty] | 2010-08-04 | 0
[25 empty] | 2010-08-05 | 0
[25 empty] | 2010-08-06 | 0
[25 empty] | 2010-08-07 | 0
[25 empty] | 2010-08-08 | 0
[25 empty] | 2010-08-09 | 0
[25 empty] | 2010-08-10 | 53.607
[25 empty] | 2010-08-11 | 53.607
[25 empty] | 2010-08-12 | 53.607
[25 empty] | 2010-08-13 | 53.607
[25 empty] | 2010-08-14 | 53.607
[25 empty] | 2010-08-15 | 53.607
[25 empty] | 2010-08-16 | 53.607
[25 empty] | 2010-08-17 | 0
[25 empty] | 2010-08-18 | 0
[25 empty] | 2010-08-19 | 0
[25 empty] | 2010-08-20 | 0
[25 empty] | 2010-08-21 | 0
[25 empty] | 2010-08-22 | 0
[25 empty] | 2010-08-23 | 0
[25 empty] | 2010-08-24 | 14.734
[25 empty] | 2010-08-25 | 14.734
[25 empty] | 2010-08-26 | 14.734
[25 empty] | 2010-08-27 | 14.734
[25 empty] | 2010-08-28 | 14.734
[25 empty] | 2010-08-29 | 14.734
[25 empty] | 2010-08-30 | 14.734
[25 empty] | 2010-08-31 | 133.86
[25 empty] | 2010-09-01 | 133.86
[25 empty] | 2010-09-02 | 133.86
[25 empty] | 2010-09-03 | 133.86
[25 empty] | 2010-09-04 | 133.86
[25 empty] | 2010-09-05 | 133.86
[25 empty] | 2010-09-06 | 133.86
[25 empty] | 2010-09-07 | 37.305
[25 empty] | 2010-09-08 | 37.305
[25 empty] | 2010-09-09 | 37.305
[25 empty] | 2010-09-10 | 37.305
[25 empty] | 2010-09-11 | 37.305
[25 empty] | 2010-09-12 | 37.305
[25 empty] | 2010-09-13 | 37.305
[25 empty] | 2010-09-14 | 0
[25 empty] | 2010-09-15 | 0
[25 empty] | 2010-09-16 | 0
[25 empty] | 2010-09-17 | 0
[25 empty] | 2010-09-18 | 0
[25 empty] | 2010-09-19 | 0
[25 empty] | 2010-09-20 | 0
[25 empty] | 2010-09-21 | 0
[25 empty] | 2010-09-22 | 0
[25 empty] | 2010-09-23 | 0
[25 empty] | 2010-09-24 | 0
[25 empty] | 2010-09-25 | 0
[25 empty] | 2010-09-26 | 0
[25 empty] | 2010-09-27 | 0
[25 empty] | 2010-09-28 | 0
[25 empty] | 2010-09-29 | 0
[25 empty] | 2010-09-30 | 0
[25 empty] | 2010-10-01 | 0
[25 empty] | 2010-10-02 | 0
[25 empty] | 2010-10-03 | 0
[25 empty] | 2010-10-04 | 0
[25 empty] | 2010-10-05 | 0
[25 empty] | 2010-10-06 | 0
[25 empty] | 2010-10-07 | 0
[25 empty] | 2010-10-08 | 0
[25 empty] | 2010-10-09 | 0
[25 empty] | 2010-10-10 | 0
[25 empty] | 2010-10-11 | 0
[25 empty] | 2010-10-12 | 0
[25 empty] | 2010-10-13 | 0
[25 empty] | 2010-10-14 | 0
[25 empty] | 2010-10-15 | 0
[25 empty] | 2010-10-16 | 0
[25 empty] | 2010-10-17 | 0
[25 empty] | 2010-10-18 | 0
[25 empty] | 2010-10-19 | 0
[25 empty] | 2010-10-20 | 0
[25 empty] | 2010-10-21 | 0
[25 empty] | 2010-10-22 | 0
[25 empty] | 2010-10-23 | 0
[25 empty] | 2010-10-24 | 0
[25 empty] | 2010-10-25 | 0
[25 empty] | 2010-10-26 | 0
[25 empty] | 2010-10-27 | 0
[25 empty] | 2010-10-28 | 0
[25 empty] | 2010-10-29 | 0
[25 empty] | 2010-10-30 | 0
[25 empty] | 2010-10-31 | 0
[25 empty] | 2010-11-01 | 0
[25 empty] | 2010-11-02 | 0
[25 empty] | 2010-11-03 | 0
[25 empty] | 2010-11-04 | 0
[25 empty] | 2010-11-05 | 0
[25 empty] | 2010-11-06 | 0
[25 empty] | 2010-11-07 | 0
[25 empty] | 2010-11-08 | 0
[25 empty] | 2010-11-09 | 0
[25 empty] | 2010-11-10 | 0
[25 empty] | 2010-11-11 | 0
[25 empty] | 2010-11-12 | 0
[25 empty] | 2010-11-13 | 0
[25 empty] | 2010-11-14 | 0
[25 empty] | 2010-11-15 | 0
[25 empty] | 2010-11-16 | 12.873
[25 empty] | 2010-11-17 | 12.873
[25 empty] | 2010-11-18 | 12.873
[25 empty] | 2010-11-19 | 140.85
[25 empty] | 2010-11-20 | 106.77
[25 empty] | 2010-11-21 | 106.78
[25 empty] | 2010-11-22 | 63.609
[25 empty] | 2010-11-23 | 120.41
[25 empty] | 2010-11-24 | 111.32
[25 empty] | 2010-11-25 | 79.513
[25 empty] | 2010-11-26 | 106.78
[25 empty] | 2010-11-27 | 102.23
[25 empty] | 2010-11-28 | 87.786
[25 empty] | 2010-11-29 | 87.786
[25 empty] | 2010-11-30 | 92.166
[25 empty] | 2010-12-01 | 92.166
[25 empty] | 2010-12-02 | 92.166
[25 empty] | 2010-12-03 | 0
[25 empty] | 2010-12-04 | 0
[25 empty] | 2010-12-05 | 0
[25 empty] | 2010-12-06 | 0
[25 empty] | 2010-12-07 | 0
[25 empty] | 2010-12-08 | 0
[25 empty] | 2010-12-09 | 0
[25 empty] | 2010-12-10 | 0
[25 empty] | 2010-12-11 | 0
[25 empty] | 2010-12-12 | 0
[25 empty] | 2010-12-13 | 0
[25 empty] | 2010-12-14 | 0
[25 empty] | 2010-12-15 | 0
[25 empty] | 2010-12-16 | 0
[25 empty] | 2010-12-17 | 0
[25 empty] | 2010-12-18 | 0
[25 empty] | 2010-12-19 | 0
[25 empty] | 2010-12-20 | 0
[25 empty] | 2010-12-21 | 0
[25 empty] | 2010-12-22 | 0
[25 empty] | 2010-12-23 | 0
[25 empty] | 2010-12-24 | 0
[25 empty] | 2010-12-25 | 0
[25 empty] | 2010-12-26 | 0
[25 empty] | 2010-12-27 | 0
[25 empty] | 2010-12-28 | 0
[25 empty] | 2010-12-29 | 0
[25 empty] | 2010-12-30 | 0
[25 empty] | 2010-12-31 | 0
[25 empty] | 2011-01-01 | 0
[25 empty] | 2011-01-02 | 0
[25 empty] | 2011-01-03 | 0
[25 empty] | 2011-01-04 | 0
[25 empty] | 2011-01-05 | 0
[25 empty] | 2011-01-06 | 0
[25 empty] | 2011-01-07 | 0
[25 empty] | 2011-01-08 | 0
[25 empty] | 2011-01-09 | 0
[25 empty] | 2011-01-10 | 0
[25 empty] | 2011-01-11 | 0
[25 empty] | 2011-01-12 | 0
[25 empty] | 2011-01-13 | 0
[25 empty] | 2011-01-14 | 0
[25 empty] | 2011-01-15 | 0
[25 empty] | 2011-01-16 | 0
[25 empty] | 2011-01-17 | 0
[25 empty] | 2011-01-18 | 0
[25 empty] | 2011-01-19 | 0
[25 empty] | 2011-01-20 | 0
[25 empty] | 2011-01-21 | 0
[25 empty] | 2011-01-22 | 0
[25 empty] | 2011-01-23 | 0
[25 empty] | 2011-01-24 | 0
[25 empty] | 2011-01-25 | 0
[25 empty] | 2011-01-26 | 0
[25 empty] | 2011-01-27 | 0
[25 empty] | 2011-01-28 | 0
[25 empty] | 2011-01-29 | 0
[25 empty] | 2011-01-30 | 0
[25 empty] | 2011-01-31 | 0
[25 empty] | 2011-02-01 | 0
[25 empty] | 2011-02-02 | 0
[25 empty] | 2011-02-03 | 0
[25 empty] | 2011-02-04 | 0
[25 empty] | 2011-02-05 | 0
[25 empty] | 2011-02-06 | 0
[25 empty] | 2011-02-07 | 0
[25 empty] | 2011-02-08 | 0
[25 empty] | 2011-02-09 | 0
[25 empty] | 2011-02-10 | 0
[25 empty] | 2011-02-11 | 0
[25 empty] | 2011-02-12 | 0
[25 empty] | 2011-02-13 | 0
[25 empty] | 2011-02-14 | 0
[25 empty] | 2011-02-15 | 0
[25 empty] | 2011-02-16 | 0
[25 empty] | 2011-02-17 | 0
[25 empty] | 2011-02-18 | 0
[25 empty] | 2011-02-19 | 0
[25 empty] | 2011-02-20 | 0
[25 empty] | 2011-02-21 | 0
[25 empty] | 2011-02-22 | 0
[25 empty] | 2011-02-23 | 0
[25 empty] | 2011-02-24 | 0
[25 empty] | 2011-02-25 | 0
[25 empty] | 2011-02-26 | 0
[25 empty] | 2011-02-27 | 0
[25 empty] | 2011-02-28 | 0
[25 empty] | 2011-03-01 | 0
[25 empty] | 2011-03-02 | 0
[25 empty] | 2011-03-03 | 0
[25 empty] | 2011-03-04 | 0
[25 empty] | 2011-03-05 | 0
[25 empty] | 2011-03-06 | 0
[25 empty] | 2011-03-07 | 0
[25 empty] | 2011-03-08 | 0
[25 empty] | 2011-03-09 | 0
[25 empty] | 2011-03-10 | 0
[25 empty] | 2011-03-11 | 0
[25 empty] | 2011-03-12 | 0
[25 empty] | 2011-03-13 | 0
[25 empty] | 2011-03-14 | 0
[25 empty] | 2011-03-15 | 0
[25 empty] | 2011-03-16 | 0
[25 empty] | 2011-03-17 | 0
[25 empty] | 2011-03-18 | 0
[25 empty] | 2011-03-19 | 0
[25 empty] | 2011-03-20 | 0
[25 empty] | 2011-03-21 | 0
[25 empty] | 2011-03-22 | 15.502
[25 empty] | 2011-03-23 | 15.502
[25 empty] | 2011-03-24 | 15.502
[25 empty] | 2011-03-25 | 0
[25 empty] | 2011-03-26 | 0
[25 empty] | 2011-03-27 | 0
[25 empty] | 2011-03-28 | 0
[25 empty] | 2011-03-29 | 38.756
[25 empty] | 2011-03-30 | 38.756
[25 empty] | 2011-03-31 | 38.756
[25 empty] | 2011-04-01 | 53.483
[25 empty] | 2011-04-02 | 53.483
[25 empty] | 2011-04-03 | 53.483
[25 empty] | 2011-04-04 | 53.483
[25 empty] | 2011-04-05 | 136.42
[25 empty] | 2011-04-06 | 136.42
[25 empty] | 2011-04-07 | 136.42
[25 empty] | 2011-04-08 | 97.519
[25 empty] | 2011-04-09 | 97.519
[25 empty] | 2011-04-10 | 97.519
[25 empty] | 2011-04-11 | 97.519
[25 empty] | 2011-04-12 | 98.445
[25 empty] | 2011-04-13 | 98.445
[25 empty] | 2011-04-14 | 98.445
[25 empty] | 2011-04-15 | 53.387
[25 empty] | 2011-04-16 | 53.387
[25 empty] | 2011-04-17 | 53.387
[25 empty] | 2011-04-18 | 53.387
[25 empty] | 2011-04-19 | 40.135
[25 empty] | 2011-04-20 | 40.135
[25 empty] | 2011-04-21 | 40.135
[25 empty] | 2011-04-22 | 61.906
[25 empty] | 2011-04-23 | 61.906
[25 empty] | 2011-04-24 | 61.906
[25 empty] | 2011-04-25 | 61.906
[25 empty] | 2011-04-26 | 52.252
[25 empty] | 2011-04-27 | 52.252
[25 empty] | 2011-04-28 | 52.252
[25 empty] | 2011-04-29 | 0
[25 empty] | 2011-04-30 | 0
[25 empty] | 2011-05-01 | 0
[25 empty] | 2011-05-02 | 0
[25 empty] | 2011-05-03 | 0
[25 empty] | 2011-05-04 | 0
[25 empty] | 2011-05-05 | 0
[25 empty] | 2011-05-06 | 49.979
[25 empty] | 2011-05-07 | 49.979
[25 empty] | 2011-05-08 | 49.979
[25 empty] | 2011-05-09 | 49.979
[25 empty] | 2011-05-10 | 103.75
[25 empty] | 2011-05-11 | 103.75
[25 empty] | 2011-05-12 | 103.75
[25 empty] | 2011-05-13 | 87.464
[25 empty] | 2011-05-14 | 87.464
[25 empty] | 2011-05-15 | 87.464
[25 empty] | 2011-05-16 | 87.464
[25 empty] | 2011-05-17 | 53.766
[25 empty] | 2011-05-18 | 53.766
[25 empty] | 2011-05-19 | 53.766
[25 empty] | 2011-05-20 | 51.683
[25 empty] | 2011-05-21 | 51.683
[25 empty] | 2011-05-22 | 51.683
[25 empty] | 2011-05-23 | 51.683
[25 empty] | 2011-05-24 | 73.944
[25 empty] | 2011-05-25 | 73.944
[25 empty] | 2011-05-26 | 73.944
[25 empty] | 2011-05-27 | 54.312
[25 empty] | 2011-05-28 | 54.312
[25 empty] | 2011-05-29 | 54.312
[25 empty] | 2011-05-30 | 54.312
[25 empty] | 2011-05-31 | 70.849
[25 empty] | 2011-06-01 | 70.849
[25 empty] | 2011-06-02 | 70.849
[25 empty] | 2011-06-03 | 70.849
[25 empty] | 2011-06-04 | 70.849
[25 empty] | 2011-06-05 | 70.849
[25 empty] | 2011-06-06 | 70.849
[25 empty] | 2011-06-07 | 42.426
[25 empty] | 2011-06-08 | 42.426
[25 empty] | 2011-06-09 | 42.426
[25 empty] | 2011-06-10 | 0
[25 empty] | 2011-06-11 | 0
[25 empty] | 2011-06-12 | 0
[25 empty] | 2011-06-13 | 0
[25 empty] | 2011-06-14 | 0
[25 empty] | 2011-06-15 | 0
[25 empty] | 2011-06-16 | 0
[25 empty] | 2011-06-17 | 13.715
[25 empty] | 2011-06-18 | 13.715
[25 empty] | 2011-06-19 | 13.715
[25 empty] | 2011-06-20 | 13.715
[25 empty] | 2011-06-21 | 0
[25 empty] | 2011-06-22 | 0
[25 empty] | 2011-06-23 | 0
[25 empty] | 2011-06-24 | 0
[25 empty] | 2011-06-25 | 0
[25 empty] | 2011-06-26 | 0
[25 empty] | 2011-06-27 | 0
[25 empty] | 2011-06-28 | 0
[25 empty] | 2011-06-29 | 0
[25 empty] | 2011-06-30 | 0
[25 empty] | 2011-07-01 | 0
[25 empty] | 2011-07-02 | 0
[25 empty] | 2011-07-03 | 0
[25 empty] | 2011-07-04 | 0
[25 empty] | 2011-07-05 | 0
[25 empty] | 2011-07-06 | 0
[25 empty] | 2011-07-07 | 0
[25 empty] | 2011-07-08 | 0
[25 empty] | 2011-07-09 | 0
[25 empty] | 2011-07-10 | 0
[25 empty] | 2011-07-11 | 0
[25 empty] | 2011-07-12 | 0
[25 empty] | 2011-07-13 | 0
[25 empty] | 2011-07-14 | 0
[25 empty] | 2011-07-15 | 22.493
[25 empty] | 2011-07-16 | 22.493
[25 empty] | 2011-07-17 | 22.493
[25 empty] | 2011-07-18 | 22.493
[25 empty] | 2011-07-19 | 0
[25 empty] | 2011-07-20 | 0
[25 empty] | 2011-07-21 | 0
[25 empty] | 2011-07-22 | 0
[25 empty] | 2011-07-23 | 0
[25 empty] | 2011-07-24 | 0
[25 empty] | 2011-07-25 | 0
[25 empty] | 2011-07-26 | 31.805
[25 empty] | 2011-07-27 | 31.805
[25 empty] | 2011-07-28 | 31.805
[25 empty] | 2011-07-29 | 0
[25 empty] | 2011-07-30 | 0
[25 empty] | 2011-07-31 | 0
[25 empty] | 2011-08-01 | 0
[25 empty] | 2011-08-02 | 0
[25 empty] | 2011-08-03 | 0
[25 empty] | 2011-08-04 | 0
[25 empty] | 2011-08-05 | 3.9757
[25 empty] | 2011-08-06 | 3.9757
[25 empty] | 2011-08-07 | 3.9757
[25 empty] | 2011-08-08 | 3.9757
[25 empty] | 2011-08-09 | 26.787
[25 empty] | 2011-08-10 | 26.787
[25 empty] | 2011-08-11 | 26.787
[25 empty] | 2011-08-12 | 0
[25 empty] | 2011-08-13 | 0
[25 empty] | 2011-08-14 | 0
[25 empty] | 2011-08-15 | 0
[25 empty] | 2011-08-16 | 0
[25 empty] | 2011-08-17 | 0
[25 empty] | 2011-08-18 | 0
[25 empty] | 2011-08-19 | 0
[25 empty] | 2011-08-20 | 0
[25 empty] | 2011-08-21 | 0
[25 empty] | 2011-08-22 | 0
[25 empty] | 2011-08-23 | 0
[25 empty] | 2011-08-24 | 0
[25 empty] | 2011-08-25 | 0
[25 empty] | 2011-08-26 | 0
[25 empty] | 2011-08-27 | 0
[25 empty] | 2011-08-28 | 0
[25 empty] | 2011-08-29 | 0
[25 empty] | 2011-08-30 | 7.5725
[25 empty] | 2011-08-31 | 7.5725
[25 empty] | 2011-09-01 | 7.5725
[25 empty] | 2011-09-02 | 8.5194
[25 empty] | 2011-09-03 | 8.5194
[25 empty] | 2011-09-04 | 8.5194
[25 empty] | 2011-09-05 | 8.5194
[25 empty] | 2011-09-06 | 0
[25 empty] | 2011-09-07 | 0
[25 empty] | 2011-09-08 | 0
[25 empty] | 2011-09-09 | 0
[25 empty] | 2011-09-10 | 0
[25 empty] | 2011-09-11 | 0
[25 empty] | 2011-09-12 | 0
[25 empty] | 2011-09-13 | 9.8449
[25 empty] | 2011-09-14 | 9.8449
[25 empty] | 2011-09-15 | 9.8449
[25 empty] | 2011-09-16 | 17.038
[25 empty] | 2011-09-17 | 17.038
[25 empty] | 2011-09-18 | 17.038
[25 empty] | 2011-09-19 | 17.038
[25 empty] | 2011-09-20 | 222.03
[25 empty] | 2011-09-21 | 222.03
[25 empty] | 2011-09-22 | 222.03
[25 empty] | 2011-09-23 | 217.8
[25 empty] | 2011-09-24 | 217.8
[25 empty] | 2011-09-25 | 217.8
[25 empty] | 2011-09-26 | 217.8
[25 empty] | 2011-09-27 | 220.8
[25 empty] | 2011-09-28 | 220.8
[25 empty] | 2011-09-29 | 220.8
[25 empty] | 2011-09-30 | 220.8
[25 empty] | 2011-10-01 | 0
[25 empty] | 2011-10-02 | 0
[25 empty] | 2011-10-03 | 0
[25 empty] | 2011-10-04 | 0
[25 empty] | 2011-10-05 | 0
[25 empty] | 2011-10-06 | 0
[25 empty] | 2011-10-07 | 0
[25 empty] | 2011-10-08 | 0
[25 empty] | 2011-10-09 | 0
[25 empty] | 2011-10-10 | 0
[25 empty] | 2011-10-11 | 0
[25 empty] | 2011-10-12 | 0
[25 empty] | 2011-10-13 | 0
[25 empty] | 2011-10-14 | 0
[25 empty] | 2011-10-15 | 0
[25 empty] | 2011-10-16 | 0
[25 empty] | 2011-10-17 | 0
[25 empty] | 2011-10-18 | 0
[25 empty] | 2011-10-19 | 0
[25 empty] | 2011-10-20 | 0
[25 empty] | 2011-10-21 | 0
[25 empty] | 2011-10-22 | 0
[25 empty] | 2011-10-23 | 0
[25 empty] | 2011-10-24 | 0
[25 empty] | 2011-10-25 | 0
[25 empty] | 2011-10-26 | 0
[25 empty] | 2011-10-27 | 0
[25 empty] | 2011-10-28 | 0
[25 empty] | 2011-10-29 | 0
[25 empty] | 2011-10-30 | 0
[25 empty] | 2011-10-31 | 0
[25 empty] | 2011-11-01 | 0
[25 empty] | 2011-11-02 | 0
[25 empty] | 2011-11-03 | 0
[25 empty] | 2011-11-04 | 0
[25 empty] | 2011-11-05 | 0
[25 empty] | 2011-11-06 | 0
[25 empty] | 2011-11-07 | 0
[25 empty] | 2011-11-08 | 0
[25 empty] | 2011-11-09 | 0
[25 empty] | 2011-11-10 | 0
[25 empty] | 2011-11-11 | 0
[25 empty] | 2011-11-12 | 0
[25 empty] | 2011-11-13 | 0
[25 empty] | 2011-11-14 | 0
[25 empty] | 2011-11-15 | 0
[25 empty] | 2011-11-16 | 0
[25 empty] | 2011-11-17 | 0
[25 empty] | 2011-11-18 | 0
[25 empty] | 2011-11-19 | 0
[25 empty] | 2011-11-20 | 0
[25 empty] | 2011-11-21 | 0
[25 empty] | 2011-11-22 | 0
[25 empty] | 2011-11-23 | 176.04
[25 empty] | 2011-11-24 | 176.04
[25 empty] | 2011-11-25 | 176.04
[25 empty] | 2011-11-26 | 176.04
[25 empty] | 2011-11-27 | 176.04
[25 empty] | 2011-11-28 | 176.04
[25 empty] | 2011-11-29 | 54.86
[25 empty] | 2011-11-30 | 54.86
[25 empty] | 2011-12-01 | 54.86
[25 empty] | 2011-12-02 | 54.86
[25 empty] | 2011-12-03 | 54.86
[25 empty] | 2011-12-04 | 54.86
[25 empty] | 2011-12-05 | 54.86
[25 empty] | 2011-12-06 | 76.256
[25 empty] | 2011-12-07 | 76.256
[25 empty] | 2011-12-08 | 76.256
[25 empty] | 2011-12-09 | 76.256
[25 empty] | 2011-12-10 | 76.256
[25 empty] | 2011-12-11 | 76.256
[25 empty] | 2011-12-12 | 76.256
[25 empty] | 2011-12-13 | 76.256
[25 empty] | 2011-12-14 | 0
[25 empty] | 2011-12-15 | 0
[25 empty] | 2011-12-16 | 0
[25 empty] | 2011-12-17 | 0
[25 empty] | 2011-12-18 | 0
[25 empty] | 2011-12-19 | 0
[25 empty] | 2011-12-20 | 0
[25 empty] | 2011-12-21 | 0
[25 empty] | 2011-12-22 | 0
[25 empty] | 2011-12-23 | 0
[25 empty] | 2011-12-24 | 0
[25 empty] | 2011-12-25 | 0
[25 empty] | 2011-12-26 | 0
[25 empty] | 2011-12-27 | 0
[25 empty] | 2011-12-28 | 0
[25 empty] | 2011-12-29 | 0
[25 empty] | 2011-12-30 | 0
[25 empty] | 2011-12-31 | 0
[25 empty] | 2012-01-01 | 0
Note on BD2: GoldSim Version: 10.50.200 Model: C:\Projects\Faro\Model\Current Model\FMC_WB_WQModel_V2.0\X14Analysis\FMC_WB_WQModel_V2.04_S4.gsm Element ID: \Faro_SWWQM\Results\SingleWQ_4Dash\SingleWQ_CVD\R_SingleWQ Element Description: Simulated on: 5/10/2013 12:06:40 Exported on: 5/10/2013 12:07:46 # of Realizations: 100 # of Time Values: 121 Time Display Units: yr
Note on AH4: GoldSim Version: 10.50.200 Model: C:\Projects\Faro\Model\Current Model\FMC_WB_WQModel_V2.0\X14Analysis\FMC_WB_WQModel_V2.04_S4.gsm Element ID: \Faro_SWWQM\Results\SingleWQ_4Dash\SingleWQ_EfluentWTP_Faro\R_SingleWQ Element Description: Simulated on: 5/10/2013 12:06:40 Exported on: 5/10/2013 12:07:46 # of Realizations: 100 # of Time Values: 121 Time Display Units: yr

## WTP
Plot E - Range of Monthly WTP flows - Scenario C-6g | [10 empty] | JAN | FEB | MAR | APR | MAY | JUN | JUL | AUG | SEP | OCT | NOV | DEC
[10 empty] | Max | 0 | 0 | 0 | 0 | 6000 | 6000 | 6000 | 6000 | 6000 | 6000 | 5841.8693 | 1859.3625
[10 empty] | 95% percentile | 0 | 0 | 0 | 0 | 6000 | 6000 | 6000 | 6000 | 6000 | 5914.174 | 5157.4312 | 808.6523
[10 empty] | 75% Percentile | 0 | 0 | 0 | 0 | 6000 | 6000 | 6000 | 6000 | 5972.3548 | 5100.6386 | 1965.7183 | 151.5384
[10 empty] | Median | 0 | 0 | 0 | 0 | 6000 | 6000 | 6000 | 6000 | 5759.4883 | 3410.4497 | 280.5432 | 0
[10 empty] | Mean | 0 | 0 | 0 | 0 | 6000 | 6000 | 5969.4987 | 5675.4904 | 5276.1015 | 3013.1114 | 1202.1475 | 139.5569
| Mean | S.D. | Least Result | 5% | 25% | Median | 75% | 95% | Greatest Result | Min | 0 | 0 | 0 | 0 | 6000 | 6000 | 4868.567 | 3351.2134 | 2750.8348 | 0 | 0 | 0
| 0 | [9 empty] | JAN: MIN |  | MEAN | [12 empty] | MEDIAN | [12 empty] | 75% | [12 empty] | 95% | [12 empty] | MAX
Time (yr) | Total_Faro_Discharge:Mean | Total_Faro_Discharge:Least Result | Total_Faro_Discharge:5% | Total_Faro_Discharge:25% | Total_Faro_Discharge:Median | Total_Faro_Discharge:75% | Total_Faro_Discharge:95% | Total_Faro_Discharge:Greatest Result | Greatest Result |  | 1 | 2 | 3 | 4 | 5 | 6 | 7 | 8 | 9 | 10 | 11 | 12 |  | 1 | 2 | 3 | 4 | 5 | 6 | 7 | 8 | 9 | 10 | 11 | 12 |  | 1 | 2 | 3 | 4 | 5 | 6 | 7 | 8 | 9 | 10 | 11 | 12 |  | 1 | 2 | 3 | 4 | 5 | 6 | 7 | 8 | 9 | 10 | 11 | 12 |  | 1 | 2 | 3 | 4 | 5 | 6 | 7 | 8 | 9 | 10 | 11 | 12 |  | 1 | 2 | 3 | 4 | 5 | 6 | 7 | 8 | 9 | 10 | 11 | 12
0 | 0 | 0 | 0 | 0 | 0 | 0 | 0 | 0 | 0 | 1 | 0 | 0 | 0 | 0 | 6000 | 6000 | 6000 | 5834.4269 | 2736.1868 | 0 | 0 | 0 | 1 | 0 | 0 | 0 | 0 | 6000 | 6000 | 6000 | 5995.5676 | 5902.2205 | 5352.0671 | 2859.8134 | 426.8401 | 1 | 0 | 0 | 0 | 0 | 6000 | 6000 | 6000 | 6000 | 6000 | 6000 | 2805.4317 | 0 | 1 | 0 | 0 | 0 | 0 | 6000 | 6000 | 6000 | 6000 | 6000 | 6000 | 6000 | 1515.384 | 1 | 0 | 0 | 0 | 0 | 6000 | 6000 | 6000 | 6000 | 6000 | 6000 | 6000 | 1725.549 | 1 | 0 | 0 | 0 | 0 | 6000 | 6000 | 6000 | 6000 | 6000 | 6000 | 6000 | 1884.06
0.083333 | 0 | 0 | 0 | 0 | 0 | 0 | 0 | 0 | 0 | 2 | 0 | 0 | 0 | 0 | 6000 | 6000 | 3863.0473 | 2612.5448 | 2647.2095 | 0 | 0 | 0 | 2 | 0 | 0 | 0 | 0 | 6000 | 6000 | 5832.8456 | 5121.4549 | 4246.4216 | 822.5411 | 199.0913 | 18.5111 | 2 | 0 | 0 | 0 | 0 | 6000 | 6000 | 6000 | 6000 | 3594.8832 | 0 | 0 | 0 | 2 | 0 | 0 | 0 | 0 | 6000 | 6000 | 6000 | 6000 | 5723.5474 | 0 | 0 | 0 | 2 | 0 | 0 | 0 | 0 | 6000 | 6000 | 6000 | 6000 | 6000 | 5141.7403 | 0 | 0 | 2 | 0 | 0 | 0 | 0 | 6000 | 6000 | 6000 | 6000 | 6000 | 6000 | 4418.6931 | 1851.1102
0.16667 | 0 | 0 | 0 | 0 | 0 | 0 | 0 | 0 | 0 | 3 | 0 | 0 | 0 | 0 | 6000 | 6000 | 6000 | 4037.0455 | 2751.192 | 0 | 0 | 0 | 3 | 0 | 0 | 0 | 0 | 6000 | 6000 | 6000 | 5894.598 | 5591.6068 | 3676.4711 | 2024.0518 | 330.2155 | 3 | 0 | 0 | 0 | 0 | 6000 | 6000 | 6000 | 6000 | 6000 | 4921.8779 | 0 | 0 | 3 | 0 | 0 | 0 | 0 | 6000 | 6000 | 6000 | 6000 | 6000 | 6000 | 5219.2851 | 0 | 3 | 0 | 0 | 0 | 0 | 6000 | 6000 | 6000 | 6000 | 6000 | 6000 | 6000 | 1652.8034 | 3 | 0 | 0 | 0 | 0 | 6000 | 6000 | 6000 | 6000 | 6000 | 6000 | 6000 | 1877.8404
0.25 | 0 | 0 | 0 | 0 | 0 | 0 | 0 | 0 | 0 | 4 | 0 | 0 | 0 | 0 | 6000 | 6000 | 4187.7241 | 2731.9892 | 2771.1556 | 0 | 0 | 0 | 4 | 0 | 0 | 0 | 0 | 6000 | 6000 | 5948.3049 | 5561.8108 | 5170.9978 | 2476.9189 | 661.2649 | 96.5351 | 4 | 0 | 0 | 0 | 0 | 6000 | 6000 | 6000 | 6000 | 6000 | 0 | 0 | 0 | 4 | 0 | 0 | 0 | 0 | 6000 | 6000 | 6000 | 6000 | 6000 | 4886.1813 | 0 | 0 | 4 | 0 | 0 | 0 | 0 | 6000 | 6000 | 6000 | 6000 | 6000 | 6000 | 5819.1469 | 1439.9554 | 4 | 0 | 0 | 0 | 0 | 6000 | 6000 | 6000 | 6000 | 6000 | 6000 | 6000 | 1748.0166
0.33333 | 6000 | 6000 | 6000 | 6000 | 6000 | 6000 | 6000 | 6000 | 0 | 5 | 0 | 0 | 0 | 0 | 6000 | 6000 | 6000 | 3419.0331 | 2769.2614 | 0 | 0 | 0 | 5 | 0 | 0 | 0 | 0 | 6000 | 6000 | 6000 | 5729.4422 | 5332.8929 | 3187.5684 | 1367.6308 | 139.881 | 5 | 0 | 0 | 0 | 0 | 6000 | 6000 | 6000 | 6000 | 6000 | 4083.9501 | 0 | 0 | 5 | 0 | 0 | 0 | 0 | 6000 | 6000 | 6000 | 6000 | 6000 | 6000 | 2923.9481 | 0 | 5 | 0 | 0 | 0 | 0 | 6000 | 6000 | 6000 | 6000 | 6000 | 6000 | 6000 | 1684.6586 | 5 | 0 | 0 | 0 | 0 | 6000 | 6000 | 6000 | 6000 | 6000 | 6000 | 6000 | 1924.4425
0.41667 | 6000 | 6000 | 6000 | 6000 | 6000 | 6000 | 6000 | 6000 | 0 | 6 | 0 | 0 | 0 | 0 | 6000 | 6000 | 4247.7263 | 2728.5076 | 2764.6652 | 0 | 0 | 0 | 6 | 0 | 0 | 0 | 0 | 6000 | 6000 | 5978.7923 | 5711.0172 | 5348.1439 | 2746.2767 | 841.5312 | 50.8765 | 6 | 0 | 0 | 0 | 0 | 6000 | 6000 | 6000 | 6000 | 6000 | 3753.4002 | 0 | 0 | 6 | 0 | 0 | 0 | 0 | 6000 | 6000 | 6000 | 6000 | 6000 | 5339.2167 | 0 | 0 | 6 | 0 | 0 | 0 | 0 | 6000 | 6000 | 6000 | 6000 | 6000 | 6000 | 5472.6995 | 0 | 6 | 0 | 0 | 0 | 0 | 6000 | 6000 | 6000 | 6000 | 6000 | 6000 | 6000 | 1762.6033
0.5 | 6000 | 6000 | 6000 | 6000 | 6000 | 6000 | 6000 | 6000 | 0 | 7 | 0 | 0 | 0 | 0 | 6000 | 6000 | 6000 | 3958.9204 | 2762.6918 | 0 | 0 | 0 | 7 | 0 | 0 | 0 | 0 | 6000 | 6000 | 6000 | 5721.2022 | 5296.5169 | 3002.8904 | 1255.8766 | 88.2102 | 7 | 0 | 0 | 0 | 0 | 6000 | 6000 | 6000 | 6000 | 6000 | 3934.0037 | 0 | 0 | 7 | 0 | 0 | 0 | 0 | 6000 | 6000 | 6000 | 6000 | 6000 | 6000 | 3040.6582 | 0 | 7 | 0 | 0 | 0 | 0 | 6000 | 6000 | 6000 | 6000 | 6000 | 6000 | 5694.5851 | 0 | 7 | 0 | 0 | 0 | 0 | 6000 | 6000 | 6000 | 6000 | 6000 | 6000 | 6000 | 1902.7876
0.58333 | 5995.5676 | 5834.4269 | 6000 | 6000 | 6000 | 6000 | 6000 | 6000 | 0 | 8 | 0 | 0 | 0 | 0 | 6000 | 6000 | 4160.3877 | 2734.4066 | 2773.7719 | 0 | 0 | 0 | 8 | 0 | 0 | 0 | 0 | 6000 | 6000 | 5981.6039 | 5669.7277 | 5315.4347 | 2876.3883 | 906.4085 | 67.2841 | 8 | 0 | 0 | 0 | 0 | 6000 | 6000 | 6000 | 6000 | 6000 | 3809.5356 | 0 | 0 | 8 | 0 | 0 | 0 | 0 | 6000 | 6000 | 6000 | 6000 | 6000 | 5161.6339 | 0 | 0 | 8 | 0 | 0 | 0 | 0 | 6000 | 6000 | 6000 | 6000 | 6000 | 6000 | 5661.7454 | 0 | 8 | 0 | 0 | 0 | 0 | 6000 | 6000 | 6000 | 6000 | 6000 | 6000 | 6000 | 1752.8202
0.66667 | 5902.2205 | 2736.1868 | 6000 | 6000 | 6000 | 6000 | 6000 | 6000 | 0 | 9 | 0 | 0 | 0 | 0 | 6000 | 6000 | 4117.1818 | 2727.7929 | 2766.2937 | 0 | 0 | 0 | 9 | 0 | 0 | 0 | 0 | 6000 | 6000 | 5978.2451 | 5683.6392 | 5285.6817 | 3032.9512 | 1041.6938 | 72.38 | 9 | 0 | 0 | 0 | 0 | 6000 | 6000 | 6000 | 6000 | 6000 | 3845.781 | 0 | 0 | 9 | 0 | 0 | 0 | 0 | 6000 | 6000 | 6000 | 6000 | 6000 | 6000 | 2473.2913 | 0 | 9 | 0 | 0 | 0 | 0 | 6000 | 6000 | 6000 | 6000 | 6000 | 6000 | 5100.9666 | 0 | 9 | 0 | 0 | 0 | 0 | 6000 | 6000 | 6000 | 6000 | 6000 | 6000 | 6000 | 1946.1369
0.75 | 5352.0671 | 0 | 0 | 5233.1059 | 6000 | 6000 | 6000 | 6000 | 0 | 10 | 0 | 0 | 0 | 0 | 6000 | 6000 | 4109.603 | 2727.4669 | 2765.92 | 0 | 0 | 0 | 10 | 0 | 0 | 0 | 0 | 6000 | 6000 | 5975.195 | 5666.4443 | 5271.0984 | 2957.0413 | 864.1129 | 104.8353 | 10 | 0 | 0 | 0 | 0 | 6000 | 6000 | 6000 | 6000 | 6000 | 3755.9489 | 0 | 0 | 10 | 0 | 0 | 0 | 0 | 6000 | 6000 | 6000 | 6000 | 6000 | 5619.3539 | 0 | 0 | 10 | 0 | 0 | 0 | 0 | 6000 | 6000 | 6000 | 6000 | 6000 | 6000 | 5825.1683 | 1583.557 | 10 | 0 | 0 | 0 | 0 | 6000 | 6000 | 6000 | 6000 | 6000 | 6000 | 6000 | 1943.8077
0.83333 | 2859.8134 | 0 | 0 | 0 | 2805.4317 | 6000 | 6000 | 6000 | 0
0.91667 | 426.8401 | 0 | 0 | 0 | 0 | 1515.384 | 1725.549 | 1884.06 | 0
1 | 0 | 0 | 0 | 0 | 0 | 0 | 0 | 0 | 0
1.0833 | 0 | 0 | 0 | 0 | 0 | 0 | 0 | 0 | 0
1.1667 | 0 | 0 | 0 | 0 | 0 | 0 | 0 | 0 | 0
1.25 | 0 | 0 | 0 | 0 | 0 | 0 | 0 | 0 | 0
1.3333 | 6000 | 6000 | 6000 | 6000 | 6000 | 6000 | 6000 | 6000 | 0
1.4167 | 6000 | 6000 | 6000 | 6000 | 6000 | 6000 | 6000 | 6000 | 0
1.5 | 5832.8456 | 3863.0473 | 4499.6045 | 6000 | 6000 | 6000 | 6000 | 6000 | 0
1.5833 | 5121.4549 | 2612.5448 | 2985.1173 | 4236.5338 | 6000 | 6000 | 6000 | 6000 | 0
1.6667 | 4246.4216 | 2647.2095 | 2884.1287 | 3294.5354 | 3594.8832 | 5723.5474 | 6000 | 6000 | 0
1.75 | 822.5411 | 0 | 0 | 0 | 0 | 0 | 5141.7403 | 6000 | 0
1.8333 | 199.0913 | 0 | 0 | 0 | 0 | 0 | 0 | 4418.6931 | 0
1.9167 | 18.5111 | 0 | 0 | 0 | 0 | 0 | 0 | 1851.1102 | 0
2 | 0 | 0 | 0 | 0 | 0 | 0 | 0 | 0 | 0
2.0833 | 0 | 0 | 0 | 0 | 0 | 0 | 0 | 0 | 0
2.1667 | 0 | 0 | 0 | 0 | 0 | 0 | 0 | 0 | 0
2.25 | 0 | 0 | 0 | 0 | 0 | 0 | 0 | 0 | 0
2.3333 | 6000 | 6000 | 6000 | 6000 | 6000 | 6000 | 6000 | 6000 | 0
2.4167 | 6000 | 6000 | 6000 | 6000 | 6000 | 6000 | 6000 | 6000 | 0
2.5 | 6000 | 6000 | 6000 | 6000 | 6000 | 6000 | 6000 | 6000 | 0
2.5833 | 5894.598 | 4037.0455 | 4451.2157 | 6000 | 6000 | 6000 | 6000 | 6000 | 0
2.6667 | 5591.6068 | 2751.192 | 3555.8085 | 5481.0293 | 6000 | 6000 | 6000 | 6000 | 0
2.75 | 3676.4711 | 0 | 0 | 0 | 4921.8779 | 6000 | 6000 | 6000 | 0
2.8333 | 2024.0518 | 0 | 0 | 0 | 0 | 5219.2851 | 6000 | 6000 | 0
2.9167 | 330.2155 | 0 | 0 | 0 | 0 | 0 | 1652.8034 | 1877.8404 | 0
3 | 0 | 0 | 0 | 0 | 0 | 0 | 0 | 0 | 0
3.0833 | 0 | 0 | 0 | 0 | 0 | 0 | 0 | 0 | 0
3.1667 | 0 | 0 | 0 | 0 | 0 | 0 | 0 | 0 | 0
3.25 | 0 | 0 | 0 | 0 | 0 | 0 | 0 | 0 | 0
3.3333 | 6000 | 6000 | 6000 | 6000 | 6000 | 6000 | 6000 | 6000 | 0
3.4167 | 6000 | 6000 | 6000 | 6000 | 6000 | 6000 | 6000 | 6000 | 0
3.5 | 5948.3049 | 4187.7241 | 6000 | 6000 | 6000 | 6000 | 6000 | 6000 | 0
3.5833 | 5561.8108 | 2731.9892 | 3455.4337 | 6000 | 6000 | 6000 | 6000 | 6000 | 0
3.6667 | 5170.9978 | 2771.1556 | 3090.6476 | 3744.1778 | 6000 | 6000 | 6000 | 6000 | 0
3.75 | 2476.9189 | 0 | 0 | 0 | 0 | 4886.1813 | 6000 | 6000 | 0
3.8333 | 661.2649 | 0 | 0 | 0 | 0 | 0 | 5819.1469 | 6000 | 0
3.9167 | 96.5351 | 0 | 0 | 0 | 0 | 0 | 1439.9554 | 1748.0166 | 0
4 | 0 | 0 | 0 | 0 | 0 | 0 | 0 | 0 | 0
4.0833 | 0 | 0 | 0 | 0 | 0 | 0 | 0 | 0 | 0
4.1667 | 0 | 0 | 0 | 0 | 0 | 0 | 0 | 0 | 0
4.25 | 0 | 0 | 0 | 0 | 0 | 0 | 0 | 0 | 0
4.3333 | 6000 | 6000 | 6000 | 6000 | 6000 | 6000 | 6000 | 6000 | 0
4.4167 | 6000 | 6000 | 6000 | 6000 | 6000 | 6000 | 6000 | 6000 | 0
4.5 | 6000 | 6000 | 6000 | 6000 | 6000 | 6000 | 6000 | 6000 | 0
4.5833 | 5729.4422 | 3419.0331 | 4099.2891 | 6000 | 6000 | 6000 | 6000 | 6000 | 0
4.6667 | 5332.8929 | 2769.2614 | 3100.3233 | 4945.0673 | 6000 | 6000 | 6000 | 6000 | 0
4.75 | 3187.5684 | 0 | 0 | 0 | 4083.9501 | 6000 | 6000 | 6000 | 0
4.8333 | 1367.6308 | 0 | 0 | 0 | 0 | 2923.9481 | 6000 | 6000 | 0
4.9167 | 139.881 | 0 | 0 | 0 | 0 | 0 | 1684.6586 | 1924.4425 | 0
5 | 0 | 0 | 0 | 0 | 0 | 0 | 0 | 0 | 0
5.0833 | 0 | 0 | 0 | 0 | 0 | 0 | 0 | 0 | 0
5.1667 | 0 | 0 | 0 | 0 | 0 | 0 | 0 | 0 | 0
5.25 | 0 | 0 | 0 | 0 | 0 | 0 | 0 | 0 | 0
5.3333 | 6000 | 6000 | 6000 | 6000 | 6000 | 6000 | 6000 | 6000 | 0
5.4167 | 6000 | 6000 | 6000 | 6000 | 6000 | 6000 | 6000 | 6000 | 0
5.5 | 5978.7923 | 4247.7263 | 6000 | 6000 | 6000 | 6000 | 6000 | 6000 | 0
5.5833 | 5711.0172 | 2728.5076 | 4288.9804 | 6000 | 6000 | 6000 | 6000 | 6000 | 0
5.6667 | 5348.1439 | 2764.6652 | 3101.8817 | 4842.922 | 6000 | 6000 | 6000 | 6000 | 0
5.75 | 2746.2767 | 0 | 0 | 0 | 3753.4002 | 5339.2167 | 6000 | 6000 | 0
5.8333 | 841.5312 | 0 | 0 | 0 | 0 | 0 | 5472.6995 | 6000 | 0
5.9167 | 50.8765 | 0 | 0 | 0 | 0 | 0 | 0 | 1762.6033 | 0
6 | 0 | 0 | 0 | 0 | 0 | 0 | 0 | 0 | 0
6.0833 | 0 | 0 | 0 | 0 | 0 | 0 | 0 | 0 | 0
6.1667 | 0 | 0 | 0 | 0 | 0 | 0 | 0 | 0 | 0
6.25 | 0 | 0 | 0 | 0 | 0 | 0 | 0 | 0 | 0
6.3333 | 6000 | 6000 | 6000 | 6000 | 6000 | 6000 | 6000 | 6000 | 0
6.4167 | 6000 | 6000 | 6000 | 6000 | 6000 | 6000 | 6000 | 6000 | 0
6.5 | 6000 | 6000 | 6000 | 6000 | 6000 | 6000 | 6000 | 6000 | 0
6.5833 | 5721.2022 | 3958.9204 | 4224.8222 | 6000 | 6000 | 6000 | 6000 | 6000 | 0
6.6667 | 5296.5169 | 2762.6918 | 3097.7732 | 4770.8057 | 6000 | 6000 | 6000 | 6000 | 0
6.75 | 3002.8904 | 0 | 0 | 0 | 3934.0037 | 6000 | 6000 | 6000 | 0
6.8333 | 1255.8766 | 0 | 0 | 0 | 0 | 3040.6582 | 5694.5851 | 6000 | 0
6.9167 | 88.2102 | 0 | 0 | 0 | 0 | 0 | 0 | 1902.7876 | 0
7 | 0 | 0 | 0 | 0 | 0 | 0 | 0 | 0 | 0
7.0833 | 0 | 0 | 0 | 0 | 0 | 0 | 0 | 0 | 0
7.1667 | 0 | 0 | 0 | 0 | 0 | 0 | 0 | 0 | 0
7.25 | 0 | 0 | 0 | 0 | 0 | 0 | 0 | 0 | 0
7.3333 | 6000 | 6000 | 6000 | 6000 | 6000 | 6000 | 6000 | 6000 | 0
7.4167 | 6000 | 6000 | 6000 | 6000 | 6000 | 6000 | 6000 | 6000 | 0
7.5 | 5981.6039 | 4160.3877 | 6000 | 6000 | 6000 | 6000 | 6000 | 6000 | 0
7.5833 | 5669.7277 | 2734.4066 | 4131.8595 | 6000 | 6000 | 6000 | 6000 | 6000 | 0
7.6667 | 5315.4347 | 2773.7719 | 3098.7385 | 4929.4486 | 6000 | 6000 | 6000 | 6000 | 0
7.75 | 2876.3883 | 0 | 0 | 0 | 3809.5356 | 5161.6339 | 6000 | 6000 | 0
7.8333 | 906.4085 | 0 | 0 | 0 | 0 | 0 | 5661.7454 | 6000 | 0
7.9167 | 67.2841 | 0 | 0 | 0 | 0 | 0 | 0 | 1752.8202 | 0
8 | 0 | 0 | 0 | 0 | 0 | 0 | 0 | 0 | 0
8.0833 | 0 | 0 | 0 | 0 | 0 | 0 | 0 | 0 | 0
8.1667 | 0 | 0 | 0 | 0 | 0 | 0 | 0 | 0 | 0
8.25 | 0 | 0 | 0 | 0 | 0 | 0 | 0 | 0 | 0
8.3333 | 6000 | 6000 | 6000 | 6000 | 6000 | 6000 | 6000 | 6000 | 0
8.4167 | 6000 | 6000 | 6000 | 6000 | 6000 | 6000 | 6000 | 6000 | 0
8.5 | 5978.2451 | 4117.1818 | 6000 | 6000 | 6000 | 6000 | 6000 | 6000 | 0
8.5833 | 5683.6392 | 2727.7929 | 4237.7993 | 6000 | 6000 | 6000 | 6000 | 6000 | 0
8.6667 | 5285.6817 | 2766.2937 | 3098.1901 | 4810.7234 | 6000 | 6000 | 6000 | 6000 | 0
8.75 | 3032.9512 | 0 | 0 | 0 | 3845.781 | 6000 | 6000 | 6000 | 0
8.8333 | 1041.6938 | 0 | 0 | 0 | 0 | 2473.2913 | 5100.9666 | 6000 | 0
8.9167 | 72.38 | 0 | 0 | 0 | 0 | 0 | 0 | 1946.1369 | 0
9 | 0 | 0 | 0 | 0 | 0 | 0 | 0 | 0 | 0
9.0833 | 0 | 0 | 0 | 0 | 0 | 0 | 0 | 0 | 0
9.1667 | 0 | 0 | 0 | 0 | 0 | 0 | 0 | 0 | 0
9.25 | 0 | 0 | 0 | 0 | 0 | 0 | 0 | 0 | 0
9.3333 | 6000 | 6000 | 6000 | 6000 | 6000 | 6000 | 6000 | 6000 | 0
9.4167 | 6000 | 6000 | 6000 | 6000 | 6000 | 6000 | 6000 | 6000 | 0
9.5 | 5975.195 | 4109.603 | 6000 | 6000 | 6000 | 6000 | 6000 | 6000 | 0
9.5833 | 5666.4443 | 2727.4669 | 4322.3217 | 6000 | 6000 | 6000 | 6000 | 6000 | 0
9.6667 | 5271.0984 | 2765.92 | 3100.8191 | 4716.2075 | 6000 | 6000 | 6000 | 6000 | 0
9.75 | 2957.0413 | 0 | 0 | 0 | 3755.9489 | 5619.3539 | 6000 | 6000 | 0
9.8333 | 864.1129 | 0 | 0 | 0 | 0 | 0 | 5825.1683 | 6000 | 0
9.9167 | 104.8353 | 0 | 0 | 0 | 0 | 0 | 1583.557 | 1943.8077 | 0
10 | 0 | 0 | 0 | 0 | 0 | 0 | 0 | 0 | 0

## CVP_Disch
Plot F - Range of Monthly CVP Discharge flows - Scenario C-6g | [10 empty] | JAN | FEB | MAR | APR | MAY | JUN | JUL | AUG | SEP | OCT | NOV | DEC
[10 empty] | Max | 743.923 | 431.7184 | 421.1257 | 415.317 | 8102.3194 | 9560.7407 | 8566.5276 | 8027.9563 | 8738.3017 | 7524.4363 | 6744.8823 | 2475.5601
[10 empty] | 95% percentile | 499.1309 | 338.4222 | 321.9216 | 334.5152 | 8001.2869 | 9497.2888 | 8466.2227 | 7982.5155 | 7793.8522 | 7214.1571 | 6152.4479 | 1512.9701
[10 empty] | 75% Percentile | 432.6912 | 293.8946 | 270.8885 | 272.8762 | 7815.3204 | 9363.8552 | 8376.312 | 7767.0459 | 7544.8477 | 6124.0059 | 2566.2153 | 619.8522
[10 empty] | Median | 393.1341 | 260.9811 | 234.3632 | 243.7321 | 5789.9501 | 8751.9445 | 8023.5032 | 7526.703 | 7210.1162 | 4613.2037 | 805.5249 | 409.4422
[10 empty] | Mean | 405.626 | 244.9294 | 220.6472 | 205.2347 | 6159.2151 | 8569.0931 | 7928.2643 | 7175.4046 | 6781.4654 | 3990.2869 | 1746.8349 | 565.3281
| Mean | S.D. | Least Result | 5% | 25% | Median | 75% | 95% | Greatest Result | Min | 240.5755 | 0 | 0 | 0 | 4193.486 | 7469.4286 | 5997.4716 | 2944.928 | 3609.2618 | 470.5675 | 238.2662 | 317.3159
| 0 | [9 empty] | JAN: MIN |  | MEAN | [12 empty] | MEDIAN | [12 empty] | 75% | [12 empty] | 95% | [12 empty] | MAX
Time (yr) | Total_Faro_Discharge:Mean | Total_Faro_Discharge:Least Result | Total_Faro_Discharge:5% | Total_Faro_Discharge:25% | Total_Faro_Discharge:Median | Total_Faro_Discharge:75% | Total_Faro_Discharge:95% | Total_Faro_Discharge:Greatest Result | Greatest Result |  | 1 | 2 | 3 | 4 | 5 | 6 | 7 | 8 | 9 | 10 | 11 | 12 |  | 1 | 2 | 3 | 4 | 5 | 6 | 7 | 8 | 9 | 10 | 11 | 12 |  | 1 | 2 | 3 | 4 | 5 | 6 | 7 | 8 | 9 | 10 | 11 | 12 |  | 1 | 2 | 3 | 4 | 5 | 6 | 7 | 8 | 9 | 10 | 11 | 12 |  | 1 | 2 | 3 | 4 | 5 | 6 | 7 | 8 | 9 | 10 | 11 | 12 |  | 1 | 2 | 3 | 4 | 5 | 6 | 7 | 8 | 9 | 10 | 11 | 12
0 | 1051.5066 | 916.1108 | 978.3126 | 1022.2575 | 1046.9385 | 1081.7149 | 1132.9825 | 1165.2664 | 0 | 1 | 916.1108 | 0 | 0 | 0 | 4224.7088 | 7490.3363 | 7055.2181 | 3827.3878 | 3595.3691 | 589.5556 | 298.514 | 325.6051 | 1 | 1051.5066 | 586.7558 | 396.4682 | 310.7126 | 6665.0404 | 8348.9854 | 7851.8219 | 7439.7305 | 7392.7438 | 6247.5769 | 3443.1251 | 873.8829 | 1 | 1046.9385 | 588.5939 | 397.9128 | 328.4518 | 7814.5721 | 7770.6506 | 7609.8381 | 7523.4687 | 7470.5952 | 6918.6725 | 3328.8505 | 412.9244 | 1 | 1081.7149 | 619.7374 | 429.6276 | 368.8512 | 7881.6071 | 9343.5252 | 8370.6735 | 7722.6661 | 7575.4028 | 7070.7786 | 6554.0928 | 1993.1774 | 1 | 1132.9825 | 655.7254 | 464.6994 | 408.6356 | 8057.2083 | 9481.2484 | 8463.3386 | 7984.3442 | 7804.6588 | 7263.7982 | 6662.9392 | 2237.541 | 1 | 1165.2664 | 689.6122 | 494.787 | 438.5432 | 8151.4653 | 9562.5944 | 8564.4517 | 8022.1391 | 8980.9951 | 7384.8891 | 6737.2686 | 2446.0381
0.083333 | 586.7558 | 0 | 523.9767 | 580.0447 | 588.5939 | 619.7374 | 655.7254 | 689.6122 | 0 | 2 | 186.4445 | 0 | 0 | 0 | 4133.4769 | 7467.4246 | 4906.8275 | 653.2446 | 3503.5209 | 0 | 0 | 289.982 | 2 | 341.8862 | 215.5618 | 206.4075 | 191.3319 | 5730.3363 | 8763.7248 | 7890.2154 | 6706.8542 | 5757.9277 | 1783.9572 | 739.6604 | 440.7578 | 2 | 319.5769 | 225.9863 | 217.0085 | 234.4622 | 4811.6691 | 9307.2438 | 8312.7063 | 7376.0264 | 5146.9114 | 992.5496 | 522.5522 | 411.0598 | 2 | 367.3585 | 261.6386 | 257.093 | 259.966 | 7793.9255 | 9368.3429 | 8393.0273 | 7768.0511 | 7172.5417 | 1143.3461 | 596.0588 | 469.3099 | 2 | 463.8827 | 329.8976 | 324.0057 | 334.0964 | 7989.2324 | 9532.0506 | 8476.3857 | 7989.5715 | 7804.6976 | 6787.9905 | 3377.5799 | 528.7138 | 2 | 837.3205 | 508.1821 | 381.4136 | 370.9834 | 8065.01 | 9563.03 | 8564.6747 | 8022.2486 | 7822.7476 | 7385.2363 | 5156.203 | 2442.7626
0.16667 | 396.4682 | 0 | 308.8274 | 384.19 | 397.9128 | 429.6276 | 464.6994 | 494.787 | 0 | 3 | 0 | 0 | 0 | 0 | 4170.4295 | 7467.0146 | 7043.5183 | 2811.4484 | 3607.5798 | 588.0307 | 297.7467 | 320.0748 | 3 | 340.2755 | 187.5236 | 189.2049 | 187.7778 | 6014.0418 | 8670.9588 | 8008.8988 | 7425.8696 | 7108.0978 | 4692.9901 | 2557.7247 | 751.7071 | 3 | 320.863 | 221.9559 | 214.673 | 227.1809 | 5083.1335 | 9302.0155 | 8311.463 | 7620.6342 | 7474.8948 | 5878.1014 | 532.5273 | 404.5964 | 3 | 365.8594 | 261.6081 | 252.6624 | 262.4857 | 7793.0544 | 9397.4516 | 8375.5229 | 7804.2124 | 7613.79 | 7102.032 | 5876.0782 | 477.626 | 3 | 423.843 | 291.8928 | 306.6904 | 320.6145 | 8001.7362 | 9478.9356 | 8469.7563 | 7988.7808 | 7791.1578 | 7273.6893 | 6668.9299 | 2271.4862 | 3 | 1293.7494 | 415.2299 | 424.2981 | 669.2206 | 8106.5461 | 9561.4853 | 8563.883 | 8065.9699 | 9273.9743 | 7932.2383 | 7000.8424 | 2466.6495
0.25 | 310.7126 | 0 | 0 | 309.343 | 328.4518 | 368.8512 | 408.6356 | 438.5432 | 0 | 4 | 186.2365 | 0 | 0 | 0 | 4251.4713 | 7467.0141 | 5231.4889 | 3569.9968 | 3627.3454 | 588.0176 | 297.7319 | 325.1865 | 4 | 331.5463 | 205.8426 | 211.2946 | 201.6599 | 6100.7104 | 8604.9167 | 7928.1199 | 7048.7042 | 6702.1137 | 3501.3685 | 1199.2882 | 520.8112 | 4 | 320.9179 | 225.7121 | 219.0378 | 237.0394 | 5045.384 | 9300.4284 | 8306.6684 | 7528.518 | 7405.8565 | 3250.7573 | 529.525 | 416.5427 | 4 | 355.8851 | 261.7118 | 259.4023 | 286.0507 | 7813.6255 | 9371.4568 | 8375.5796 | 7776.0744 | 7575.4911 | 5864.6514 | 605.0287 | 470.6282 | 4 | 429.3071 | 302.4849 | 328.9819 | 339.4241 | 8001.7352 | 9485.1993 | 8466.2853 | 7979.1348 | 7804.7099 | 7266.1989 | 6572.0228 | 1959.252 | 4 | 507.3944 | 343.4056 | 398.1309 | 370.212 | 8107.369 | 9563.0224 | 8564.6709 | 8022.2496 | 8229.3876 | 7384.7172 | 6661.7219 | 2271.4784
0.33333 | 6665.0404 | 4224.7088 | 4432.1648 | 4628.0541 | 7814.5721 | 7881.6071 | 8057.2083 | 8151.4653 | 0 | 5 | 186.1341 | 0 | 0 | 0 | 4133.4528 | 7467.0146 | 7043.4379 | 3723.2482 | 3625.5223 | 587.9493 | 297.6888 | 313.3893 | 5 | 328.8685 | 198.5637 | 196.5737 | 192.2429 | 6189.2474 | 8558.5477 | 7952.2969 | 7194.1663 | 6848.8417 | 4120.8828 | 1941.9332 | 580.8616 | 5 | 320.7403 | 222.1351 | 214.5896 | 234.968 | 5431.3566 | 9210.1969 | 8135.5283 | 7551.2846 | 7515.6845 | 5002.3755 | 535.4519 | 416.976 | 5 | 362.3814 | 254.6562 | 253.037 | 261.4472 | 7804.6064 | 9365.6286 | 8377.0921 | 7767.9731 | 7604.614 | 7045.4545 | 3570.1017 | 470.5984 | 5 | 413.5798 | 292.4616 | 298.9094 | 318.6921 | 7989.5989 | 9502.8275 | 8469.0034 | 7984.4085 | 7781.2677 | 7235.2549 | 6673.6121 | 2202.9416 | 5 | 447.1226 | 330.1226 | 352.3618 | 350.3639 | 8106.5461 | 9563.0215 | 8666.6268 | 8039.7889 | 9264.2613 | 7398.0868 | 8356.8858 | 3061.0653
0.41667 | 8348.9854 | 7490.3363 | 7609.5475 | 7683.1523 | 7770.6506 | 9343.5252 | 9481.2484 | 9562.5944 | 0 | 6 | 186.2611 | 0 | 0 | 0 | 4251.4713 | 7467.0141 | 5293.7704 | 2180.6886 | 3620.9636 | 588.1631 | 297.8412 | 314.2367 | 6 | 339.3191 | 211.1802 | 195.1175 | 181.7738 | 6270.4543 | 8521.717 | 7913.0877 | 7138.149 | 6879.7304 | 3770.2728 | 1378.8472 | 474.0247 | 6 | 320.8446 | 226.7852 | 215.9628 | 234.1618 | 6448.9381 | 8154.1739 | 7792.3686 | 7546.3379 | 7408.9449 | 4692.5391 | 522.4686 | 409.3349 | 6 | 367.3934 | 263.2172 | 256.1647 | 256.7812 | 7816.5429 | 9354.8537 | 8373.6561 | 7756.6465 | 7566.6109 | 6320.0161 | 610.543 | 470.0195 | 6 | 446.8689 | 326.6345 | 314.0132 | 325.7522 | 8025.0442 | 9478.9281 | 8459.2809 | 7979.0848 | 7790.4205 | 7237.7438 | 6311.8327 | 603.1052 | 6 | 787.9711 | 472.5792 | 381.6846 | 350.2457 | 8107.369 | 9545.0012 | 8483.7387 | 8022.2486 | 9124.4568 | 7277.3276 | 6662.0993 | 2259.1737
0.5 | 7851.8219 | 7055.2181 | 7423.0911 | 7532.8313 | 7609.8381 | 8370.6735 | 8463.3386 | 8564.4517 | 0 | 7 | 186.1552 | 0 | 0 | 0 | 4133.4538 | 7467.4246 | 7043.7384 | 2021.2791 | 3628.1076 | 588.072 | 297.7705 | 320.1719 | 7 | 330.3175 | 199.8907 | 197.0273 | 203.3177 | 6076.8833 | 8602.5372 | 7976.2717 | 7229.67 | 6806.008 | 4015.4629 | 1787.5382 | 503.1089 | 7 | 322.5371 | 222.0315 | 215.1138 | 236.3241 | 5210.6581 | 9234.4553 | 8175.7681 | 7551.3361 | 7447.8196 | 4984.045 | 529.5366 | 408.8724 | 7 | 355.748 | 246.7735 | 249.0974 | 261.6168 | 7818.541 | 9366.2436 | 8374.7624 | 7774.6431 | 7604.7468 | 7047.6067 | 3579.8846 | 462.5339 | 7 | 425.6449 | 296.5926 | 290.1009 | 318.6058 | 7980.8902 | 9495.3573 | 8468.1928 | 7973.2878 | 7771.9132 | 7266.2234 | 6429.9311 | 1324.4141 | 7 | 541.0237 | 377.1048 | 480.6645 | 431.5086 | 8113.1414 | 9562.6284 | 8564.4687 | 8018.9108 | 8451.0776 | 7384.7077 | 6737.1387 | 2491.4452
0.58333 | 7439.7305 | 3827.3878 | 6897.8463 | 7316.1734 | 7523.4687 | 7722.6661 | 7984.3442 | 8022.1391 | 0 | 8 | 186.1011 | 0 | 0 | 0 | 4251.4718 | 7467.0141 | 5203.9083 | 3108.3334 | 3629.9092 | 587.9072 | 297.6588 | 325.1833 | 8 | 328.987 | 213.5364 | 200.7915 | 201.1391 | 6079.9538 | 8588.3531 | 7946.6154 | 7207.0612 | 6793.8231 | 3803.2698 | 1463.6137 | 498.9938 | 8 | 318.2176 | 225.442 | 215.5493 | 235.0927 | 5069.0118 | 9242.9553 | 8204.4688 | 7527.8108 | 7388.9558 | 4748.999 | 515.8805 | 404.3119 | 8 | 355.6201 | 254.538 | 247.4557 | 256.6057 | 7813.2164 | 9356.0564 | 8372.6206 | 7761.9154 | 7569.3596 | 6115.5357 | 595.2138 | 459.6857 | 8 | 413.5269 | 296.6129 | 300.3231 | 340.4223 | 7966.0566 | 9519.3767 | 8466.0416 | 7984.4538 | 7790.2429 | 7268.8602 | 6382.2239 | 1273.2377 | 8 | 564.4706 | 344.5315 | 393.1518 | 407.5039 | 8107.3699 | 9563.0215 | 8564.6709 | 8022.2496 | 7822.748 | 7384.8848 | 6662.1201 | 2276.6781
0.66667 | 7392.7438 | 3595.3691 | 7140.7763 | 7332.4591 | 7470.5952 | 7575.4028 | 7804.6588 | 8980.9951 | 0 | 9 | 186.1001 | 0 | 0 | 0 | 4251.4709 | 7467.0146 | 5999.5598 | 3988.0861 | 3632.0855 | 587.9795 | 297.7103 | 325.1228 | 9 | 336.2246 | 217.3615 | 213.1337 | 183.842 | 6270.2233 | 8510.1522 | 7906.6017 | 7172.1849 | 6777.1793 | 4036.7603 | 1569.4428 | 490.5679 | 9 | 321.2167 | 226.8781 | 218.6959 | 235.2321 | 7609.3808 | 7857.6557 | 7624.3906 | 7491.8304 | 7384.4134 | 4841.8129 | 515.9723 | 403.9284 | 9 | 359.168 | 260.2084 | 254.2044 | 256.0531 | 7811.0595 | 9355.0861 | 8376.0898 | 7776.355 | 7590.1872 | 6959.9539 | 3087.598 | 469.9109 | 9 | 428.916 | 296.5691 | 312.3135 | 319.808 | 7988.7732 | 9520.0324 | 8461.5899 | 7983.8643 | 7818.7064 | 7268.9131 | 5886.9117 | 624.6453 | 9 | 832.1027 | 506.3194 | 424.1444 | 373.434 | 8051.0088 | 9563.03 | 8564.6747 | 8021.8792 | 9152.3336 | 7803.8086 | 6737.5048 | 2534.5928
0.75 | 6247.5769 | 589.5556 | 2069.923 | 5975.804 | 6918.6725 | 7070.7786 | 7263.7982 | 7384.8891 | 0 | 10 | 186.2117 | 0 | 0 | 0 | 4133.4533 | 7467.0141 | 5153.2488 | 3565.5673 | 3622.2145 | 0 | 0 | 314.2066 | 10 | 327.3287 | 213.0783 | 200.4533 | 198.5495 | 6195.2597 | 8521.0377 | 7908.7131 | 7191.6564 | 6748.1883 | 3930.3277 | 1387.1758 | 518.565 | 10 | 319.4881 | 224.2912 | 215.0884 | 234.4084 | 5375.3965 | 8139.6691 | 7761.8322 | 7549.7825 | 7457.0857 | 4822.1847 | 522.4836 | 405.8748 | 10 | 355.7831 | 254.8573 | 250.1407 | 258.9046 | 7807.0254 | 9359.9072 | 8374.0954 | 7761.922 | 7575.7329 | 6570.6841 | 587.5534 | 455.0321 | 10 | 412.757 | 295.3505 | 279.1785 | 319.101 | 8012.5942 | 9478.9318 | 8462.3523 | 7978.2241 | 7780.7476 | 7272.8981 | 6558.4954 | 2104.3639 | 10 | 462.8088 | 330.0968 | 480.6207 | 391.1551 | 8107.368 | 9560.5727 | 8563.4163 | 8021.8783 | 9261.035 | 7908.4664 | 6737.0385 | 2505.7171
0.83333 | 3443.1251 | 298.514 | 403.3872 | 484.8019 | 3328.8505 | 6554.0928 | 6662.9392 | 6737.2686 | 0
0.91667 | 873.8829 | 240.2728 | 325.6051 | 378.463 | 412.9244 | 1993.1774 | 2237.541 | 2446.0381 | 0
1 | 341.8862 | 186.4445 | 256.1409 | 300.5478 | 319.5769 | 367.3585 | 463.8827 | 837.3205 | 0
1.0833 | 215.5618 | 0 | 0 | 197.9148 | 225.9863 | 261.6386 | 329.8976 | 508.1821 | 0
1.1667 | 206.4075 | 0 | 0 | 180.7197 | 217.0085 | 257.093 | 324.0057 | 381.4136 | 0
1.25 | 191.3319 | 0 | 0 | 133.4433 | 234.4622 | 259.966 | 334.0964 | 370.9834 | 0
1.3333 | 5730.3363 | 4133.4769 | 4264.9926 | 4406.5686 | 4811.6691 | 7793.9255 | 7989.2324 | 8065.01 | 0
1.4167 | 8763.7248 | 7467.4246 | 7581.306 | 7729.918 | 9307.2438 | 9368.3429 | 9532.0506 | 9563.03 | 0
1.5 | 7890.2154 | 4906.8275 | 6298.2627 | 7528.4764 | 8312.7063 | 8393.0273 | 8476.3857 | 8564.6747 | 0
1.5833 | 6706.8542 | 653.2446 | 4145.7181 | 5632.1081 | 7376.0264 | 7768.0511 | 7989.5715 | 8022.2486 | 0
1.6667 | 5757.9277 | 3503.5209 | 4085.961 | 4765.3881 | 5146.9114 | 7172.5417 | 7804.6976 | 7822.7476 | 0
1.75 | 1783.9572 | 0 | 718.0991 | 903.4071 | 992.5496 | 1143.3461 | 6787.9905 | 7385.2363 | 0
1.8333 | 739.6604 | 0 | 369.4663 | 479.0704 | 522.5522 | 596.0588 | 3377.5799 | 5156.203 | 0
1.9167 | 440.7578 | 0 | 289.982 | 381.9202 | 411.0598 | 469.3099 | 528.7138 | 2442.7626 | 0
2 | 340.2755 | 0 | 262.2897 | 298.0693 | 320.863 | 365.8594 | 423.843 | 1293.7494 | 0
2.0833 | 187.5236 | 0 | 0 | 184.98 | 221.9559 | 261.6081 | 291.8928 | 415.2299 | 0
2.1667 | 189.2049 | 0 | 0 | 175.5798 | 214.673 | 252.6624 | 306.6904 | 424.2981 | 0
2.25 | 187.7778 | 0 | 0 | 0 | 227.1809 | 262.4857 | 320.6145 | 669.2206 | 0
2.3333 | 6014.0418 | 4170.4295 | 4346.1738 | 4532.5273 | 5083.1335 | 7793.0544 | 8001.7362 | 8106.5461 | 0
2.4167 | 8670.9588 | 7467.0146 | 7581.7397 | 7689.3829 | 9302.0155 | 9397.4516 | 9478.9356 | 9561.4853 | 0
2.5 | 8008.8988 | 7043.5183 | 7411.2562 | 7539.0123 | 8311.463 | 8375.5229 | 8469.7563 | 8563.883 | 0
2.5833 | 7425.8696 | 2811.4484 | 5796.3208 | 7328.7887 | 7620.6342 | 7804.2124 | 7988.7808 | 8065.9699 | 0
2.6667 | 7108.0978 | 3607.5798 | 5010.5495 | 6894.449 | 7474.8948 | 7613.79 | 7791.1578 | 9273.9743 | 0
2.75 | 4692.9901 | 588.0307 | 767.0368 | 976.7728 | 5878.1014 | 7102.032 | 7273.6893 | 7932.2383 | 0
2.8333 | 2557.7247 | 297.7467 | 401.4127 | 479.039 | 532.5273 | 5876.0782 | 6668.9299 | 7000.8424 | 0
2.9167 | 751.7071 | 239.8743 | 320.0748 | 381.8064 | 404.5964 | 477.626 | 2271.4862 | 2466.6495 | 0
3 | 331.5463 | 186.2365 | 269.4746 | 299.6864 | 320.9179 | 355.8851 | 429.3071 | 507.3944 | 0
3.0833 | 205.8426 | 0 | 0 | 197.8875 | 225.7121 | 261.7118 | 302.4849 | 343.4056 | 0
3.1667 | 211.2946 | 0 | 0 | 192.9922 | 219.0378 | 259.4023 | 328.9819 | 398.1309 | 0
3.25 | 201.6599 | 0 | 0 | 180.0289 | 237.0394 | 286.0507 | 339.4241 | 370.212 | 0
3.3333 | 6100.7104 | 4251.4713 | 4354.9525 | 4540.0291 | 5045.384 | 7813.6255 | 8001.7352 | 8107.369 | 0
3.4167 | 8604.9167 | 7467.0141 | 7577.0584 | 7687.8624 | 9300.4284 | 9371.4568 | 9485.1993 | 9563.0224 | 0
3.5 | 7928.1199 | 5231.4889 | 7411.4093 | 7537.4591 | 8306.6684 | 8375.5796 | 8466.2853 | 8564.6709 | 0
3.5833 | 7048.7042 | 3569.9968 | 4395.3303 | 6738.4335 | 7528.518 | 7776.0744 | 7979.1348 | 8022.2496 | 0
3.6667 | 6702.1137 | 3627.3454 | 4361.2407 | 5242.7825 | 7405.8565 | 7575.4911 | 7804.7099 | 8229.3876 | 0
3.75 | 3501.3685 | 588.0176 | 773.5108 | 951.9148 | 3250.7573 | 5864.6514 | 7266.1989 | 7384.7172 | 0
3.8333 | 1199.2882 | 297.7319 | 402.6035 | 484.5023 | 529.525 | 605.0287 | 6572.0228 | 6661.7219 | 0
3.9167 | 520.8112 | 239.8512 | 325.1865 | 382.0626 | 416.5427 | 470.6282 | 1959.252 | 2271.4784 | 0
4 | 328.8685 | 186.1341 | 252.1134 | 298.9749 | 320.7403 | 362.3814 | 413.5798 | 447.1226 | 0
4.0833 | 198.5637 | 0 | 0 | 195.0755 | 222.1351 | 254.6562 | 292.4616 | 330.1226 | 0
4.1667 | 196.5737 | 0 | 0 | 177.7544 | 214.5896 | 253.037 | 298.9094 | 352.3618 | 0
4.25 | 192.2429 | 0 | 0 | 156.2159 | 234.968 | 261.4472 | 318.6921 | 350.3639 | 0
4.3333 | 6189.2474 | 4133.4528 | 4357.9077 | 4521.9711 | 5431.3566 | 7804.6064 | 7989.5989 | 8106.5461 | 0
4.4167 | 8558.5477 | 7467.0146 | 7566.2698 | 7687.9337 | 9210.1969 | 9365.6286 | 9502.8275 | 9563.0215 | 0
4.5 | 7952.2969 | 7043.4379 | 7359.8144 | 7523.063 | 8135.5283 | 8377.0921 | 8469.0034 | 8666.6268 | 0
4.5833 | 7194.1663 | 3723.2482 | 5079.4862 | 7190.1859 | 7551.2846 | 7767.9731 | 7984.4085 | 8039.7889 | 0
4.6667 | 6848.8417 | 3625.5223 | 4162.5658 | 6374.7783 | 7515.6845 | 7604.614 | 7781.2677 | 9264.2613 | 0
4.75 | 4120.8828 | 587.9493 | 740.9313 | 902.622 | 5002.3755 | 7045.4545 | 7235.2549 | 7398.0868 | 0
4.8333 | 1941.9332 | 297.6888 | 387.7928 | 470.992 | 535.4519 | 3570.1017 | 6673.6121 | 8356.8858 | 0
4.9167 | 580.8616 | 239.8127 | 313.3893 | 376.9604 | 416.976 | 470.5984 | 2202.9416 | 3061.0653 | 0
5 | 339.3191 | 186.2611 | 261.6491 | 300.3076 | 320.8446 | 367.3934 | 446.8689 | 787.9711 | 0
5.0833 | 211.1802 | 0 | 0 | 204.9534 | 226.7852 | 263.2172 | 326.6345 | 472.5792 | 0
5.1667 | 195.1175 | 0 | 0 | 177.8984 | 215.9628 | 256.1647 | 314.0132 | 381.6846 | 0
5.25 | 181.7738 | 0 | 0 | 0 | 234.1618 | 256.7812 | 325.7522 | 350.2457 | 0
5.3333 | 6270.4543 | 4251.4713 | 4351.5721 | 4644.5721 | 6448.9381 | 7816.5429 | 8025.0442 | 8107.369 | 0
5.4167 | 8521.717 | 7467.0141 | 7576.8534 | 7669.6206 | 8154.1739 | 9354.8537 | 9478.9281 | 9545.0012 | 0
5.5 | 7913.0877 | 5293.7704 | 7399.598 | 7524.4437 | 7792.3686 | 8373.6561 | 8459.2809 | 8483.7387 | 0
5.5833 | 7138.149 | 2180.6886 | 5025.3236 | 7288.1908 | 7546.3379 | 7756.6465 | 7979.0848 | 8022.2486 | 0
5.6667 | 6879.7304 | 3620.9636 | 4266.6672 | 6503.4139 | 7408.9449 | 7566.6109 | 7790.4205 | 9124.4568 | 0
5.75 | 3770.2728 | 588.1631 | 750.8258 | 942.5371 | 4692.5391 | 6320.0161 | 7237.7438 | 7277.3276 | 0
5.8333 | 1378.8472 | 297.8412 | 394.0638 | 474.0919 | 522.4686 | 610.543 | 6311.8327 | 6662.0993 | 0
5.9167 | 474.0247 | 239.9748 | 314.2367 | 379.6644 | 409.3349 | 470.0195 | 603.1052 | 2259.1737 | 0
6 | 330.3175 | 186.1552 | 258.8575 | 299.6283 | 322.5371 | 355.748 | 425.6449 | 541.0237 | 0
6.0833 | 199.8907 | 0 | 0 | 201.8562 | 222.0315 | 246.7735 | 296.5926 | 377.1048 | 0
6.1667 | 197.0273 | 0 | 0 | 192.932 | 215.1138 | 249.0974 | 290.1009 | 480.6645 | 0
6.25 | 203.3177 | 0 | 0 | 194.1565 | 236.3241 | 261.6168 | 318.6058 | 431.5086 | 0
6.3333 | 6076.8833 | 4133.4538 | 4327.7436 | 4460.0524 | 5210.6581 | 7818.541 | 7980.8902 | 8113.1414 | 0
6.4167 | 8602.5372 | 7467.4246 | 7618.6639 | 7688.3664 | 9234.4553 | 9366.2436 | 9495.3573 | 9562.6284 | 0
6.5 | 7976.2717 | 7043.7384 | 7464.7434 | 7538.7596 | 8175.7681 | 8374.7624 | 8468.1928 | 8564.4687 | 0
6.5833 | 7229.67 | 2021.2791 | 5424.3248 | 7281.9885 | 7551.3361 | 7774.6431 | 7973.2878 | 8018.9108 | 0
6.6667 | 6806.008 | 3628.1076 | 4374.1498 | 6346.0172 | 7447.8196 | 7604.7468 | 7771.9132 | 8451.0776 | 0
6.75 | 4015.4629 | 588.072 | 773.5894 | 924.5335 | 4984.045 | 7047.6067 | 7266.2234 | 7384.7077 | 0
6.8333 | 1787.5382 | 297.7705 | 402.6454 | 476.0769 | 529.5366 | 3579.8846 | 6429.9311 | 6737.1387 | 0
6.9167 | 503.1089 | 0 | 320.1719 | 378.0288 | 408.8724 | 462.5339 | 1324.4141 | 2491.4452 | 0
7 | 328.987 | 186.1011 | 252.1483 | 300.4171 | 318.2176 | 355.6201 | 413.5269 | 564.4706 | 0
7.0833 | 213.5364 | 0 | 0 | 199.8446 | 225.442 | 254.538 | 296.6129 | 344.5315 | 0
7.1667 | 200.7915 | 0 | 0 | 189.9045 | 215.5493 | 247.4557 | 300.3231 | 393.1518 | 0
7.25 | 201.1391 | 0 | 0 | 184.9944 | 235.0927 | 256.6057 | 340.4223 | 407.5039 | 0
7.3333 | 6079.9538 | 4251.4718 | 4329.4073 | 4453.4784 | 5069.0118 | 7813.2164 | 7966.0566 | 8107.3699 | 0
7.4167 | 8588.3531 | 7467.0141 | 7581.7095 | 7686.8987 | 9242.9553 | 9356.0564 | 9519.3767 | 9563.0215 | 0
7.5 | 7946.6154 | 5203.9083 | 7411.3063 | 7530.4415 | 8204.4688 | 8372.6206 | 8466.0416 | 8564.6709 | 0
7.5833 | 7207.0612 | 3108.3334 | 5325.4262 | 7219.5413 | 7527.8108 | 7761.9154 | 7984.4538 | 8022.2496 | 0
7.6667 | 6793.8231 | 3629.9092 | 4398.9657 | 6308.673 | 7388.9558 | 7569.3596 | 7790.2429 | 7822.748 | 0
7.75 | 3803.2698 | 587.9072 | 773.4977 | 946.003 | 4748.999 | 6115.5357 | 7268.8602 | 7384.8848 | 0
7.8333 | 1463.6137 | 297.6588 | 402.5969 | 476.0359 | 515.8805 | 595.2138 | 6382.2239 | 6662.1201 | 0
7.9167 | 498.9938 | 239.7807 | 325.1833 | 380.1143 | 404.3119 | 459.6857 | 1273.2377 | 2276.6781 | 0
8 | 336.2246 | 186.1001 | 258.7489 | 302.6329 | 321.2167 | 359.168 | 428.916 | 832.1027 | 0
8.0833 | 217.3615 | 0 | 0 | 209.3781 | 226.8781 | 260.2084 | 296.5691 | 506.3194 | 0
8.1667 | 213.1337 | 0 | 0 | 202.6429 | 218.6959 | 254.2044 | 312.3135 | 424.1444 | 0
8.25 | 183.842 | 0 | 0 | 0 | 235.2321 | 256.0531 | 319.808 | 373.434 | 0
8.3333 | 6270.2233 | 4251.4709 | 4376.2396 | 4609.2544 | 7609.3808 | 7811.0595 | 7988.7732 | 8051.0088 | 0
8.4167 | 8510.1522 | 7467.0146 | 7612.815 | 7665.2284 | 7857.6557 | 9355.0861 | 9520.0324 | 9563.03 | 0
8.5 | 7906.6017 | 5999.5598 | 7411.2279 | 7522.0719 | 7624.3906 | 8376.0898 | 8461.5899 | 8564.6747 | 0
8.5833 | 7172.1849 | 3988.0861 | 5235.5896 | 7153.3207 | 7491.8304 | 7776.355 | 7983.8643 | 8021.8792 | 0
8.6667 | 6777.1793 | 3632.0855 | 4368.9291 | 6064.5937 | 7384.4134 | 7590.1872 | 7818.7064 | 9152.3336 | 0
8.75 | 4036.7603 | 587.9795 | 773.4181 | 883.853 | 4841.8129 | 6959.9539 | 7268.9131 | 7803.8086 | 0
8.8333 | 1569.4428 | 297.7103 | 402.5402 | 463.2464 | 515.9723 | 3087.598 | 5886.9117 | 6737.5048 | 0
8.9167 | 490.5679 | 239.8355 | 325.1228 | 375.9686 | 403.9284 | 469.9109 | 624.6453 | 2534.5928 | 0
9 | 327.3287 | 186.2117 | 256.0428 | 298.1977 | 319.4881 | 355.7831 | 412.757 | 462.8088 | 0
9.0833 | 213.0783 | 0 | 0 | 205.5623 | 224.2912 | 254.8573 | 295.3505 | 330.0968 | 0
9.1667 | 200.4533 | 0 | 0 | 190.6322 | 215.0884 | 250.1407 | 279.1785 | 480.6207 | 0
9.25 | 198.5495 | 0 | 0 | 179.2675 | 234.4084 | 258.9046 | 319.101 | 391.1551 | 0
9.3333 | 6195.2597 | 4133.4533 | 4371.9883 | 4498.7429 | 5375.3965 | 7807.0254 | 8012.5942 | 8107.368 | 0
9.4167 | 8521.0377 | 7467.0141 | 7581.5054 | 7668.6768 | 8139.6691 | 9359.9072 | 9478.9318 | 9560.5727 | 0
9.5 | 7908.7131 | 5153.2488 | 7387.8452 | 7520.9907 | 7761.8322 | 8374.0954 | 8462.3523 | 8563.4163 | 0
9.5833 | 7191.6564 | 3565.5673 | 5419.9728 | 7161.2434 | 7549.7825 | 7761.922 | 7978.2241 | 8021.8783 | 0
9.6667 | 6748.1883 | 3622.2145 | 4382.9984 | 6140.0497 | 7457.0857 | 7575.7329 | 7780.7476 | 9261.035 | 0
9.75 | 3930.3277 | 0 | 750.7772 | 883.2706 | 4822.1847 | 6570.6841 | 7272.8981 | 7908.4664 | 0
9.8333 | 1387.1758 | 0 | 394.0321 | 462.6731 | 522.4836 | 587.5534 | 6558.4954 | 6737.0385 | 0
9.9167 | 518.565 | 0 | 314.2066 | 372.6773 | 405.8748 | 455.0321 | 2104.3639 | 2505.7171 | 0
10 | 339.2501 | 186.1375 | 256.036 | 300.2648 | 318.9657 | 358.1042 | 423.4394 | 1470.9177 | 0

## WTP_conc
Plot F - Range of Monthly Effluent Concentration after settling at CVP - Scenario C-6g | [10 empty] | JAN | FEB | MAR | APR | MAY | JUN | JUL | AUG | SEP | OCT | NOV | DEC
[10 empty] | Max | MAY: 0.3; JUN: 0.3; JUL: 0.3; AUG: 0.3; SEP: 0.3; OCT: 0.3; NOV: 0.3
[10 empty] | 95% percentile | MAY: 0.3; JUN: 0.3; JUL: 0.3; AUG: 0.3; SEP: 0.3; OCT: 0.3; NOV: 0.27
[10 empty] | 75% Percentile | MAY: 0.3; JUN: 0.3; JUL: 0.3; AUG: 0.3; SEP: 0.3; OCT: 0.27; NOV: 0.15
[10 empty] | Median | MAY: 0.3; JUN: 0.3; JUL: 0.3; AUG: 0.3; SEP: 0.3; OCT: 0.24; NOV: 0.03
[10 empty] | Mean | MAY: 0.3; JUN: 0.3; JUL: 0.3; AUG: 0.3; SEP: 0.3; OCT: 0.1737; NOV: 0.081
[10 empty] | Min | MAY: 0.3; JUN: 0.3; JUL: 0.3; AUG: 0.3; SEP: 0.3; OCT: 0; NOV: 0
[11 empty] | JAN: MIN |  | MEAN | [12 empty] | MEDIAN | [12 empty] | 75% | [12 empty] | 95% | [12 empty] | MAX
Time (yr) | SelectorWQ:Mean | SelectorWQ:Least Result | SelectorWQ:5% | SelectorWQ:25% | SelectorWQ:Median | SelectorWQ:75% | SelectorWQ:95% | SelectorWQ:Greatest Result | Greatest Result |  | 1 | 2 | 3 | 4 | 5 | 6 | 7 | 8 | 9 | 10 | 11 | 12 |  | 1 | 2 | 3 | 4 | 5 | 6 | 7 | 8 | 9 | 10 | 11 | 12 |  | 1 | 2 | 3 | 4 | 5 | 6 | 7 | 8 | 9 | 10 | 11 | 12 |  | 1 | 2 | 3 | 4 | 5 | 6 | 7 | 8 | 9 | 10 | 11 | 12 |  | 1 | 2 | 3 | 4 | 5 | 6 | 7 | 8 | 9 | 10 | 11 | 12 |  | 1 | 2 | 3 | 4 | 5 | 6 | 7 | 8 | 9 | 10 | 11 | 12
0 | 0 | 0 | 0 | 0 | 0 | 0 | 0 | 0 | 0 | 1 | 0 | 0 | 0 | 0 | 0.3 | 0.3 | 0.3 | 0.3 | 0.3 | 0 | 0 | 0 | 1 | 0 | 0 | 0 | 0 | 0.3 | 0.3 | 0.3 | 0.3 | 0.3 | 0.285 | 0.189 | 0.0042073 | 1 | 0 | 0 | 0 | 0 | 0.3 | 0.3 | 0.3 | 0.3 | 0.3 | 0.3 | 0.3 | 0 | 1 | 0 | 0 | 0 | 0 | 0.3 | 0.3 | 0.3 | 0.3 | 0.3 | 0.3 | 0.3 | 0.01243 | 1 | 0 | 0 | 0 | 0 | 0.3 | 0.3 | 0.3 | 0.3 | 0.3 | 0.3 | 0.3 | 0.017839 | 1 | 0 | 0 | 0 | 0 | 0.3 | 0.3 | 0.3 | 0.3 | 0.3 | 0.3 | 0.3 | 0.019503
0.083333 | 0 | 0 | 0 | 0 | 0 | 0 | 0 | 0 | 0 | 2 | 0 | 0 | 0 | 0 | 0.3 | 0.3 | 0.3 | 0.3 | 0.3 | 0 | 0 | 0 | 2 | 0 | 0 | 0 | 0 | 0.3 | 0.3 | 0.3 | 0.3 | 0.3 | 0.051 | 0.015 | 0.00014099 | 2 | 0 | 0 | 0 | 0 | 0.3 | 0.3 | 0.3 | 0.3 | 0.3 | 0 | 0 | 0 | 2 | 0 | 0 | 0 | 0 | 0.3 | 0.3 | 0.3 | 0.3 | 0.3 | 0 | 0 | 0 | 2 | 0 | 0 | 0 | 0 | 0.3 | 0.3 | 0.3 | 0.3 | 0.3 | 0.3 | 0 | 0 | 2 | 0 | 0 | 0 | 0 | 0.3 | 0.3 | 0.3 | 0.3 | 0.3 | 0.3 | 0.3 | 0.014099
0.16667 | 0 | 0 | 0 | 0 | 0 | 0 | 0 | 0 | 0 | 3 | 0 | 0 | 0 | 0 | 0.3 | 0.3 | 0.3 | 0.3 | 0.3 | 0 | 0 | 0 | 3 | 0 | 0 | 0 | 0 | 0.3 | 0.3 | 0.3 | 0.3 | 0.3 | 0.204 | 0.126 | 0.0030205 | 3 | 0 | 0 | 0 | 0 | 0.3 | 0.3 | 0.3 | 0.3 | 0.3 | 0.3 | 0 | 0 | 3 | 0 | 0 | 0 | 0 | 0.3 | 0.3 | 0.3 | 0.3 | 0.3 | 0.3 | 0.3 | 0 | 3 | 0 | 0 | 0 | 0 | 0.3 | 0.3 | 0.3 | 0.3 | 0.3 | 0.3 | 0.3 | 0.016381 | 3 | 0 | 0 | 0 | 0 | 0.3 | 0.3 | 0.3 | 0.3 | 0.3 | 0.3 | 0.3 | 0.020092
0.25 | 0 | 0 | 0 | 0 | 0 | 0 | 0 | 0 | 0 | 4 | 0 | 0 | 0 | 0 | 0.3 | 0.3 | 0.3 | 0.3 | 0.3 | 0 | 0 | 0 | 4 | 0 | 0 | 0 | 0 | 0.3 | 0.3 | 0.3 | 0.3 | 0.3 | 0.15 | 0.042 | 0.00096308 | 4 | 0 | 0 | 0 | 0 | 0.3 | 0.3 | 0.3 | 0.3 | 0.3 | 0 | 0 | 0 | 4 | 0 | 0 | 0 | 0 | 0.3 | 0.3 | 0.3 | 0.3 | 0.3 | 0.3 | 0 | 0 | 4 | 0 | 0 | 0 | 0 | 0.3 | 0.3 | 0.3 | 0.3 | 0.3 | 0.3 | 0.3 | 0.012925 | 4 | 0 | 0 | 0 | 0 | 0.3 | 0.3 | 0.3 | 0.3 | 0.3 | 0.3 | 0.3 | 0.019262
0.33333 | 0.3 | 0.3 | 0.3 | 0.3 | 0.3 | 0.3 | 0.3 | 0.3 | 0 | 5 | 0 | 0 | 0 | 0 | 0.3 | 0.3 | 0.3 | 0.3 | 0.3 | 0 | 0 | 0 | 5 | 0 | 0 | 0 | 0 | 0.3 | 0.3 | 0.3 | 0.3 | 0.3 | 0.183 | 0.09 | 0.0012702 | 5 | 0 | 0 | 0 | 0 | 0.3 | 0.3 | 0.3 | 0.3 | 0.3 | 0.3 | 0 | 0 | 5 | 0 | 0 | 0 | 0 | 0.3 | 0.3 | 0.3 | 0.3 | 0.3 | 0.3 | 0.3 | 0 | 5 | 0 | 0 | 0 | 0 | 0.3 | 0.3 | 0.3 | 0.3 | 0.3 | 0.3 | 0.3 | 0.014698 | 5 | 0 | 0 | 0 | 0 | 0.3 | 0.3 | 0.3 | 0.3 | 0.3 | 0.3 | 0.3 | 0.021474
0.41667 | 0.3 | 0.3 | 0.3 | 0.3 | 0.3 | 0.3 | 0.3 | 0.3 | 0 | 6 | 0 | 0 | 0 | 0 | 0.3 | 0.3 | 0.3 | 0.3 | 0.3 | 0 | 0 | 0 | 6 | 0 | 0 | 0 | 0 | 0.3 | 0.3 | 0.3 | 0.3 | 0.3 | 0.165 | 0.057 | 0.00046291 | 6 | 0 | 0 | 0 | 0 | 0.3 | 0.3 | 0.3 | 0.3 | 0.3 | 0.3 | 0 | 0 | 6 | 0 | 0 | 0 | 0 | 0.3 | 0.3 | 0.3 | 0.3 | 0.3 | 0.3 | 0 | 0 | 6 | 0 | 0 | 0 | 0 | 0.3 | 0.3 | 0.3 | 0.3 | 0.3 | 0.3 | 0.3 | 0 | 6 | 0 | 0 | 0 | 0 | 0.3 | 0.3 | 0.3 | 0.3 | 0.3 | 0.3 | 0.3 | 0.01729
0.5 | 0.3 | 0.3 | 0.3 | 0.3 | 0.3 | 0.3 | 0.3 | 0.3 | 0 | 7 | 0 | 0 | 0 | 0 | 0.3 | 0.3 | 0.3 | 0.3 | 0.3 | 0 | 0 | 0 | 7 | 0 | 0 | 0 | 0 | 0.3 | 0.3 | 0.3 | 0.3 | 0.3 | 0.171 | 0.09 | 0.000744 | 7 | 0 | 0 | 0 | 0 | 0.3 | 0.3 | 0.3 | 0.3 | 0.3 | 0.3 | 0 | 0 | 7 | 0 | 0 | 0 | 0 | 0.3 | 0.3 | 0.3 | 0.3 | 0.3 | 0.3 | 0.3 | 0 | 7 | 0 | 0 | 0 | 0 | 0.3 | 0.3 | 0.3 | 0.3 | 0.3 | 0.3 | 0.3 | 0 | 7 | 0 | 0 | 0 | 0 | 0.3 | 0.3 | 0.3 | 0.3 | 0.3 | 0.3 | 0.3 | 0.018019
0.58333 | 0.3 | 0.3 | 0.3 | 0.3 | 0.3 | 0.3 | 0.3 | 0.3 | 0 | 8 | 0 | 0 | 0 | 0 | 0.3 | 0.3 | 0.3 | 0.3 | 0.3 | 0 | 0 | 0 | 8 | 0 | 0 | 0 | 0 | 0.3 | 0.3 | 0.3 | 0.3 | 0.3 | 0.174 | 0.063 | 0.00055946 | 8 | 0 | 0 | 0 | 0 | 0.3 | 0.3 | 0.3 | 0.3 | 0.3 | 0.3 | 0 | 0 | 8 | 0 | 0 | 0 | 0 | 0.3 | 0.3 | 0.3 | 0.3 | 0.3 | 0.3 | 0 | 0 | 8 | 0 | 0 | 0 | 0 | 0.3 | 0.3 | 0.3 | 0.3 | 0.3 | 0.3 | 0.3 | 0 | 8 | 0 | 0 | 0 | 0 | 0.3 | 0.3 | 0.3 | 0.3 | 0.3 | 0.3 | 0.3 | 0.016268
0.66667 | 0.3 | 0.3 | 0.3 | 0.3 | 0.3 | 0.3 | 0.3 | 0.3 | 0 | 9 | 0 | 0 | 0 | 0 | 0.3 | 0.3 | 0.3 | 0.3 | 0.3 | 0 | 0 | 0 | 9 | 0 | 0 | 0 | 0 | 0.3 | 0.3 | 0.3 | 0.3 | 0.3 | 0.177 | 0.078 | 0.00059641 | 9 | 0 | 0 | 0 | 0 | 0.3 | 0.3 | 0.3 | 0.3 | 0.3 | 0.3 | 0 | 0 | 9 | 0 | 0 | 0 | 0 | 0.3 | 0.3 | 0.3 | 0.3 | 0.3 | 0.3 | 0.3 | 0 | 9 | 0 | 0 | 0 | 0 | 0.3 | 0.3 | 0.3 | 0.3 | 0.3 | 0.3 | 0.3 | 0 | 9 | 0 | 0 | 0 | 0 | 0.3 | 0.3 | 0.3 | 0.3 | 0.3 | 0.3 | 0.3 | 0.015933
0.75 | 0.285 | 0 | 0 | 0.3 | 0.3 | 0.3 | 0.3 | 0.3 | 0 | 10 | 0 | 0 | 0 | 0 | 0.3 | 0.3 | 0.3 | 0.3 | 0.3 | 0 | 0 | 0 | 10 | 0 | 0 | 0 | 0 | 0.3 | 0.3 | 0.3 | 0.3 | 0.3 | 0.177 | 0.06 | 0.00096088 | 10 | 0 | 0 | 0 | 0 | 0.3 | 0.3 | 0.3 | 0.3 | 0.3 | 0.3 | 0 | 0 | 10 | 0 | 0 | 0 | 0 | 0.3 | 0.3 | 0.3 | 0.3 | 0.3 | 0.3 | 0 | 0 | 10 | 0 | 0 | 0 | 0 | 0.3 | 0.3 | 0.3 | 0.3 | 0.3 | 0.3 | 0.3 | 0.014544 | 10 | 0 | 0 | 0 | 0 | 0.3 | 0.3 | 0.3 | 0.3 | 0.3 | 0.3 | 0.3 | 0.016921
0.83333 | 0.189 | 0 | 0 | 0 | 0.3 | 0.3 | 0.3 | 0.3 | 0
0.91667 | 0.0042073 | 0 | 0 | 0 | 0 | 0.01243 | 0.017839 | 0.019503 | 0
1 | 0 | 0 | 0 | 0 | 0 | 0 | 0 | 0 | 0
1.0833 | 0 | 0 | 0 | 0 | 0 | 0 | 0 | 0 | 0
1.1667 | 0 | 0 | 0 | 0 | 0 | 0 | 0 | 0 | 0
1.25 | 0 | 0 | 0 | 0 | 0 | 0 | 0 | 0 | 0
1.3333 | 0.3 | 0.3 | 0.3 | 0.3 | 0.3 | 0.3 | 0.3 | 0.3 | 0
1.4167 | 0.3 | 0.3 | 0.3 | 0.3 | 0.3 | 0.3 | 0.3 | 0.3 | 0
1.5 | 0.3 | 0.3 | 0.3 | 0.3 | 0.3 | 0.3 | 0.3 | 0.3 | 0
1.5833 | 0.3 | 0.3 | 0.3 | 0.3 | 0.3 | 0.3 | 0.3 | 0.3 | 0
1.6667 | 0.3 | 0.3 | 0.3 | 0.3 | 0.3 | 0.3 | 0.3 | 0.3 | 0
1.75 | 0.051 | 0 | 0 | 0 | 0 | 0 | 0.3 | 0.3 | 0
1.8333 | 0.015 | 0 | 0 | 0 | 0 | 0 | 0 | 0.3 | 0
1.9167 | 0.00014099 | 0 | 0 | 0 | 0 | 0 | 0 | 0.014099 | 0
2 | 0 | 0 | 0 | 0 | 0 | 0 | 0 | 0 | 0
2.0833 | 0 | 0 | 0 | 0 | 0 | 0 | 0 | 0 | 0
2.1667 | 0 | 0 | 0 | 0 | 0 | 0 | 0 | 0 | 0
2.25 | 0 | 0 | 0 | 0 | 0 | 0 | 0 | 0 | 0
2.3333 | 0.3 | 0.3 | 0.3 | 0.3 | 0.3 | 0.3 | 0.3 | 0.3 | 0
2.4167 | 0.3 | 0.3 | 0.3 | 0.3 | 0.3 | 0.3 | 0.3 | 0.3 | 0
2.5 | 0.3 | 0.3 | 0.3 | 0.3 | 0.3 | 0.3 | 0.3 | 0.3 | 0
2.5833 | 0.3 | 0.3 | 0.3 | 0.3 | 0.3 | 0.3 | 0.3 | 0.3 | 0
2.6667 | 0.3 | 0.3 | 0.3 | 0.3 | 0.3 | 0.3 | 0.3 | 0.3 | 0
2.75 | 0.204 | 0 | 0 | 0 | 0.3 | 0.3 | 0.3 | 0.3 | 0
2.8333 | 0.126 | 0 | 0 | 0 | 0 | 0.3 | 0.3 | 0.3 | 0
2.9167 | 0.0030205 | 0 | 0 | 0 | 0 | 0 | 0.016381 | 0.020092 | 0
3 | 0 | 0 | 0 | 0 | 0 | 0 | 0 | 0 | 0
3.0833 | 0 | 0 | 0 | 0 | 0 | 0 | 0 | 0 | 0
3.1667 | 0 | 0 | 0 | 0 | 0 | 0 | 0 | 0 | 0
3.25 | 0 | 0 | 0 | 0 | 0 | 0 | 0 | 0 | 0
3.3333 | 0.3 | 0.3 | 0.3 | 0.3 | 0.3 | 0.3 | 0.3 | 0.3 | 0
3.4167 | 0.3 | 0.3 | 0.3 | 0.3 | 0.3 | 0.3 | 0.3 | 0.3 | 0
3.5 | 0.3 | 0.3 | 0.3 | 0.3 | 0.3 | 0.3 | 0.3 | 0.3 | 0
3.5833 | 0.3 | 0.3 | 0.3 | 0.3 | 0.3 | 0.3 | 0.3 | 0.3 | 0
3.6667 | 0.3 | 0.3 | 0.3 | 0.3 | 0.3 | 0.3 | 0.3 | 0.3 | 0
3.75 | 0.15 | 0 | 0 | 0 | 0 | 0.3 | 0.3 | 0.3 | 0
3.8333 | 0.042 | 0 | 0 | 0 | 0 | 0 | 0.3 | 0.3 | 0
3.9167 | 0.00096308 | 0 | 0 | 0 | 0 | 0 | 0.012925 | 0.019262 | 0
4 | 0 | 0 | 0 | 0 | 0 | 0 | 0 | 0 | 0
4.0833 | 0 | 0 | 0 | 0 | 0 | 0 | 0 | 0 | 0
4.1667 | 0 | 0 | 0 | 0 | 0 | 0 | 0 | 0 | 0
4.25 | 0 | 0 | 0 | 0 | 0 | 0 | 0 | 0 | 0
4.3333 | 0.3 | 0.3 | 0.3 | 0.3 | 0.3 | 0.3 | 0.3 | 0.3 | 0
4.4167 | 0.3 | 0.3 | 0.3 | 0.3 | 0.3 | 0.3 | 0.3 | 0.3 | 0
4.5 | 0.3 | 0.3 | 0.3 | 0.3 | 0.3 | 0.3 | 0.3 | 0.3 | 0
4.5833 | 0.3 | 0.3 | 0.3 | 0.3 | 0.3 | 0.3 | 0.3 | 0.3 | 0
4.6667 | 0.3 | 0.3 | 0.3 | 0.3 | 0.3 | 0.3 | 0.3 | 0.3 | 0
4.75 | 0.183 | 0 | 0 | 0 | 0.3 | 0.3 | 0.3 | 0.3 | 0
4.8333 | 0.09 | 0 | 0 | 0 | 0 | 0.3 | 0.3 | 0.3 | 0
4.9167 | 0.0012702 | 0 | 0 | 0 | 0 | 0 | 0.014698 | 0.021474 | 0
5 | 0 | 0 | 0 | 0 | 0 | 0 | 0 | 0 | 0
5.0833 | 0 | 0 | 0 | 0 | 0 | 0 | 0 | 0 | 0
5.1667 | 0 | 0 | 0 | 0 | 0 | 0 | 0 | 0 | 0
5.25 | 0 | 0 | 0 | 0 | 0 | 0 | 0 | 0 | 0
5.3333 | 0.3 | 0.3 | 0.3 | 0.3 | 0.3 | 0.3 | 0.3 | 0.3 | 0
5.4167 | 0.3 | 0.3 | 0.3 | 0.3 | 0.3 | 0.3 | 0.3 | 0.3 | 0
5.5 | 0.3 | 0.3 | 0.3 | 0.3 | 0.3 | 0.3 | 0.3 | 0.3 | 0
5.5833 | 0.3 | 0.3 | 0.3 | 0.3 | 0.3 | 0.3 | 0.3 | 0.3 | 0
5.6667 | 0.3 | 0.3 | 0.3 | 0.3 | 0.3 | 0.3 | 0.3 | 0.3 | 0
5.75 | 0.165 | 0 | 0 | 0 | 0.3 | 0.3 | 0.3 | 0.3 | 0
5.8333 | 0.057 | 0 | 0 | 0 | 0 | 0 | 0.3 | 0.3 | 0
5.9167 | 0.00046291 | 0 | 0 | 0 | 0 | 0 | 0 | 0.01729 | 0
6 | 0 | 0 | 0 | 0 | 0 | 0 | 0 | 0 | 0
6.0833 | 0 | 0 | 0 | 0 | 0 | 0 | 0 | 0 | 0
6.1667 | 0 | 0 | 0 | 0 | 0 | 0 | 0 | 0 | 0
6.25 | 0 | 0 | 0 | 0 | 0 | 0 | 0 | 0 | 0
6.3333 | 0.3 | 0.3 | 0.3 | 0.3 | 0.3 | 0.3 | 0.3 | 0.3 | 0
6.4167 | 0.3 | 0.3 | 0.3 | 0.3 | 0.3 | 0.3 | 0.3 | 0.3 | 0
6.5 | 0.3 | 0.3 | 0.3 | 0.3 | 0.3 | 0.3 | 0.3 | 0.3 | 0
6.5833 | 0.3 | 0.3 | 0.3 | 0.3 | 0.3 | 0.3 | 0.3 | 0.3 | 0
6.6667 | 0.3 | 0.3 | 0.3 | 0.3 | 0.3 | 0.3 | 0.3 | 0.3 | 0
6.75 | 0.171 | 0 | 0 | 0 | 0.3 | 0.3 | 0.3 | 0.3 | 0
6.8333 | 0.09 | 0 | 0 | 0 | 0 | 0.3 | 0.3 | 0.3 | 0
6.9167 | 0.000744 | 0 | 0 | 0 | 0 | 0 | 0 | 0.018019 | 0
7 | 0 | 0 | 0 | 0 | 0 | 0 | 0 | 0 | 0
7.0833 | 0 | 0 | 0 | 0 | 0 | 0 | 0 | 0 | 0
7.1667 | 0 | 0 | 0 | 0 | 0 | 0 | 0 | 0 | 0
7.25 | 0 | 0 | 0 | 0 | 0 | 0 | 0 | 0 | 0
7.3333 | 0.3 | 0.3 | 0.3 | 0.3 | 0.3 | 0.3 | 0.3 | 0.3 | 0
7.4167 | 0.3 | 0.3 | 0.3 | 0.3 | 0.3 | 0.3 | 0.3 | 0.3 | 0
7.5 | 0.3 | 0.3 | 0.3 | 0.3 | 0.3 | 0.3 | 0.3 | 0.3 | 0
7.5833 | 0.3 | 0.3 | 0.3 | 0.3 | 0.3 | 0.3 | 0.3 | 0.3 | 0
7.6667 | 0.3 | 0.3 | 0.3 | 0.3 | 0.3 | 0.3 | 0.3 | 0.3 | 0
7.75 | 0.174 | 0 | 0 | 0 | 0.3 | 0.3 | 0.3 | 0.3 | 0
7.8333 | 0.063 | 0 | 0 | 0 | 0 | 0 | 0.3 | 0.3 | 0
7.9167 | 0.00055946 | 0 | 0 | 0 | 0 | 0 | 0 | 0.016268 | 0
8 | 0 | 0 | 0 | 0 | 0 | 0 | 0 | 0 | 0
8.0833 | 0 | 0 | 0 | 0 | 0 | 0 | 0 | 0 | 0
8.1667 | 0 | 0 | 0 | 0 | 0 | 0 | 0 | 0 | 0
8.25 | 0 | 0 | 0 | 0 | 0 | 0 | 0 | 0 | 0
8.3333 | 0.3 | 0.3 | 0.3 | 0.3 | 0.3 | 0.3 | 0.3 | 0.3 | 0
8.4167 | 0.3 | 0.3 | 0.3 | 0.3 | 0.3 | 0.3 | 0.3 | 0.3 | 0
8.5 | 0.3 | 0.3 | 0.3 | 0.3 | 0.3 | 0.3 | 0.3 | 0.3 | 0
8.5833 | 0.3 | 0.3 | 0.3 | 0.3 | 0.3 | 0.3 | 0.3 | 0.3 | 0
8.6667 | 0.3 | 0.3 | 0.3 | 0.3 | 0.3 | 0.3 | 0.3 | 0.3 | 0
8.75 | 0.177 | 0 | 0 | 0 | 0.3 | 0.3 | 0.3 | 0.3 | 0
8.8333 | 0.078 | 0 | 0 | 0 | 0 | 0.3 | 0.3 | 0.3 | 0
8.9167 | 0.00059641 | 0 | 0 | 0 | 0 | 0 | 0 | 0.015933 | 0
9 | 0 | 0 | 0 | 0 | 0 | 0 | 0 | 0 | 0
9.0833 | 0 | 0 | 0 | 0 | 0 | 0 | 0 | 0 | 0
9.1667 | 0 | 0 | 0 | 0 | 0 | 0 | 0 | 0 | 0
9.25 | 0 | 0 | 0 | 0 | 0 | 0 | 0 | 0 | 0
9.3333 | 0.3 | 0.3 | 0.3 | 0.3 | 0.3 | 0.3 | 0.3 | 0.3 | 0
9.4167 | 0.3 | 0.3 | 0.3 | 0.3 | 0.3 | 0.3 | 0.3 | 0.3 | 0
9.5 | 0.3 | 0.3 | 0.3 | 0.3 | 0.3 | 0.3 | 0.3 | 0.3 | 0
9.5833 | 0.3 | 0.3 | 0.3 | 0.3 | 0.3 | 0.3 | 0.3 | 0.3 | 0
9.6667 | 0.3 | 0.3 | 0.3 | 0.3 | 0.3 | 0.3 | 0.3 | 0.3 | 0
9.75 | 0.177 | 0 | 0 | 0 | 0.3 | 0.3 | 0.3 | 0.3 | 0
9.8333 | 0.06 | 0 | 0 | 0 | 0 | 0 | 0.3 | 0.3 | 0
9.9167 | 0.00096088 | 0 | 0 | 0 | 0 | 0 | 0.014544 | 0.016921 | 0
10 | 0 | 0 | 0 | 0 | 0 | 0 | 0 | 0 | 0